## Net Plant
Forecast Additions to Net Plant
| Non-Incentive |  | Incentive |  | Total Non-Incentive and Incentive
Forecast Period Mon-Yr | Gross Additions | CWIP | Gross Additions | CWIP | Gross Additions | CWIP
2016-01-01 | 25407328.0793 | 0 | 11400758.17 | 9581618.04 | 36808086.2493 | 9581618.04
2016-02-01 | 25407328.0793 | 0 | 3282070.55 | 0 | 28689398.6293 | 0
2016-03-01 | 25407328.0793 | 0 | 1078326.79 | 0 | 26485654.8693 | 0
2016-04-01 | 25407328.0793 | 0 | 2056443.6744 | 210499.23 | 27463771.7537 | 210499.23
2016-05-01 | 27395212.7242 | 547884.65 | 2318944.4444 | 0 | 29714157.1686 | 547884.65
2016-06-01 | 61895792.1617 | 17982837.14 | 1785944.4444 | 0 | 63681736.6061 | 17982837.14
2016-07-01 | 25407328.0793 | 0 | 1758944.4444 | 0 | 27166272.5237 | 0
2016-08-01 | 25407328.0793 | 0 | 1634644.4444 | 0 | 27041972.5237 | 0
2016-09-01 | 26956254.2383 | 648926.16 | 1631444.4444 | 0 | 28587698.6828 | 648926.16
2016-10-01 | 28346481.6092 | 1489153.53 | 322116773.2244 | 225327976.69 | 350463254.8336 | 226817130.22
2016-11-01 | 26846175.7017 | 38847.62 | 4401444.4444 | 0 | 31247620.1462 | 38847.62
2016-12-01 | 41984300.7805 | 10586622.6851 | 10929482.8444 | 0 | 52913783.625 | 10586622.6851
2017-01-01 | 15046033.0319 | 0 | 0 | 0 | 15046033.0319 | 0
2017-02-01 | 16500807.2495 | 779689.2936 | 35027942.54 | 6558587.28 | 51528749.7895 | 7338276.5736
2017-03-01 | 16799284.5824 | 949493.55 | 100000 | 0 | 16899284.5824 | 949493.55
2017-04-01 | 15046033.0319 | 0 | 0 | 0 | 15046033.0319 | 0
2017-05-01 | 15046033.0319 | 0 | 0 | 0 | 15046033.0319 | 0
2017-06-01 | 15046033.0319 | 0 | 0 | 0 | 15046033.0319 | 0
2017-07-01 | 15046033.0319 | 0 | 0 | 0 | 15046033.0319 | 0
2017-08-01 | 15046033.0319 | 0 | 0 | 0 | 15046033.0319 | 0
2017-09-01 | 15046033.0319 | 0 | 0 | 0 | 15046033.0319 | 0
2017-10-01 | 15046033.0319 | 0 | 0 | 0 | 15046033.0319 | 0
2017-11-01 | 50409136.8119 | 6200603.78 | 0 | 0 | 50409136.8119 | 6200603.78
2017-12-01 | 77015043.1851 | 34471393.0578 | 0 | 0 | 77015043.1851 | 34471393.0578

## Load Summary
Transmission High / Low Voltage Summary ($000)
| High Voltage |  |  | Low Voltage
Month | Incentive | Non-Incentive | Total | Non-Incentive | Total Adds
2016-01-01 | 11400.7582 | 24907.1969 | 36307.955 | 500.1312 | 36808.0862
2016-02-01 | 14682.8287 | 49814.3938 | 64497.2225 | 1000.2624 | 65497.4849
2016-03-01 | 15761.1555 | 74721.5906 | 90482.7461 | 1500.3936 | 91983.1397
2016-04-01 | 17817.5992 | 99628.7875 | 117446.3867 | 2000.5248 | 119446.9115
2016-05-01 | 20136.5436 | 126523.869 | 146660.4127 | 2500.656 | 149161.0687
2016-06-01 | 21922.4881 | 187919.53 | 209842.0181 | 3000.7872 | 212842.8053
2016-07-01 | 23681.4325 | 212826.7269 | 236508.1594 | 3500.9184 | 240009.0778
2016-08-01 | 25316.077 | 237733.9238 | 263050.0007 | 4001.0496 | 267051.0503
2016-09-01 | 26947.5214 | 264190.0468 | 291137.5682 | 4501.1808 | 295638.749
2016-10-01 | 349064.2946 | 292036.3972 | 641100.6918 | 5001.312 | 646102.0038
2016-11-01 | 353465.7391 | 318382.4417 | 671848.1808 | 5501.4432 | 677349.624
2016-12-01 | 364395.2219 | 359866.6113 | 724261.8332 | 6001.5744 | 730263.4076
2017-01-01 | 364395.2219 | 374852.3931 | 739247.615 | 6061.8256 | 745309.4406
2017-02-01 | 399423.1645 | 391292.9491 | 790716.1136 | 6122.0768 | 796838.1904
2017-03-01 | 399523.1645 | 408031.9825 | 807555.147 | 6182.328 | 813737.475
2017-04-01 | 399523.1645 | 423017.7643 | 822540.9288 | 6242.5792 | 828783.508
2017-05-01 | 399523.1645 | 438003.5462 | 837526.7106 | 6302.8305 | 843829.5411
2017-06-01 | 399523.1645 | 452989.328 | 852512.4924 | 6363.0817 | 858875.5741
2017-07-01 | 399523.1645 | 467975.1098 | 867498.2743 | 6423.3329 | 873921.6071
2017-08-01 | 399523.1645 | 482960.8916 | 882484.0561 | 6483.5841 | 888967.6402
2017-09-01 | 399523.1645 | 497946.6735 | 897469.8379 | 6543.8353 | 904013.6732
2017-10-01 | 399523.1645 | 512932.4553 | 912455.6197 | 6604.0865 | 919059.7062
2017-11-01 | 399523.1645 | 563281.3409 | 962804.5053 | 6664.3377 | 969468.843
2017-12-01 | 399523.1645 | 640236.1329 | 1039759.2973 | 6724.5889 | 1046483.8862
Formulas:
Month = DATE(YEAR([Month, row above]),MONTH([Month, row above])+1,1)

## Non-Inc Plant
Non-Incentive Plant Additions Forecast
First Forecast Month | 2016-01-01
Blanket Forecast
WBS | WBS Description | Pin # | Voltage | Forecast Date | Asset Class | Collectible % | ISO % | 2015 CWIP | 2016 Total Expenditures | 2017 Total Expenditures | 2015 ISO CWIP Less Collectible | 2016 ISO Expenditures Less COR/Collectible | 2017 ISO Expenditures Less COR/Collectible | 2016-01-01 | 2016-02-01 | 2016-03-01 | 2016-04-01 | 2016-05-01 | 2016-06-01 | 2016-07-01 | 2016-08-01 | 2016-09-01 | 2016-10-01 | 2016-11-01 | 2016-12-01 | 2017-01-01 | 2017-02-01 | 2017-03-01 | 2017-04-01 | 2017-05-01 | 2017-06-01 | 2017-07-01 | 2017-08-01 | 2017-09-01 | 2017-10-01 | 2017-11-01 | 2017-12-01
CET-ET-IR-CB-421100 | Replace Bulk Power Circuit Breakers | 4211 | High | Blanket | TR-SUB | 0% | 100% |  | 5278.7205 | 5875.7984 |  | 5278.7205 | 5875.7984 | 439.8934 | 439.8934 | 439.8934 | 439.8934 | 439.8934 | 439.8934 | 439.8934 | 439.8934 | 439.8934 | 439.8934 | 439.8934 | 439.8934 | 489.6499 | 489.6499 | 489.6499 | 489.6499 | 489.6499 | 489.6499 | 489.6499 | 489.6499 | 489.6499 | 489.6499 | 489.6499 | 489.6499
CET-OT-OT-ME-313800 | Miscellaneous Equipment | 3138 | High | Blanket | TR-SUB | 0% | 100% |  | 95.0028 | 0 |  | 95.0028 | 0 | 7.9169 | 7.9169 | 7.9169 | 7.9169 | 7.9169 | 7.9169 | 7.9169 | 7.9169 | 7.9169 | 7.9169 | 7.9169 | 7.9169 | 0 | 0 | 0 | 0 | 0 | 0 | 0 | 0 | 0 | 0 | 0 | 0
CET-ET-IR-ME-619700 | On-line Dissolved Gas Analysis of Bulk Power Transformer Banks | 6197 | High | Blanket | TR-SUB | 0% | 100% |  | 2032.8037 | 2077.9754 |  | 2032.8037 | 2077.9754 | 169.4003 | 169.4003 | 169.4003 | 169.4003 | 169.4003 | 169.4003 | 169.4003 | 169.4003 | 169.4003 | 169.4003 | 169.4003 | 169.4003 | 173.1646 | 173.1646 | 173.1646 | 173.1646 | 173.1646 | 173.1646 | 173.1646 | 173.1646 | 173.1646 | 173.1646 | 173.1646 | 173.1646
CET-ET-IR-RP-434301 | Non-Bulk Relay Replacement Program ("SRRP") | 4343 | Low | Blanket | TR-SUB | 0% | 100% |  | 6001.5744 | 723.0145 |  | 6001.5744 | 723.0145 | 500.1312 | 500.1312 | 500.1312 | 500.1312 | 500.1312 | 500.1312 | 500.1312 | 500.1312 | 500.1312 | 500.1312 | 500.1312 | 500.1312 | 60.2512 | 60.2512 | 60.2512 | 60.2512 | 60.2512 | 60.2512 | 60.2512 | 60.2512 | 60.2512 | 60.2512 | 60.2512 | 60.2512
CET-ET-IR-RP-508900 | Bulk Power 500kV Line Relay Replacement | 5089 | High | Blanket | TR-SUB | 0% | 100% |  | 2224.2359 | 7501.8504 |  | 2224.2359 | 7501.8504 | 185.353 | 185.353 | 185.353 | 185.353 | 185.353 | 185.353 | 185.353 | 185.353 | 185.353 | 185.353 | 185.353 | 185.353 | 625.1542 | 625.1542 | 625.1542 | 625.1542 | 625.1542 | 625.1542 | 625.1542 | 625.1542 | 625.1542 | 625.1542 | 625.1542 | 625.1542
CET-ET-IR-ME-475600 | Substation Equipment Additions & Betterment | 4756 | High | Blanket | TR-SUB | 0% | 100% |  | 10743.5188 | 10982.2547 |  | 10743.5188 | 10982.2547 | 895.2932 | 895.2932 | 895.2932 | 895.2932 | 895.2932 | 895.2932 | 895.2932 | 895.2932 | 895.2932 | 895.2932 | 895.2932 | 895.2932 | 915.1879 | 915.1879 | 915.1879 | 915.1879 | 915.1879 | 915.1879 | 915.1879 | 915.1879 | 915.1879 | 915.1879 | 915.1879 | 915.1879
CET-ET-IR-TB-521001 | Substation Transformer Bank Replacement Program (AA-Bank & A-Bank) | 5210 | High | Blanket | TR-SUB | 0% | 100% |  | 31171.5946 | 15932.1353 |  | 31171.5946 | 15932.1353 | 2597.6329 | 2597.6329 | 2597.6329 | 2597.6329 | 2597.6329 | 2597.6329 | 2597.6329 | 2597.6329 | 2597.6329 | 2597.6329 | 2597.6329 | 2597.6329 | 1327.6779 | 1327.6779 | 1327.6779 | 1327.6779 | 1327.6779 | 1327.6779 | 1327.6779 | 1327.6779 | 1327.6779 | 1327.6779 | 1327.6779 | 1327.6779
CET-ET-IR-ME-768102 | NERC/CIP-14 (Physical Security) | 7681 | High | Blanket | TR-SUB | 0% | 100% |  | 0 | 743.4474 |  | 0 | 743.4474 | 0 | 0 | 0 | 0 | 0 | 0 | 0 | 0 | 0 | 0 | 0 | 0 | 61.9539 | 61.9539 | 61.9539 | 61.9539 | 61.9539 | 61.9539 | 61.9539 | 61.9539 | 61.9539 | 61.9539 | 61.9539 | 61.9539
CET-ET-GA-EM-644600 | Phasor Measurement System Installations | 6446 | High | Blanket | TR-SUB | 0% | 100% |  | 834.4903 | 939.191 |  | 834.4903 | 939.191 | 69.5409 | 69.5409 | 69.5409 | 69.5409 | 69.5409 | 69.5409 | 69.5409 | 69.5409 | 69.5409 | 69.5409 | 69.5409 | 69.5409 | 78.2659 | 78.2659 | 78.2659 | 78.2659 | 78.2659 | 78.2659 | 78.2659 | 78.2659 | 78.2659 | 78.2659 | 78.2659 | 78.2659
CET-PD-IR-SP-SUBSNW | Substation Planned Maintenance Replacements | 3363 | High | Blanket | TR-SUB | 0% | 100% |  | 2150.2728 | 2198.0548 |  | 2150.2728 | 2198.0548 | 179.1894 | 179.1894 | 179.1894 | 179.1894 | 179.1894 | 179.1894 | 179.1894 | 179.1894 | 179.1894 | 179.1894 | 179.1894 | 179.1894 | 183.1712 | 183.1712 | 183.1712 | 183.1712 | 183.1712 | 183.1712 | 183.1712 | 183.1712 | 183.1712 | 183.1712 | 183.1712 | 183.1712
CET-PD-BM-SU-SUBSNW | Substation Unplanned Maintenance Replacements | 3363 | High | Blanket | TR-SUB | 0% | 100% |  | 766.5131 | 783.5461 |  | 766.5131 | 783.5461 | 63.8761 | 63.8761 | 63.8761 | 63.8761 | 63.8761 | 63.8761 | 63.8761 | 63.8761 | 63.8761 | 63.8761 | 63.8761 | 63.8761 | 65.2955 | 65.2955 | 65.2955 | 65.2955 | 65.2955 | 65.2955 | 65.2955 | 65.2955 | 65.2955 | 65.2955 | 65.2955 | 65.2955
CET-PD-OT-FO-FACOPE | Facilities- Operational | 3363 | High | Blanket | TR-SUB | 0% | 100% |  | 8537.3355 | 0 |  | 8537.3355 | 0 | 711.4446 | 711.4446 | 711.4446 | 711.4446 | 711.4446 | 711.4446 | 711.4446 | 711.4446 | 711.4446 | 711.4446 | 711.4446 | 711.4446 | 0 | 0 | 0 | 0 | 0 | 0 | 0 | 0 | 0 | 0 | 0 | 0
CET-PD-ST-SS-SUBSNW | Substation - Storm | 3363 | High | Blanket | TR-SUB | 0% | 100% |  | 86.2968 | 88.2145 |  | 86.2968 | 88.2145 | 7.1914 | 7.1914 | 7.1914 | 7.1914 | 7.1914 | 7.1914 | 7.1914 | 7.1914 | 7.1914 | 7.1914 | 7.1914 | 7.1914 | 7.3512 | 7.3512 | 7.3512 | 7.3512 | 7.3512 | 7.3512 | 7.3512 | 7.3512 | 7.3512 | 7.3512 | 7.3512 | 7.3512
CET-PD-IR-TP-TREAST | Transmission Breakdown Maintenance Planned | 3364 | High | Blanket | TR-LINE | 0% | 100% |  | 5549.3504 | 5672.6646 |  | 5549.3504 | 5672.6646 | 462.4459 | 462.4459 | 462.4459 | 462.4459 | 462.4459 | 462.4459 | 462.4459 | 462.4459 | 462.4459 | 462.4459 | 462.4459 | 462.4459 | 472.7221 | 472.7221 | 472.7221 | 472.7221 | 472.7221 | 472.7221 | 472.7221 | 472.7221 | 472.7221 | 472.7221 | 472.7221 | 472.7221
CET-PD-BM-TU-TREAST | Transmission Breakdown Maintenance Unplanned | 3364 | High | Blanket | TR-LINE | 0% | 100% |  | 551.0757 | 563.3214 |  | 551.0757 | 563.3214 | 45.923 | 45.923 | 45.923 | 45.923 | 45.923 | 45.923 | 45.923 | 45.923 | 45.923 | 45.923 | 45.923 | 45.923 | 46.9434 | 46.9434 | 46.9434 | 46.9434 | 46.9434 | 46.9434 | 46.9434 | 46.9434 | 46.9434 | 46.9434 | 46.9434 | 46.9434
CET-PD-IR-TR-TREAST | Transmission Pole Replacement | 3364 | High | Blanket | TR-LINE | 0% | 100% |  | 6790.3168 | 6091.7477 |  | 6790.3168 | 6091.7477 | 565.8597 | 565.8597 | 565.8597 | 565.8597 | 565.8597 | 565.8597 | 565.8597 | 565.8597 | 565.8597 | 565.8597 | 565.8597 | 565.8597 | 507.6456 | 507.6456 | 507.6456 | 507.6456 | 507.6456 | 507.6456 | 507.6456 | 507.6456 | 507.6456 | 507.6456 | 507.6456 | 507.6456
CET-PD-IR-PT-TREAST | Pole Remediation Transmission | 3364 | High | Blanket | TR-LINE | 0% | 100% |  | 721.9199 | 1506.2718 |  | 721.9199 | 1506.2718 | 60.16 | 60.16 | 60.16 | 60.16 | 60.16 | 60.16 | 60.16 | 60.16 | 60.16 | 60.16 | 60.16 | 60.16 | 125.5226 | 125.5226 | 125.5226 | 125.5226 | 125.5226 | 125.5226 | 125.5226 | 125.5226 | 125.5226 | 125.5226 | 125.5226 | 125.5226
CET-PD-OT-PJ-TRSJAC | Transmission Line Rating Remediation | 7298 | High | Blanket | TR-LINE | 0% | 100% |  | 64200.7965 | 115845.7225 |  | 64200.7965 | 115845.7225 | 5350.0664 | 5350.0664 | 5350.0664 | 5350.0664 | 5350.0664 | 5350.0664 | 5350.0664 | 5350.0664 | 5350.0664 | 5350.0664 | 5350.0664 | 5350.0664 | 9653.8102 | 9653.8102 | 9653.8102 | 9653.8102 | 9653.8102 | 9653.8102 | 9653.8102 | 9653.8102 | 9653.8102 | 9653.8102 | 9653.8102 | 9653.8102
CET-PD-CI-CI-CRINSP | Critical Infrastructure Spare | 3362 | High | Blanket | TR-SUB | 0% | 100% |  | 11779.2732 | 0 |  | 11779.2732 | 0 | 981.6061 | 981.6061 | 981.6061 | 981.6061 | 981.6061 | 981.6061 | 981.6061 | 981.6061 | 981.6061 | 981.6061 | 981.6061 | 981.6061 | 0 | 0 | 0 | 0 | 0 | 0 | 0 | 0 | 0 | 0 | 0 | 0
CET-PD-CL-SC-SUBSNW | Substation Claim | 3367 | High | Blanket | TR-SUB | 0% | 100% |  | 32.1256 | 32.8395 |  | 32.1256 | 32.8395 | 2.6771 | 2.6771 | 2.6771 | 2.6771 | 2.6771 | 2.6771 | 2.6771 | 2.6771 | 2.6771 | 2.6771 | 2.6771 | 2.6771 | 2.7366 | 2.7366 | 2.7366 | 2.7366 | 2.7366 | 2.7366 | 2.7366 | 2.7366 | 2.7366 | 2.7366 | 2.7366 | 2.7366
CET-PD-CL-TC-TREAST | Transmission Claim | 3367 | High | Blanket | TR-LINE | 0% | 100% |  | 86.3794 | 88.2989 |  | 86.3794 | 88.2989 | 7.1983 | 7.1983 | 7.1983 | 7.1983 | 7.1983 | 7.1983 | 7.1983 | 7.1983 | 7.1983 | 7.1983 | 7.1983 | 7.1983 | 7.3582 | 7.3582 | 7.3582 | 7.3582 | 7.3582 | 7.3582 | 7.3582 | 7.3582 | 7.3582 | 7.3582 | 7.3582 | 7.3582
CET-PD-ST-TS-TREAST | Transmission Storm | 3367 | High | Blanket | TR-LINE | 0% | 100% |  | 886.3518 | 906.0477 |  | 886.3518 | 906.0477 | 73.8626 | 73.8626 | 73.8626 | 73.8626 | 73.8626 | 73.8626 | 73.8626 | 73.8626 | 73.8626 | 73.8626 | 73.8626 | 73.8626 | 75.504 | 75.504 | 75.504 | 75.504 | 75.504 | 75.504 | 75.504 | 75.504 | 75.504 | 75.504 | 75.504 | 75.504
Various | Year End 2015 CWIP to close |  | High | Blanket | Various | 0% | 100% | 95025.2673 | 0 | 0 | 95025.2673 | 0 | 0 | 2016-01-01: 7918.7723; 2016-02-01: 7918.7723; 2016-03-01: 7918.7723; 2016-04-01: 7918.7723; 2016-05-01: 7918.7723; 2016-06-01: 7918.7723; 2016-07-01: 7918.7723; 2016-08-01: 7918.7723; 2016-09-01: 7918.7723; 2016-10-01: 7918.7723; 2016-11-01: 7918.7723; 2016-12-01: 7918.7723
[12 empty] | 0 | 0 | 0 | 0 | 0 | 0 | 0 | 0 | 0 | 0 | 0 | 0 | 0 | 0 | 0 | 0 | 0 | 0 | 0 | 0 | 0 | 0 | 0 | 0 | 0 | 0
[12 empty] | 0 | 0 | 0 | 0 | 0 | 0 | 0 | 0 | 0 | 0 | 0 | 0 | 0 | 0 | 0 | 0 | 0 | 0 | 0 | 0 | 0 | 0 | 0 | 0 | 0 | 0
[12 empty] | 0 | 0 | 0 | 0 | 0 | 0 | 0 | 0 | 0 | 0 | 0 | 0 | 0 | 0 | 0 | 0 | 0 | 0 | 0 | 0 | 0 | 0 | 0 | 0 | 0 | 0
[12 empty] | 0 | 0 | 0 | 0 | 0 | 0 | 0 | 0 | 0 | 0 | 0 | 0 | 0 | 0 | 0 | 0 | 0 | 0 | 0 | 0 | 0 | 0 | 0 | 0 | 0 | 0
[12 empty] | 0 | 0 | 0 | 0 | 0 | 0 | 0 | 0 | 0 | 0 | 0 | 0 | 0 | 0 | 0 | 0 | 0 | 0 | 0 | 0 | 0 | 0 | 0 | 0 | 0 | 0
[12 empty] | 0 | 0 | 0 | 0 | 0 | 0 | 0 | 0 | 0 | 0 | 0 | 0 | 0 | 0 | 0 | 0 | 0 | 0 | 0 | 0 | 0 | 0 | 0 | 0 | 0 | 0
[12 empty] | 0 | 0 | 0 | 0 | 0 | 0 | 0 | 0 | 0 | 0 | 0 | 0 | 0 | 0 | 0 | 0 | 0 | 0 | 0 | 0 | 0 | 0 | 0 | 0 | 0 | 0
Total Blankets | [7 empty] | 95025.2673 | 160519.9486 | 178552.3964 | 95025.2673 | 160519.9486 | 178552.3964 | 21295.4347 | 21295.4347 | 21295.4347 | 21295.4347 | 21295.4347 | 21295.4347 | 21295.4347 | 21295.4347 | 21295.4347 | 21295.4347 | 21295.4347 | 21295.4347 | 14879.3664 | 14879.3664 | 14879.3664 | 14879.3664 | 14879.3664 | 14879.3664 | 14879.3664 | 14879.3664 | 14879.3664 | 14879.3664 | 14879.3664 | 14879.3664
Total Incremental Blankets Plant Balance | [13 empty] | 21295.4347 | 42590.8693 | 63886.304 | 85181.7386 | 106477.1733 | 127772.6079 | 149068.0426 | 170363.4773 | 191658.9119 | 212954.3466 | 234249.7812 | 255545.2159 | 270424.5823 | 285303.9486 | 300183.315 | 315062.6814 | 329942.0477 | 344821.4141 | 359700.7805 | 374580.1468 | 389459.5132 | 404338.8796 | 419218.2459 | 434097.6123
Non-Incentive Specifics Forecast
WBS | WBS Description | Pin # | Voltage | Forecast Date | Asset Class | Collectible % | ISO % | 2015 CWIP | 2016 Total Expenditures | 2017 Total Expenditures | 2015 ISO CWIP Less Collectible | 2016 ISO Expenditures Less COR/Collectible | 2017 ISO Expenditures Less COR/Collectible | 2016-01-01 | 2016-02-01 | 2016-03-01 | 2016-04-01 | 2016-05-01 | 2016-06-01 | 2016-07-01 | 2016-08-01 | 2016-09-01 | 2016-10-01 | 2016-11-01 | 2016-12-01 | 2017-01-01 | 2017-02-01 | 2017-03-01 | 2017-04-01 | 2017-05-01 | 2017-06-01 | 2017-07-01 | 2017-08-01 | 2017-09-01 | 2017-10-01 | 2017-11-01 | 2017-12-01
CET-OT-OT-ME-313802 | LADWP DC electrode replacement | 3138 | High | 2017-11-01 | TR-LINE | 0% | 100% | 6200.6038 | 10500 | 18662.5 | 6200.6038 | 10500 | 18662.5 | 0 | 0 | 0 | 0 | 0 | 0 | 0 | 0 | 0 | 0 | 0 | 0 | 0 | 0 | 0 | 0 | 0 | 0 | 0 | 0 | 0 | 0 | 35363.1038 | 0
CET-ET-IR-ME-768101 | NERC/CIP-14 (Physical Security) | 7681 | High | 2017-12-01 | TR-SUB | 0% | 100% | 22497.3233 | 10357.8363 | 6633.9453 | 22497.3233 | 10357.8363 | 6633.9453 | 0 | 0 | 0 | 0 | 0 | 0 | 0 | 0 | 0 | 0 | 0 | 0 | 0 | 0 | 0 | 0 | 0 | 0 | 0 | 0 | 0 | 0 | 0 | 39489.105
CET-ET-TP-RN-669400 | Devers: Upgrade the Devers RTU | 6694 | High | 2015-06-01 | TR-SUB | 0% | 100% | 12328.6323 | 15 | 0 | 12328.6323 | 15 | 0 | 1028.636 | 1028.636 | 1028.636 | 1028.636 | 1028.636 | 1028.636 | 1028.636 | 1028.636 | 1028.636 | 1028.636 | 1028.636 | 1028.636 | 0 | 0 | 0 | 0 | 0 | 0 | 0 | 0 | 0 | 0 | 0 | 0
CET-ET-TP-RN-669407 | Vista Sub: Upgrade line protection at the Devers #1 220kV T/L position. | 6694 | High | 2015-06-01 | TR-SUB | 0% | 100% | 997.257 | 1 | 0 | 997.257 | 1 | 0 | 83.1881 | 83.1881 | 83.1881 | 83.1881 | 83.1881 | 83.1881 | 83.1881 | 83.1881 | 83.1881 | 83.1881 | 83.1881 | 83.1881 | 0 | 0 | 0 | 0 | 0 | 0 | 0 | 0 | 0 | 0 | 0 | 0
CET-ET-TP-RN-669402 | El Casco Sub: Install one SEL-2407 satellite synchronized clock and two N60 relays | 6694 | High | 2015-06-01 | TR-SUB | 0% | 100% | 537.7369 | 1 | 0 | 537.7369 | 1 | 0 | 44.8947 | 44.8947 | 44.8947 | 44.8947 | 44.8947 | 44.8947 | 44.8947 | 44.8947 | 44.8947 | 44.8947 | 44.8947 | 44.8947 | 0 | 0 | 0 | 0 | 0 | 0 | 0 | 0 | 0 | 0 | 0 | 0
CET-ET-TP-RL-755600 | Del Sur: Install equipment for network upgrade | 7556 | High | 2016-06-01 | TR-SUB | 0% | 100% | 79.2561 | 700 | 0 | 79.2561 | 700 | 0 | 0 | 0 | 0 | 0 | 0 | 779.2561 | 0 | 0 | 0 | 0 | 0 | 0 | 0 | 0 | 0 | 0 | 0 | 0 | 0 | 0 | 0 | 0 | 0 | 0
CET-ET-TP-RN-769100 | Antelope (NU): Equip 1 220kV CB position | 7691 | High | 2016-10-01 | TR-SUB | 0% | 100% | 755.5942 | 800 | 0 | 755.5942 | 800 | 0 | 0 | 0 | 0 | 0 | 0 | 0 | 0 | 0 | 0 | 1555.5942 | 0 | 0 | 0 | 0 | 0 | 0 | 0 | 0 | 0 | 0 | 0 | 0 | 0 | 0
CET-ET-TP-RN-773300 | Whirlwind (Plan of Service): Equip one 220 kV position to terminate the Teddy-Whirlwind 220kV T/L | 7733 | High | 2016-11-01 | TR-SUB | 0% | 100% | 38.8476 | 1400 | 0 | 38.8476 | 1400 | 0 | 0 | 0 | 0 | 0 | 0 | 0 | 0 | 0 | 0 | 0 | 1438.8476 | 0 | 0 | 0 | 0 | 0 | 0 | 0 | 0 | 0 | 0 | 0 | 0 | 0
CET-ET-LG-TS-610705 | Pardee Sub: Install new double breaker 220 kV CB's in position 11 to terminate bank leads | 6107 | High | 2015-06-01 | TR-SUB | 0% | 100% | 6687.1706 | 181 | 0 | 6687.1706 | 181 | 0 | 572.3475 | 572.3475 | 572.3475 | 572.3475 | 572.3475 | 572.3475 | 572.3475 | 572.3475 | 572.3475 | 572.3475 | 572.3475 | 572.3475 | 0 | 0 | 0 | 0 | 0 | 0 | 0 | 0 | 0 | 0 | 0 | 0
CET-ET-LG-TS-682400 | La Fresa Sub (Phase 2 Scope): Install new MEER building and cut over existing protection and upgrade CTs on existing banks. Upgrade SAS from 5.5 to 6X. | 6824 | High | 2017-12-01 | TR-SUB | 0% | 100% | 9924.0476 | 555.8355 | 555 | 9924.0476 | 555.8355 | 555 | 0 | 0 | 0 | 0 | 0 | 0 | 0 | 0 | 0 | 0 | 0 | 0 | 0 | 0 | 0 | 0 | 0 | 0 | 0 | 0 | 0 | 0 | 0 | 11034.883
CET-ET-LG-TS-667000 | Valley Sub: Construct 10 position CB&1/2 AIS 115 kV switchrack to the north of existing GIS 115 kV swtichrack. Number from east to west as Pos. 5-14 per approved Line and Bus Diagram. Ratings of all equipment should be selected per SCE standards and should not limit the capacity of the AA-bank transformers. Transfer all equipment connections from the existing GIS 115 kV switchrack to the new AIS 115 kV switchrack. Retire and demolish the existing GIS 115 kV GIS equipment and building. Review and install or upgrade relay protection as required. | 6670 | High | 2017-02-01 | TR-SUB | 0% | 100% | 779.6893 | 551.7854 | 123.2995 | 779.6893 | 551.7854 | 123.2995 | 0 | 0 | 0 | 0 | 0 | 0 | 0 | 0 | 0 | 0 | 0 | 0 | 0 | 1454.7742 | 0 | 0 | 0 | 0 | 0 | 0 | 0 | 0 | 0 | 0
CET-ET-LG-TS-626302 | Vestal Sub: Equip 220 kV A-Bank Positions (Positions 3 and 4) with circuit breakers | 6263 | High | 2016-12-01 | TR-SUB | 0% | 100% | 9197.9474 | 2440.32 | 0 | 9197.9474 | 2440.32 | 0 | 0 | 0 | 0 | 0 | 0 | 0 | 0 | 0 | 0 | 0 | 0 | 11638.2675 | 0 | 0 | 0 | 0 | 0 | 0 | 0 | 0 | 0 | 0 | 0 | 0
CET-ET-LG-TS-711300 | El Nido: Install 230 kV (63 kA) double breakers on No. 1 A bank at position 3 and No. 3A bank at position 6. | 7113 | High | 2017-12-01 | TR-SUB | 0% | 100% | 472.555 | 3500 | 2000 | 472.555 | 3500 | 2000 | 0 | 0 | 0 | 0 | 0 | 0 | 0 | 0 | 0 | 0 | 0 | 0 | 0 | 0 | 0 | 0 | 0 | 0 | 0 | 0 | 0 | 0 | 0 | 5972.555
CET-ET-TP-RL-746000 | Victor Sub: Equip Position to terminate the new Victor-Aqueduct 115 kV line at Position No.14 south. | 7460 | High | 2017-03-01 | TR-SUB | 0% | 100% | 475.6925 | 174.456 | 227.423 | 475.6925 | 174.456 | 227.423 | 0 | 0 | 0 | 0 | 0 | 0 | 0 | 0 | 0 | 0 | 0 | 0 | 0 | 0 | 877.5715 | 0 | 0 | 0 | 0 | 0 | 0 | 0 | 0 | 0
CET-ET-TP-RL-746001 | Aqueduct Sub: Equip Position to terminate the new Victor-Aqueduct 115 kV line at Position No.3. | 7460 | High | 2017-03-01 | TR-SUB | 0% | 100% | 473.8011 | 174.456 | 227.423 | 473.8011 | 174.456 | 227.423 | 0 | 0 | 0 | 0 | 0 | 0 | 0 | 0 | 0 | 0 | 0 | 0 | 0 | 0 | 875.6801 | 0 | 0 | 0 | 0 | 0 | 0 | 0 | 0 | 0
CET-ET-TP-RL-751800 | Springville Sub: Redesign high side feed from bank on bus to double CB at 220kV position 4 equipped with two (2) new 3000A 220kV CB’s and disconnects. Rebuild the low side at 66kV position 20, with two (2) new 3000A 66kV CB’s, disconnects/ Remove and re-install the existing 1A ground bank to the new 1A ground bank. | 7518 | High | 2017-12-01 | TR-SUB | 0% | 100% | 1558.1498 | 1380 | 1620 | 1558.1498 | 1380 | 1620 | 0 | 0 | 0 | 0 | 0 | 0 | 0 | 0 | 0 | 0 | 0 | 0 | 0 | 0 | 0 | 0 | 0 | 0 | 0 | 0 | 0 | 0 | 0 | 4558.1498
CET-ET-TP-RL-495601 | Big Creek #3-Springville 220-kV: Construct approx. 23 miles of new double-circuit | 4956 | High | 2015-06-01 | TR-LINE | 0% | 100% | 0 | 890 | 2000 | 0 | 890 | 2000 | 74.1667 | 74.1667 | 74.1667 | 74.1667 | 74.1667 | 74.1667 | 74.1667 | 74.1667 | 74.1667 | 74.1667 | 74.1667 | 74.1667 | 166.6667 | 166.6667 | 166.6667 | 166.6667 | 166.6667 | 166.6667 | 166.6667 | 166.6667 | 166.6667 | 166.6667 | 166.6667 | 166.6667
CET-ET-TP-RL-495603 | Rector: Equip Positions 1 & 2 220kV switchrack to terminate the new Rector-Spr | 4956 | High | 2015-06-01 | TR-SUB | 0% | 100% | 0 | 50 | 0 | 0 | 50 | 0 | 4.1667 | 4.1667 | 4.1667 | 4.1667 | 4.1667 | 4.1667 | 4.1667 | 4.1667 | 4.1667 | 4.1667 | 4.1667 | 4.1667 | 0 | 0 | 0 | 0 | 0 | 0 | 0 | 0 | 0 | 0 | 0 | 0
CET-ET-TP-RL-495606 | Vestal: Install necessary protective relays on Rector-Vestal No. 1 and Rector-Ve | 4956 | High | 2015-06-01 | TR-SUB | 0% | 100% | 0 | 10 | 0 | 0 | 10 | 0 | 0.83333 | 0.83333 | 0.83333 | 0.83333 | 0.83333 | 0.83333 | 0.83333 | 0.83333 | 0.83333 | 0.83333 | 0.83333 | 0.83333 | 0 | 0 | 0 | 0 | 0 | 0 | 0 | 0 | 0 | 0 | 0 | 0
CET-RP-TP-RL-495600 | SJXVL ---- ACQ / FERC San Joaquin Cross Valley | 4956 | High | 2015-12-01 | TR-LANDRGT | 0% | 100% | 0 | 150 | 0 | 0 | 150 | 0 | 12.5 | 12.5 | 12.5 | 12.5 | 12.5 | 12.5 | 12.5 | 12.5 | 12.5 | 12.5 | 12.5 | 12.5 | 0 | 0 | 0 | 0 | 0 | 0 | 0 | 0 | 0 | 0 | 0 | 0
CET-ET-TP-RL-615405 | N of Magunden : Install a 2nd set of Bushing Current Transformer's on 220kV CB #1 on position 1 | 6154 | High | 2016-10-01 | TR-SUB | 0% | 100% | 733.5594 | 650 | 0 | 733.5594 | 650 | 0 | 0 | 0 | 0 | 0 | 0 | 0 | 0 | 0 | 0 | 1383.5594 | 0 | 0 | 0 | 0 | 0 | 0 | 0 | 0 | 0 | 0 | 0 | 0 | 0 | 0
CET-ET-TP-RL-615409 | Vestal - Install a second set of BCT’s on 220kV CB’s #1 and 2 on position 1 | 6154 | High | 2015-06-01 | TR-SUB | 0% | 100% | 1126.7171 | 50 | 0 | 1126.7171 | 50 | 0 | 98.0598 | 98.0598 | 98.0598 | 98.0598 | 98.0598 | 98.0598 | 98.0598 | 98.0598 | 98.0598 | 98.0598 | 98.0598 | 98.0598 | 0 | 0 | 0 | 0 | 0 | 0 | 0 | 0 | 0 | 0 | 0 | 0
CET-ET-TP-RL-641502 | Mirage Sub: PHASE 2 - Replace two (2) 2000A 220kV CB's at positions 2S and 3S | 6415 | High | 2015-06-01 | TR-SUB | 0% | 100% | 4725.3519 | 18.369 | 0 | 4725.3519 | 18.369 | 0 | 395.3101 | 395.3101 | 395.3101 | 395.3101 | 395.3101 | 395.3101 | 395.3101 | 395.3101 | 395.3101 | 395.3101 | 395.3101 | 395.3101 | 0 | 0 | 0 | 0 | 0 | 0 | 0 | 0 | 0 | 0 | 0 | 0
CET-ET-TP-RL-641500 | Devers-Mirage #1 230kV T/L: Build 15 mil (Path 42) Double Circuit 220kV T/L | 6415 | High | 2015-09-01 | TR-LINE | 0% | 100% | 0 | 155.23 | 0 | 0 | 155.23 | 0 | 12.9358 | 12.9358 | 12.9358 | 12.9358 | 12.9358 | 12.9358 | 12.9358 | 12.9358 | 12.9358 | 12.9358 | 12.9358 | 12.9358 | 0 | 0 | 0 | 0 | 0 | 0 | 0 | 0 | 0 | 0 | 0 | 0
CET-ET-TP-RL-641503 | Devers Sub: PHASE 1 - Install relays, meters and logic controllers as necessary for IID's new SPS | 6415 | High | 2015-06-01 | TR-SUB | 0% | 100% | 692.7212 | 13.223 | 0 | 692.7212 | 13.223 | 0 | 58.8287 | 58.8287 | 58.8287 | 58.8287 | 58.8287 | 58.8287 | 58.8287 | 58.8287 | 58.8287 | 58.8287 | 58.8287 | 58.8287 | 0 | 0 | 0 | 0 | 0 | 0 | 0 | 0 | 0 | 0 | 0 | 0
CET-ET-TP-RL-641504 | Mirage Sub: PHASE 1 - Install relays, meters and logic controllers as necessary for IID's new SPS | 6415 | High | 2015-06-01 | TR-SUB | 0% | 100% | 516.8362 | 11.8 | 0 | 516.8362 | 11.8 | 0 | 44.053 | 44.053 | 44.053 | 44.053 | 44.053 | 44.053 | 44.053 | 44.053 | 44.053 | 44.053 | 44.053 | 44.053 | 0 | 0 | 0 | 0 | 0 | 0 | 0 | 0 | 0 | 0 | 0 | 0
CET-ET-TP-RL-641501 | Devers Substation: PHASE 2 - The Mirage No. 1 terminates at position 2N - The following upgrades will be required: Replace six (6) 220kV, 2000A Disconnects with new 4000A rated 6-220kV disconnects. Reconductor to 3000A rated position. Update relays, meters and logic controllers as necessary associated with IID's new proposed SPS. | 6415 | High | 2015-06-01 | TR-SUB | 0% | 100% | 0 | 19.378 | 0 | 0 | 19.378 | 0 | 1.6148 | 1.6148 | 1.6148 | 1.6148 | 1.6148 | 1.6148 | 1.6148 | 1.6148 | 1.6148 | 1.6148 | 1.6148 | 1.6148 | 0 | 0 | 0 | 0 | 0 | 0 | 0 | 0 | 0 | 0 | 0 | 0
CET-ET-TP-RL-641505 | PHASE 2 - Coachella Valley-Mirage 220kV: Reconductor SCE-owned portion of the Coachella Valley-Mirage 220kV T/L. | 6415 | High | 2015-09-01 | TR-LINE | 0% | 100% | 0 | 2 | 0 | 0 | 2 | 0 | 0.16667 | 0.16667 | 0.16667 | 0.16667 | 0.16667 | 0.16667 | 0.16667 | 0.16667 | 0.16667 | 0.16667 | 0.16667 | 0.16667 | 0 | 0 | 0 | 0 | 0 | 0 | 0 | 0 | 0 | 0 | 0 | 0
CET-ET-TP-RL-724100 | Eldorado: Install (2) 500 kV CBs, (3) 500 kV gang operated disconnects and other associated equipment to terminate the 3 AA bank to the number 3 position on the Eldorado 500 kV bus | 7241 | High | 2016-06-01 | TR-SUB | 0% | 100% | 11826.7393 | 1542 | 0 | 11826.7393 | 1542 | 0 | 0 | 0 | 0 | 0 | 0 | 13368.7393 | 0 | 0 | 0 | 0 | 0 | 0 | 0 | 0 | 0 | 0 | 0 | 0 | 0 | 0 | 0 | 0 | 0 | 0
CET-ET-TP-RN-724802 | Ivanpah Sub: Install a dedicated 220 kV double-breaker line position on a breaker-and-a-half configuration | 7248 | High | 2015-11-01 | TR-SUB | 0% | 100% | 0 | 10 | 0 | 0 | 10 | 0 | 0.83333 | 0.83333 | 0.83333 | 0.83333 | 0.83333 | 0.83333 | 0.83333 | 0.83333 | 0.83333 | 0.83333 | 0.83333 | 0.83333 | 0 | 0 | 0 | 0 | 0 | 0 | 0 | 0 | 0 | 0 | 0 | 0
CET-ET-TP-RN-724800 | Eldorado: Install (1) 500 kV Switchyard Operating Bus extension, (8) bus dead-end structures, (48) bus dead-end insulator assemblies. | 7248 | High | 2015-11-01 | TR-SUB | 0% | 100% | 0 | 8651 | 0 | 0 | 8651 | 0 | 720.9167 | 720.9167 | 720.9167 | 720.9167 | 720.9167 | 720.9167 | 720.9167 | 720.9167 | 720.9167 | 720.9167 | 720.9167 | 720.9167 | 0 | 0 | 0 | 0 | 0 | 0 | 0 | 0 | 0 | 0 | 0 | 0
CET-ET-TP-RN-724801 | Eldorado-Lugo: Rotate the A and C phases of the transmission line conductors | 7248 | High | 2015-11-01 | TR-LINE | 0% | 100% | 140.897 | 5 | 0 | 140.897 | 5 | 0 | 12.1581 | 12.1581 | 12.1581 | 12.1581 | 12.1581 | 12.1581 | 12.1581 | 12.1581 | 12.1581 | 12.1581 | 12.1581 | 12.1581 | 0 | 0 | 0 | 0 | 0 | 0 | 0 | 0 | 0 | 0 | 0 | 0
CET-ET-TP-RN-724803 | Ivanpah Sub (NU): Update the GE-N60 RAS relay settings at Ivanpah sub to receive new breaker status points from the customer's N60 relays. Install a total of three (3) new test switches on existing RAS relay racks Z57, Z59 and Z61 (one test switch per rack). Install a total of three (3) new cables from the N60 relay racks to the existing PLC (one cable per N60 rack). Wire a total of six (6) outputs from the N60 RAS relays to inputs on the PLC. Update PLC and HMI to receive new breaker status points and display them on the HMI. Update Elementary, Wiring, Logic and Point List prints at Ivanpah substation to reflect all changes. | 7248 | High | 2015-11-01 | TR-SUB | 0% | 100% | -5.923 | 10 | 0 | -5.923 | 10 | 0 | 0.33975 | 0.33975 | 0.33975 | 0.33975 | 0.33975 | 0.33975 | 0.33975 | 0.33975 | 0.33975 | 0.33975 | 0.33975 | 0.33975 | 0 | 0 | 0 | 0 | 0 | 0 | 0 | 0 | 0 | 0 | 0 | 0
CET-ET-TP-RN-724804 | Power Systems Control (PSC) (POS NU) Eldorado RTU | 7248 | High | 2015-11-01 | TR-SUB | 0% | 100% | 0 | 10 | 0 | 0 | 10 | 0 | 0.83333 | 0.83333 | 0.83333 | 0.83333 | 0.83333 | 0.83333 | 0.83333 | 0.83333 | 0.83333 | 0.83333 | 0.83333 | 0.83333 | 0 | 0 | 0 | 0 | 0 | 0 | 0 | 0 | 0 | 0 | 0 | 0
CET-ET-TP-RL-737601 | Eldorado-Install fire mitigation for 4AA | 7376 | High | 2016-05-01 | TR-SUB | 0% | 100% | 547.8847 | 1440 | 0 | 547.8847 | 1440 | 0 | 0 | 0 | 0 | 0 | 1987.8846 | 0 | 0 | 0 | 0 | 0 | 0 | 0 | 0 | 0 | 0 | 0 | 0 | 0 | 0 | 0 | 0 | 0 | 0 | 0
CET-ET-TP-RN-742600 | Primm (Plan of Service Network Upgrade (POS NU)): New 220kV substation | 7426 | High | 2015-10-01 | TR-SUB | 0% | 100% | -1.102 | 1000 | 0 | -1.102 | 1000 | 0 | 83.2415 | 83.2415 | 83.2415 | 83.2415 | 83.2415 | 83.2415 | 83.2415 | 83.2415 | 83.2415 | 83.2415 | 83.2415 | 83.2415 | 0 | 0 | 0 | 0 | 0 | 0 | 0 | 0 | 0 | 0 | 0 | 0
CET-ET-TP-RN-742601 | Eldorado-Ivanpah #1 (NU): Loop into Primm | 7426 | High | 2015-10-01 | TR-LINE | 0% | 100% | 1571.8201 | 100 | 0 | 1571.8201 | 100 | 0 | 139.3183 | 139.3183 | 139.3183 | 139.3183 | 139.3183 | 139.3183 | 139.3183 | 139.3183 | 139.3183 | 139.3183 | 139.3183 | 139.3183 | 0 | 0 | 0 | 0 | 0 | 0 | 0 | 0 | 0 | 0 | 0 | 0
CET-ET-TP-RL-764500 | Loop Kramer-Lugo 230 kV #1 & #2 lines into Victor substation | 7645 | High | 2016-06-01 | TR-LINE | 0% | 100% | 4466.6752 | 12010.5191 | 0 | 4466.6752 | 12010.5191 | 0 | 0 | 0 | 0 | 0 | 0 | 16477.1942 | 0 | 0 | 0 | 0 | 0 | 0 | 0 | 0 | 0 | 0 | 0 | 0 | 0 | 0 | 0 | 0 | 0 | 0
CET-ET-TP-RL-764501 | Lugo Sub: Perform Protection upgrade | 7645 | High | 2016-06-01 | TR-SUB | 0% | 100% | 9.5122 | 0 | 24.998 | 9.5122 | 0 | 24.998 | 0 | 0 | 0 | 0 | 0 | 9.5122 | 0 | 0 | 0 | 0 | 0 | 0 | 0 | 0 | 0 | 0 | 0 | 0 | 0 | 0 | 0 | 0 | 0 | 0
CET-ET-TP-RL-764502 | Kramer Sub: Perform Protection upgrade | 7645 | High | 2016-06-01 | TR-SUB | 0% | 100% | 98.4124 | 2.16 | 0 | 98.4124 | 2.16 | 0 | 0 | 0 | 0 | 0 | 0 | 100.5724 | 0 | 0 | 0 | 0 | 0 | 0 | 0 | 0 | 0 | 0 | 0 | 0 | 0 | 0 | 0 | 0 | 0 | 0
CET-ET-TP-RL-764503 | Kramer-Lugo lines: Loop into Victor Sub | 7645 | High | 2016-06-01 | TR-LINE | 0% | 100% | 0.53133 | 2.16 | 0 | 0.53133 | 2.16 | 0 | 0 | 0 | 0 | 0 | 0 | 2.6913 | 0 | 0 | 0 | 0 | 0 | 0 | 0 | 0 | 0 | 0 | 0 | 0 | 0 | 0 | 0 | 0 | 0 | 0
CET-ET-TP-RL-737499 | Serrano Sub - No. 1, No. 2, and No. 3 AA banks: * Install fire walls between each transformer unit. * Modify existing berms to capture oil leaks. | 7374 | High | 2016-12-01 | TR-SUB | 0% | 100% | 0 | 2699 | 0 | 0 | 2699 | 0 | 0 | 0 | 0 | 0 | 0 | 0 | 0 | 0 | 0 | 0 | 0 | 2699 | 0 | 0 | 0 | 0 | 0 | 0 | 0 | 0 | 0 | 0 | 0 | 0
CET-ET-TP-RN-755900 | Colorado River Sub (NU): Terminate the Colorado River- Black Creek 220kV T/L at Colorado River Sub: Install the following equipment for a dedicated 220kV double breaker line position on a breaker-and-a-half configuration to terminate the Colorado River-Black Creek 220kV T/L: two (2) 220kV 4000A - 50/63kA CBs, three (3) 220kV 4000A - 80kA horizontal group operated disconnect switches, one (1) 220kV 4000A - 80kA horizontal group operated disconnect switch with ground attachment, fourteen (14) 220kV bus supports with associated steel pedestals, 3B-1590 kcmil ACSR conductors. PSC: Expand the RTU at Colorado River Substation to install additional points required for the Colorado River- Black Creek 220kV Line. | 7559 | High | 2015-05-01 | TR-SUB | 0% | 100% | 0 | -2.901 | 0 | 0 | -2.901 | 0 | -0.24175 | -0.24175 | -0.24175 | -0.24175 | -0.24175 | -0.24175 | -0.24175 | -0.24175 | -0.24175 | -0.24175 | -0.24175 | -0.24175 | 0 | 0 | 0 | 0 | 0 | 0 | 0 | 0 | 0 | 0 | 0 | 0
CET-ET-TP-RN-705000 | Colorado River 500/220kV Substation (NU): Terminate the Colorado River- Dracker 220kV T/L at Colorado River Sub position 1 Install the following equipment for a dedicated 220kV double breaker line position on a breaker-and-a-half configuration: two (2) 220kV 4000A - 50/63kA CBs, three (3) 220kV 4000A - 80kA horizontal group operated disconnect switches, one (1) 220kV 4000A - 80kA horizontal group operated disconnect switch with ground attachment, fourteen (14) 220kV bus supports with associated steel pedestals, 3B-1590 kcmil ACSR conductors. PSC: Expand the RTU at Colorado River Substation to install additional points required for the Colorado River- Dracker 220kV Line. | 7050 | High | 2015-06-01 | TR-SUB | 0% | 100% | 1381.4694 | 0.342 | 0 | 1381.4694 | 0.342 | 0 | 115.151 | 115.151 | 115.151 | 115.151 | 115.151 | 115.151 | 115.151 | 115.151 | 115.151 | 115.151 | 115.151 | 115.151 | 0 | 0 | 0 | 0 | 0 | 0 | 0 | 0 | 0 | 0 | 0 | 0
CET-ET-TP-RL-780600 | Kramer Substation: Install two (2) tertiary bank reactors, 45MVAR each (1A and 2A banks) | 7806 | High | 2016-06-01 | TR-SUB | 0% | 100% | 371.6837 | 3998.7878 | 0 | 371.6837 | 3998.7878 | 0 | 0 | 0 | 0 | 0 | 0 | 4370.4716 | 0 | 0 | 0 | 0 | 0 | 0 | 0 | 0 | 0 | 0 | 0 | 0 | 0 | 0 | 0 | 0 | 0 | 0
CET-ET-TP-RL-780601 | Kramer Substation: Install One (1) 220kV, 45MVAR Bus Shunt Reactor at Pos. 1x | 7806 | High | 2017-12-01 | TR-SUB | 0% | 100% | 19.3174 | 200 | 695 | 19.3174 | 200 | 695 | 0 | 0 | 0 | 0 | 0 | 0 | 0 | 0 | 0 | 0 | 0 | 0 | 0 | 0 | 0 | 0 | 0 | 0 | 0 | 0 | 0 | 0 | 0 | 914.3174
CET-ET-TP-RN-760200 | Windhub Substation (DU): (i) Equip a 66 kV position for the Windhub-Sunspot 66 kV Line, including two (2) circuit breakers, two (2) breaker failure relays, and four (4) sets of disconnect switches. (ii) Install one (1) pair of SPS relays to add the Small Generating Facility to the existing Windhub A-bank SPS. Power System Controls (PSC): Add points to the substation automation system equipment at Windhub Substation to monitor the new Windhub-Sunspot 66 kV Line and associated circuit breakers, and relay protection status alarms. | 7602 | High | 2016-09-01 | TR-SUB | 0% | 100% | 648.9262 | 900 | 0 | 648.9262 | 900 | 0 | 0 | 0 | 0 | 0 | 0 | 0 | 0 | 0 | 1548.9262 | 0 | 0 | 0 | 0 | 0 | 0 | 0 | 0 | 0 | 0 | 0 | 0 | 0 | 0 | 0
CET-ET-TP-RL-775800 | REMOVE equipment associated with the Valley Direct Load Trip (VDLT) RAS at Serrano Sub | 7758 | High | 2016-12-01 | TR-SUB | 0% | 100% | 0 | 17.03 | 0 | 0 | 17.03 | 0 | 0 | 0 | 0 | 0 | 0 | 0 | 0 | 0 | 0 | 0 | 0 | 17.03 | 0 | 0 | 0 | 0 | 0 | 0 | 0 | 0 | 0 | 0 | 0 | 0
CET-ET-TP-RL-775801 | REMOVE equipment associated with the VDLT Remedial Action Scheme (RAS) at Valley Sub | 7758 | High | 2016-12-01 | TR-SUB | 0% | 100% | 0 | 34 | 0 | 0 | 34 | 0 | 0 | 0 | 0 | 0 | 0 | 0 | 0 | 0 | 0 | 0 | 0 | 34 | 0 | 0 | 0 | 0 | 0 | 0 | 0 | 0 | 0 | 0 | 0 | 0
CET-ET-TP-RL-646800 | Victor Sub: Upgrade protection and install 4 SEL-351 relays | 6468 | High | 2016-06-01 | TR-SUB | 0% | 100% | 1130.027 | 250 | 0 | 1130.027 | 250 | 0 | 0 | 0 | 0 | 0 | 0 | 1380.027 | 0 | 0 | 0 | 0 | 0 | 0 | 0 | 0 | 0 | 0 | 0 | 0 | 0 | 0 | 0 | 0 | 0 | 0
CET-ET-TP-RL-711200 | Devers: Equip the 230 KV A-Bank positions (3 & 4) with circuit breakers | 7112 | High | 2016-12-01 | TR-SUB | 0% | 100% | 1388.6752 | 800 | 0 | 1388.6752 | 800 | 0 | 0 | 0 | 0 | 0 | 0 | 0 | 0 | 0 | 0 | 0 | 0 | 2188.6752 | 0 | 0 | 0 | 0 | 0 | 0 | 0 | 0 | 0 | 0 | 0 | 0
CET-ET-TP-RL-711600 | Villa Park: Equip the 230 KV A-Bank positions (no. 1 & 2) with circuit breakers | 7116 | High | 2015-06-01 | TR-SUB | 0% | 100% | 7216.6956 | 50 | 0 | 7216.6956 | 50 | 0 | 605.558 | 605.558 | 605.558 | 605.558 | 605.558 | 605.558 | 605.558 | 605.558 | 605.558 | 605.558 | 605.558 | 605.558 | 0 | 0 | 0 | 0 | 0 | 0 | 0 | 0 | 0 | 0 | 0 | 0
CET-ET-TP-RL-746601 | Big Creek 3: Build Mechanical Electrical Equipment Room (MEER) Building | 7466 | High | 2015-09-01 | TR-SUB | 0% | 100% | 0 | 25 | 0 | 0 | 25 | 0 | 2.0833 | 2.0833 | 2.0833 | 2.0833 | 2.0833 | 2.0833 | 2.0833 | 2.0833 | 2.0833 | 2.0833 | 2.0833 | 2.0833 | 0 | 0 | 0 | 0 | 0 | 0 | 0 | 0 | 0 | 0 | 0 | 0
[11 empty] | 0 | 0 | 0 | 0 | 0 | 0 | 0 | 0 | 0 | 0 | 0 | 0 | 0 | 0 | 0 | 0 | 0 | 0 | 0 | 0 | 0 | 0 | 0 | 0 | 0 | 0 | 0
[11 empty] | 0 | 0 | 0 | 0 | 0 | 0 | 0 | 0 | 0 | 0 | 0 | 0 | 0 | 0 | 0 | 0 | 0 | 0 | 0 | 0 | 0 | 0 | 0 | 0 | 0 | 0 | 0
[11 empty] | 0 | 0 | 0 | 0 | 0 | 0 | 0 | 0 | 0 | 0 | 0 | 0 | 0 | 0 | 0 | 0 | 0 | 0 | 0 | 0 | 0 | 0 | 0 | 0 | 0 | 0 | 0
[11 empty] | 0 | 0 | 0 | 0 | 0 | 0 | 0 | 0 | 0 | 0 | 0 | 0 | 0 | 0 | 0 | 0 | 0 | 0 | 0 | 0 | 0 | 0 | 0 | 0 | 0 | 0 | 0
[11 empty] | 0 | 0 | 0 | 0 | 0 | 0 | 0 | 0 | 0 | 0 | 0 | 0 | 0 | 0 | 0 | 0 | 0 | 0 | 0 | 0 | 0 | 0 | 0 | 0 | 0 | 0 | 0
[11 empty] | 0 | 0 | 0 | 0 | 0 | 0 | 0 | 0 | 0 | 0 | 0 | 0 | 0 | 0 | 0 | 0 | 0 | 0 | 0 | 0 | 0 | 0 | 0 | 0 | 0 | 0 | 0
[11 empty] | 0 | 0 | 0 | 0 | 0 | 0 | 0 | 0 | 0 | 0 | 0 | 0 | 0 | 0 | 0 | 0 | 0 | 0 | 0 | 0 | 0 | 0 | 0 | 0 | 0 | 0 | 0
[11 empty] | 0 | 0 | 0 | 0 | 0 | 0 | 0 | 0 | 0 | 0 | 0 | 0 | 0 | 0 | 0 | 0 | 0 | 0 | 0 | 0 | 0 | 0 | 0 | 0 | 0 | 0 | 0
[11 empty] | 0 | 0 | 0 | 0 | 0 | 0 | 0 | 0 | 0 | 0 | 0 | 0 | 0 | 0 | 0 | 0 | 0 | 0 | 0 | 0 | 0 | 0 | 0 | 0 | 0 | 0 | 0
[11 empty] | 0 | 0 | 0 | 0 | 0 | 0 | 0 | 0 | 0 | 0 | 0 | 0 | 0 | 0 | 0 | 0 | 0 | 0 | 0 | 0 | 0 | 0 | 0 | 0 | 0 | 0 | 0
[11 empty] | 0 | 0 | 0 | 0 | 0 | 0 | 0 | 0 | 0 | 0 | 0 | 0 | 0 | 0 | 0 | 0 | 0 | 0 | 0 | 0 | 0 | 0 | 0 | 0 | 0 | 0 | 0
[11 empty] | 0 | 0 | 0 | 0 | 0 | 0 | 0 | 0 | 0 | 0 | 0 | 0 | 0 | 0 | 0 | 0 | 0 | 0 | 0 | 0 | 0 | 0 | 0 | 0 | 0 | 0 | 0
[11 empty] | 0 | 0 | 0 | 0 | 0 | 0 | 0 | 0 | 0 | 0 | 0 | 0 | 0 | 0 | 0 | 0 | 0 | 0 | 0 | 0 | 0 | 0 | 0 | 0 | 0 | 0 | 0
[11 empty] | 0 | 0 | 0 | 0 | 0 | 0 | 0 | 0 | 0 | 0 | 0 | 0 | 0 | 0 | 0 | 0 | 0 | 0 | 0 | 0 | 0 | 0 | 0 | 0 | 0 | 0 | 0
[11 empty] | 0 | 0 | 0 | 0 | 0 | 0 | 0 | 0 | 0 | 0 | 0 | 0 | 0 | 0 | 0 | 0 | 0 | 0 | 0 | 0 | 0 | 0 | 0 | 0 | 0 | 0 | 0
[11 empty] | 0 | 0 | 0 | 0 | 0 | 0 | 0 | 0 | 0 | 0 | 0 | 0 | 0 | 0 | 0 | 0 | 0 | 0 | 0 | 0 | 0 | 0 | 0 | 0 | 0 | 0 | 0
[11 empty] | 0 | 0 | 0 | 0 | 0 | 0 | 0 | 0 | 0 | 0 | 0 | 0 | 0 | 0 | 0 | 0 | 0 | 0 | 0 | 0 | 0 | 0 | 0 | 0 | 0 | 0 | 0
[11 empty] | 0 | 0 | 0 | 0 | 0 | 0 | 0 | 0 | 0 | 0 | 0 | 0 | 0 | 0 | 0 | 0 | 0 | 0 | 0 | 0 | 0 | 0 | 0 | 0 | 0 | 0 | 0
[11 empty] | 0 | 0 | 0 | 0 | 0 | 0 | 0 | 0 | 0 | 0 | 0 | 0 | 0 | 0 | 0 | 0 | 0 | 0 | 0 | 0 | 0 | 0 | 0 | 0 | 0 | 0 | 0
[11 empty] | 0 | 0 | 0 | 0 | 0 | 0 | 0 | 0 | 0 | 0 | 0 | 0 | 0 | 0 | 0 | 0 | 0 | 0 | 0 | 0 | 0 | 0 | 0 | 0 | 0 | 0 | 0
Total Specifics | [7 empty] | 111611.7316 | 68506.7871 | 32769.5888 | 111611.7316 | 68506.7871 | 32769.5888 | 4111.8934 | 4111.8934 | 4111.8934 | 4111.8934 | 6099.7781 | 40600.3575 | 4111.8934 | 4111.8934 | 5660.8196 | 7051.047 | 5550.741 | 20688.8661 | 166.6667 | 1621.4409 | 1919.9182 | 166.6667 | 166.6667 | 166.6667 | 166.6667 | 166.6667 | 166.6667 | 166.6667 | 35529.7704 | 62135.6768
Total Incremental Non-Incentive Specifics Plant Balance | [13 empty] | 4111.8934 | 8223.7868 | 12335.6803 | 16447.5737 | 22547.3518 | 63147.7093 | 67259.6027 | 71371.4961 | 77032.3157 | 84083.3626 | 89634.1037 | 110322.9698 | 110489.6365 | 112111.0774 | 114030.9956 | 114197.6622 | 114364.3289 | 114530.9956 | 114697.6622 | 114864.3289 | 115030.9955 | 115197.6622 | 150727.4326 | 212863.1095
Total Incremental Non-Incentive Plant Balance | [13 empty] | 25407.3281 | 50814.6562 | 76221.9842 | 101629.3123 | 129024.525 | 190920.3172 | 216327.6453 | 241734.9734 | 268691.2276 | 297037.7092 | 323883.8849 | 365868.1857 | 380914.2187 | 397415.026 | 414214.3106 | 429260.3436 | 444306.3766 | 459352.4097 | 474398.4427 | 489444.4757 | 504490.5087 | 519536.5418 | 569945.6786 | 646960.7218

## Inc CWIP & Plant
Incentive CWIP & Plant Additions Forecast
|  | First Forecast Month | 2016-01-01
Devers Colorado River (DCR)
Incentive Specifics Forecast
Note: Incentive Specific Projects are loaded for OH and closed based on the specific date No AFUDC on Incentive Projects (*INC), Trailing Charges are closed the month expenditures are incurred
Projects | Balance Type | WBS | WBS Description | Pin # | Voltage | Forecast Date | Asset Class | Collectible % | ISO % |  | 2015 CWIP | 2016 Total Expenditures | 2017 Total Expenditures | 2015 ISO CWIP Less Collectible | 2016 ISO Expenditures Less Collectible | 2016 ISO Expenditures Less Collectible | 2016-01-01 | 2016-02-01 | 2016-03-01 | 2016-04-01 | 2016-05-01 | 2016-06-01 | 2016-07-01 | 2016-08-01 | 2016-09-01 | 2016-10-01 | 2016-11-01 | 2016-12-01 | 2017-01-01 | 2017-02-01 | 2017-03-01 | 2017-04-01 | 2017-05-01 | 2017-06-01 | 2017-07-01 | 2017-08-01 | 2017-09-01 | 2017-10-01 | 2017-11-01 | 2017-12-01
Devers Colorado River (DCR) | Closings | CET-ET-TP-EC-484701 | Devers - Colorado River #2 500KV T/L: Build 110 mile single circuit 500kV T/L with 2B-2156 ACSR conductor, including OPGW, paralleling the existing Devers - Palo Verde #1 500kV T/L terminating at Colorado River Substation. | 4847 | High | 2013-06-01 | TR-LINEINC | 0% | 100% |  | 0 | 4.7554 | 0 | 0 | 4.7554 | 0 | 1.3106 | 0.90141 | 2.5434 | 0 | 0 | 0 | 0 | 0 | 0 | 0 | 0 | 0 | 0 | 0 | 0 | 0 | 0 | 0 | 0 | 0 | 0 | 0 | 0 | 0
Devers Colorado River (DCR) | Closings | CET-ET-TP-EC-484705 | Devers - Valley #2 500kV T/L: Build a new 42 mile single circuit 500kV T/L, including OPGW, with 2B-2156 KCMIL ACSR conductor, paralleling the existing Devers - Valley 500kV line. | 4847 | High | 2013-09-01 | TR-LINEINC | 0% | 100% |  | 0 | -0.10461 | 0 | 0 | -0.10461 | 0 | -0.11255 | 0.00794 | 0 | 0 | 0 | 0 | 0 | 0 | 0 | 0 | 0 | 0 | 0 | 0 | 0 | 0 | 0 | 0 | 0 | 0 | 0 | 0 | 0 | 0
Devers Colorado River (DCR) | Closings | CET-ET-TP-EC-484717 | Devers Substation: Extend 500kV BUS two positions. | 4847 | High | 2013-12-01 | TR-SUBINC | 0% | 100% |  | 0 | -27.1558 | 0 | 0 | -27.1558 | 0 | 0.01218 | -29.5214 | 2.3534 | 0 | 0 | 0 | 0 | 0 | 0 | 0 | 0 | 0 | 0 | 0 | 0 | 0 | 0 | 0 | 0 | 0 | 0 | 0 | 0 | 0
Devers Colorado River (DCR) | Closings | CET-ET-TP-EC-484722 | Valley Substation: Equip line position 8X with two 4000A, 63kA, 500kV circuit breakers and other associated equipment to terminate the new Devers - Valley #2 500kV T/L. | 4847 | High | 2013-09-01 | TR-SUBINC | 0% | 100% |  | 0 | -2.0677 | 0 | 0 | -2.0677 | 0 | 0.00979 | 0 | -2.0775 | 0 | 0 | 0 | 0 | 0 | 0 | 0 | 0 | 0 | 0 | 0 | 0 | 0 | 0 | 0 | 0 | 0 | 0 | 0 | 0 | 0
Devers Colorado River (DCR) | Closings | CET-ET-TP-EC-484701 | Devers-Colorado River 500KV SERIES CAP (CA): Install an additional 500KV SERIES CAPACITOR BANK for the new Devers - Colorado River No.2 500KV Transmission Line. | 4847 | High | 2013-12-01 | TR-SUBINC | 0% | 100% |  | 0 | 1.3567 | 0 | 0 | 1.3567 | 0 | -0.1852 | 0.00094 | 1.5409 | 0 | 0 | 0 | 0 | 0 | 0 | 0 | 0 | 0 | 0 | 0 | 0 | 0 | 0 | 0 | 0 | 0 | 0 | 0 | 0 | 0
Devers Colorado River (DCR) | Closings | CET-ET-TP-EC-484726 | Colorado River Switchyard: Construct a new 6 position 500kV switchyard. | 4847 | High | 2013-06-01 | TR-SUBINC | 0% | 100% |  | 0 | -4.1924 | 0 | 0 | -4.1924 | 0 | -6.0151 | 0.01666 | 1.8061 | 0 | 0 | 0 | 0 | 0 | 0 | 0 | 0 | 0 | 0 | 0 | 0 | 0 | 0 | 0 | 0 | 0 | 0 | 0 | 0 | 0
Devers Colorado River (DCR) | Closings | [10 empty] | 0 | 0 | 0 | 0 | 0 | 0 | 0 | 0 | 0 | 0 | 0 | 0 | 0 | 0 | 0 | 0 | 0 | 0 | 0 | 0 | 0 | 0 | 0 | 0 | 0 | 0 | 0 | 0 | 0
Devers Colorado River (DCR) | Closings | [10 empty] | 0 | 0 | 0 | 0 | 0 | 0 | 0 | 0 | 0 | 0 | 0 | 0 | 0 | 0 | 0 | 0 | 0 | 0 | 0 | 0 | 0 | 0 | 0 | 0 | 0 | 0 | 0 | 0 | 0
Devers Colorado River (DCR) | Closings | [10 empty] | 0 | 0 | 0 | 0 | 0 | 0 | 0 | 0 | 0 | 0 | 0 | 0 | 0 | 0 | 0 | 0 | 0 | 0 | 0 | 0 | 0 | 0 | 0 | 0 | 0 | 0 | 0 | 0 | 0
Devers Colorado River (DCR) | Closings | [10 empty] | 0 | 0 | 0 | 0 | 0 | 0 | 0 | 0 | 0 | 0 | 0 | 0 | 0 | 0 | 0 | 0 | 0 | 0 | 0 | 0 | 0 | 0 | 0 | 0 | 0 | 0 | 0 | 0 | 0
Devers Colorado River (DCR) | Closings | [10 empty] | 0 | 0 | 0 | 0 | 0 | 0 | 0 | 0 | 0 | 0 | 0 | 0 | 0 | 0 | 0 | 0 | 0 | 0 | 0 | 0 | 0 | 0 | 0 | 0 | 0 | 0 | 0 | 0 | 0
Devers Colorado River (DCR) | Closings | [10 empty] | 0 | 0 | 0 | 0 | 0 | 0 | 0 | 0 | 0 | 0 | 0 | 0 | 0 | 0 | 0 | 0 | 0 | 0 | 0 | 0 | 0 | 0 | 0 | 0 | 0 | 0 | 0 | 0 | 0
| DCR | Total Specifics | [8 empty] | 0 | -27.4084 | 0 | 0 | -27.4084 | 0 | -4.9804 | -28.5944 | 6.1664 | 0 | 0 | 0 | 0 | 0 | 0 | 0 | 0 | 0 | 0 | 0 | 0 | 0 | 0 | 0 | 0 | 0 | 0 | 0 | 0 | 0
|  | Total Incremental Plant Balance - Devers Colorado River (DCR) | [14 empty] | -4.9804 | -33.5748 | -27.4084 | -27.4084 | -27.4084 | -27.4084 | -27.4084 | -27.4084 | -27.4084 | -27.4084 | -27.4084 | -27.4084 | -27.4084 | -27.4084 | -27.4084 | -27.4084 | -27.4084 | -27.4084 | -27.4084 | -27.4084 | -27.4084 | -27.4084 | -27.4084 | -27.4084
CWIP Incentive Expenditure Forecast
Note: Incentive CWIP is part of Rate Base as Expenditures are made, No AFUDC is applied, Includes Incentive LHFFU
|  | WBS | WBS Description | Pin # | Voltage | Forecast Date | Asset Class | Collectible % | ISO % |  | 2015 CWIP | 2016 Total Expenditures | 2017 Total Expenditures | 2015 ISO CWIP Less Collectible | 2016 ISO Expenditures Less Collectible | 2016 ISO Expenditures Less Collectible | 2016-01-01 | 2016-02-01 | 2016-03-01 | 2016-04-01 | 2016-05-01 | 2016-06-01 | 2016-07-01 | 2016-08-01 | 2016-09-01 | 2016-10-01 | 2016-11-01 | 2016-12-01 | 2017-01-01 | 2017-02-01 | 2017-03-01 | 2017-04-01 | 2017-05-01 | 2017-06-01 | 2017-07-01 | 2017-08-01 | 2017-09-01 | 2017-10-01 | 2017-11-01 | 2017-12-01
Devers Colorado River (DCR) | Expenditures | CET-ET-TP-EC-484701 | Devers - Colorado River #2 500KV T/L: Build 110 mile single circuit 500kV T/L with 2B-2156 ACSR conductor, including OPGW, paralleling the existing Devers - Palo Verde #1 500kV T/L terminating at Colorado River Substation. | 4847 | High | 2013-06-01 | TR-LINEINC | 0% | 100% |  | 0 | 4.7554 | 0 | 0 | 4.7554 | 0 | 1.3106 | 0.90141 | 2.5434 | 0 | 0 | 0 | 0 | 0 | 0 | 0 | 0 | 0 | 0 | 0 | 0 | 0 | 0 | 0 | 0 | 0 | 0 | 0 | 0 | 0
Devers Colorado River (DCR) | Expenditures | CET-ET-TP-EC-484705 | Devers - Valley #2 500kV T/L: Build a new 42 mile single circuit 500kV T/L, including OPGW, with 2B-2156 KCMIL ACSR conductor, paralleling the existing Devers - Valley 500kV line. | 4847 | High | 2013-09-01 | TR-LINEINC | 0% | 100% |  | 0 | -0.10461 | 0 | 0 | -0.10461 | 0 | -0.11255 | 0.00794 | 0 | 0 | 0 | 0 | 0 | 0 | 0 | 0 | 0 | 0 | 0 | 0 | 0 | 0 | 0 | 0 | 0 | 0 | 0 | 0 | 0 | 0
Devers Colorado River (DCR) | Expenditures | CET-ET-TP-EC-484717 | Devers Substation: Extend 500kV BUS two positions. | 4847 | High | 2013-12-01 | TR-SUBINC | 0% | 100% |  | 0 | -27.1558 | 0 | 0 | -27.1558 | 0 | 0.01218 | -29.5214 | 2.3534 | 0 | 0 | 0 | 0 | 0 | 0 | 0 | 0 | 0 | 0 | 0 | 0 | 0 | 0 | 0 | 0 | 0 | 0 | 0 | 0 | 0
Devers Colorado River (DCR) | Expenditures | CET-ET-TP-EC-484722 | Valley Substation: Equip line position 8X with two 4000A, 63kA, 500kV circuit breakers and other associated equipment to terminate the new Devers - Valley #2 500kV T/L. | 4847 | High | 2013-09-01 | TR-SUBINC | 0% | 100% |  | 0 | -2.0677 | 0 | 0 | -2.0677 | 0 | 0.00979 | 0 | -2.0775 | 0 | 0 | 0 | 0 | 0 | 0 | 0 | 0 | 0 | 0 | 0 | 0 | 0 | 0 | 0 | 0 | 0 | 0 | 0 | 0 | 0
Devers Colorado River (DCR) | Expenditures | CET-ET-TP-EC-484701 | Devers-Colorado River 500KV SERIES CAP (CA): Install an additional 500KV SERIES CAPACITOR BANK for the new Devers - Colorado River No.2 500KV Transmission Line. | 4847 | High | 2013-12-01 | TR-SUBINC | 0% | 100% |  | 0 | 1.3567 | 0 | 0 | 1.3567 | 0 | -0.1852 | 0.00094 | 1.5409 | 0 | 0 | 0 | 0 | 0 | 0 | 0 | 0 | 0 | 0 | 0 | 0 | 0 | 0 | 0 | 0 | 0 | 0 | 0 | 0 | 0
Devers Colorado River (DCR) | Expenditures | CET-ET-TP-EC-484726 | Colorado River Switchyard: Construct a new 6 position 500kV switchyard. | 4847 | High | 2013-06-01 | TR-SUBINC | 0% | 100% |  | 0 | -4.1924 | 0 | 0 | -4.1924 | 0 | -6.0151 | 0.01666 | 1.8061 | 0 | 0 | 0 | 0 | 0 | 0 | 0 | 0 | 0 | 0 | 0 | 0 | 0 | 0 | 0 | 0 | 0 | 0 | 0 | 0 | 0
Devers Colorado River (DCR) | Expenditures | [9 empty] | 0 | 0 | 0 | 0 | 0 | 0 | 0 | 0 | 0 | 0 | 0 | 0 | 0 | 0 | 0 | 0 | 0 | 0 | 0 | 0 | 0 | 0 | 0 | 0 | 0 | 0 | 0 | 0 | 0 | 0
Devers Colorado River (DCR) | Expenditures | [9 empty] | 0 | 0 | 0 | 0 | 0 | 0 | 0 | 0 | 0 | 0 | 0 | 0 | 0 | 0 | 0 | 0 | 0 | 0 | 0 | 0 | 0 | 0 | 0 | 0 | 0 | 0 | 0 | 0 | 0 | 0
Devers Colorado River (DCR) | Expenditures | [9 empty] | 0 | 0 | 0 | 0 | 0 | 0 | 0 | 0 | 0 | 0 | 0 | 0 | 0 | 0 | 0 | 0 | 0 | 0 | 0 | 0 | 0 | 0 | 0 | 0 | 0 | 0 | 0 | 0 | 0 | 0
Devers Colorado River (DCR) | Expenditures | [9 empty] | 0 | 0 | 0 | 0 | 0 | 0 | 0 | 0 | 0 | 0 | 0 | 0 | 0 | 0 | 0 | 0 | 0 | 0 | 0 | 0 | 0 | 0 | 0 | 0 | 0 | 0 | 0 | 0 | 0 | 0
Devers Colorado River (DCR) | Expenditures | [9 empty] | 0 | 0 | 0 | 0 | 0 | 0 | 0 | 0 | 0 | 0 | 0 | 0 | 0 | 0 | 0 | 0 | 0 | 0 | 0 | 0 | 0 | 0 | 0 | 0 | 0 | 0 | 0 | 0 | 0 | 0
Devers Colorado River (DCR) | Expenditures | [9 empty] | 0 | 0 | 0 | 0 | 0 | 0 | 0 | 0 | 0 | 0 | 0 | 0 | 0 | 0 | 0 | 0 | 0 | 0 | 0 | 0 | 0 | 0 | 0 | 0 | 0 | 0 | 0 | 0 | 0 | 0
|  | Total Incentive CWIP Expenditures (Excludes OH) | [8 empty] | 0 | -27.4084 | 0 | 0 | -27.4084 | 0 | -4.9804 | -28.5944 | 6.1664 | 0 | 0 | 0 | 0 | 0 | 0 | 0 | 0 | 0 | 0 | 0 | 0 | 0 | 0 | 0 | 0 | 0 | 0 | 0 | 0 | 0
Tehachapi Segments 3B & 3C
Incentive Specifics Forecast
Note: Incentive Specific Projects are loaded for OH and closed based on the specific date No AFUDC on Incentive Projects (*INC), Trailing Charges are closed the month expenditures are incurred
|  | WBS | WBS Description | Pin # | Voltage | Forecast Date | Asset Class | Collectible % | ISO % |  | 2015 CWIP | 2016 Total Expenditures | 2017 Total Expenditures | 2015 ISO CWIP Less Collectible | 2016 ISO Expenditures Less Collectible | 2016 ISO Expenditures Less Collectible | 2016-01-01 | 2016-02-01 | 2016-03-01 | 2016-04-01 | 2016-05-01 | 2016-06-01 | 2016-07-01 | 2016-08-01 | 2016-09-01 | 2016-10-01 | 2016-11-01 | 2016-12-01 | 2017-01-01 | 2017-02-01 | 2017-03-01 | 2017-04-01 | 2017-05-01 | 2017-06-01 | 2017-07-01 | 2017-08-01 | 2017-09-01 | 2017-10-01 | 2017-11-01 | 2017-12-01
Tehachapi Segments 3B & 3C | Closings | CET-ET-TP-RN-718300 | 230 kV Transmission Line Between Highwind and Windhub Substations | 7183 | High | 2012-12-01 | TR-LINEINC | 0% | 100% |  | 0 | 18.4917 | 0 | 0 | 18.4917 | 0 | 12.1764 | 4.0787 | 2.2366 | 0 | 0 | 0 | 0 | 0 | 0 | 0 | 0 | 0 | 0 | 0 | 0 | 0 | 0 | 0 | 0 | 0 | 0 | 0 | 0 | 0
Tehachapi Segments 3B & 3C | Closings | CET-ET-TP-RN-718302 | TRTP Segment 3B: Highwind-Windhub | 7183 | High | 2012-12-01 | TR-LINEINC | 0% | 100% |  | 0 | 1053.367 | 0 | 0 | 1053.367 | 0 | 9.257 | 7.7286 | 27.1437 | 38.5 | 583.5 | 48.5 | 48.5 | 48.5 | 48.5 | 48.5 | 48.5 | 96.2377 | 0 | 0 | 0 | 0 | 0 | 0 | 0 | 0 | 0 | 0 | 0 | 0
Tehachapi Segments 3B & 3C | Closings | CET-ET-TP-RN-718301 | Highwind Substation: Visual Mitigation Measures | 7183 | High | 2015-08-01 | TR-SUBINC | 0% | 100% | 900604086 | 0 | 4.6083 | 0 | 0 | 4.6083 | 0 | 0.53683 | 2.4612 | 1.6102 | 0 | 0 | 0 | 0 | 0 | 0 | 0 | 0 | 0 | 0 | 0 | 0 | 0 | 0 | 0 | 0 | 0 | 0 | 0 | 0 | 0
Tehachapi Segments 3B & 3C | Closings | [8 empty] | 901374880 |  | 0 | 0 | 0 | 0 | 0 | 0 | 0 | 0 | 0 | 0 | 0 | 0 | 0 | 0 | 0 | 0 | 0 | 0 | 0 | 0 | 0 | 0 | 0 | 0 | 0 | 0 | 0 | 0 | 0
Tehachapi Segments 3B & 3C | Closings | [10 empty] | 0 | 0 | 0 | 0 | 0 | 0 | 0 | 0 | 0 | 0 | 0 | 0 | 0 | 0 | 0 | 0 | 0 | 0 | 0 | 0 | 0 | 0 | 0 | 0 | 0 | 0 | 0 | 0 | 0
Tehachapi Segments 3B & 3C | Closings | [8 empty] | 800219436 |  | 0 | 0 | 0 | 0 | 0 | 0 | 0 | 0 | 0 | 0 | 0 | 0 | 0 | 0 | 0 | 0 | 0 | 0 | 0 | 0 | 0 | 0 | 0 | 0 | 0 | 0 | 0 | 0 | 0
Tehachapi Segments 3B & 3C | Closings | [8 empty] | 800219505 |  | 0 | 0 | 0 | 0 | 0 | 0 | 0 | 0 | 0 | 0 | 0 | 0 | 0 | 0 | 0 | 0 | 0 | 0 | 0 | 0 | 0 | 0 | 0 | 0 | 0 | 0 | 0 | 0 | 0
| TRTP All Segments | Total Specifics | [8 empty] | 0 | 1076.467 | 0 | 0 | 1076.467 | 0 | 21.9702 | 14.2686 | 30.9906 | 38.5 | 583.5 | 48.5 | 48.5 | 48.5 | 48.5 | 48.5 | 48.5 | 96.2377 | 0 | 0 | 0 | 0 | 0 | 0 | 0 | 0 | 0 | 0 | 0 | 0
|  | Total Incremental Plant Balance - Tehachapi Segments 3B & 3C | [14 empty] | 21.9702 | 36.2388 | 67.2294 | 105.7294 | 689.2294 | 737.7294 | 786.2294 | 834.7294 | 883.2294 | 931.7294 | 980.2294 | 1076.467 | 1076.467 | 1076.467 | 1076.467 | 1076.467 | 1076.467 | 1076.467 | 1076.467 | 1076.467 | 1076.467 | 1076.467 | 1076.467 | 1076.467
CWIP Incentive Expenditure Forecast
Note: Incentive CWIP is part of Rate Base as Expenditures are made, No AFUDC is applied, Includes Incentive LHFFU
|  | WBS | WBS Description | Pin # | Voltage | Forecast Date | Asset Class | Collectible % | ISO % |  | 2015 CWIP | 2016 Total Expenditures | 2017 Total Expenditures | 2015 ISO CWIP Less Collectible | 2016 ISO Expenditures Less Collectible | 2016 ISO Expenditures Less Collectible | 2016-01-01 | 2016-02-01 | 2016-03-01 | 2016-04-01 | 2016-05-01 | 2016-06-01 | 2016-07-01 | 2016-08-01 | 2016-09-01 | 2016-10-01 | 2016-11-01 | 2016-12-01 | 2017-01-01 | 2017-02-01 | 2017-03-01 | 2017-04-01 | 2017-05-01 | 2017-06-01 | 2017-07-01 | 2017-08-01 | 2017-09-01 | 2017-10-01 | 2017-11-01 | 2017-12-01
Tehachapi Segments 3B & 3C | Expenditures | CET-ET-TP-RN-718300 | 230 kV Transmission Line Between Highwind and Windhub Substations | 7183 | High | 2012-12-01 | TR-LINEINC | 0% | 100% |  | 0 | 18.4917 | 0 | 0 | 18.4917 | 0 | 2016-01-01: 12.1764; 2016-02-01: 4.0787; 2016-03-01: 2.2366; 2016-04-01: 0; 2016-05-01: 0; 2016-06-01: 0; 2016-07-01: 0; 2016-08-01: 0; 2016-09-01: 0; 2016-10-01: 0; 2016-11-01: 0; 2016-12-01: 0
Tehachapi Segments 3B & 3C | Expenditures | CET-ET-TP-RN-718302 | TRTP Segment 3B: Highwind-Windhub | 7183 | High | 2012-12-01 | TR-LINEINC | 0% | 100% |  | 0 | 1053.367 | 0 | 0 | 1053.367 | 0 | 2016-01-01: 9.257; 2016-02-01: 7.7286; 2016-03-01: 27.1437; 2016-04-01: 38.5; 2016-05-01: 583.5; 2016-06-01: 48.5; 2016-07-01: 48.5; 2016-08-01: 48.5; 2016-09-01: 48.5; 2016-10-01: 48.5; 2016-11-01: 48.5; 2016-12-01: 96.2377
Tehachapi Segments 3B & 3C | Expenditures | CET-ET-TP-RN-718301 | Highwind Substation: Visual Mitigation Measures | 7183 | High | 2015-08-01 | TR-SUBINC | 0% | 100% |  | 0 | 4.6083 | 0 | 0 | 4.6083 | 0 | 2016-01-01: 0.53683; 2016-02-01: 2.4612; 2016-03-01: 1.6102; 2016-04-01: 0; 2016-05-01: 0; 2016-06-01: 0; 2016-07-01: 0; 2016-08-01: 0; 2016-09-01: 0; 2016-10-01: 0; 2016-11-01: 0; 2016-12-01: 0
Tehachapi Segments 3B & 3C | Expenditures | [9 empty] | 0 | 0 | 0 | 0 | 0 | 0 | 0 | 0 | 0 | 0 | 0 | 0 | 0 | 0 | 0 | 0 | 0 | 0 | 0 | 0 | 0 | 0 | 0 | 0 | 0 | 0 | 0 | 0 | 0 | 0
Tehachapi Segments 3B & 3C | Expenditures | [9 empty] | 0 | 0 | 0 | 0 | 0 | 0 | 0 | 0 | 0 | 0 | 0 | 0 | 0 | 0 | 0 | 0 | 0 | 0 | 0 | 0 | 0 | 0 | 0 | 0 | 0 | 0 | 0 | 0 | 0 | 0
Tehachapi Segments 3B & 3C | Expenditures | [9 empty] | 0 | 0 | 0 | 0 | 0 | 0 | 0 | 0 | 0 | 0 | 0 | 0 | 0 | 0 | 0 | 0 | 0 | 0 | 0 | 0 | 0 | 0 | 0 | 0 | 0 | 0 | 0 | 0 | 0 | 0
Tehachapi Segments 3B & 3C | Expenditures | [9 empty] | 0 | 0 | 0 | 0 | 0 | 0 | 0 | 0 | 0 | 0 | 0 | 0 | 0 | 0 | 0 | 0 | 0 | 0 | 0 | 0 | 0 | 0 | 0 | 0 | 0 | 0 | 0 | 0 | 0 | 0
|  | Total Incentive CWIP Expenditures (Excludes OH) | [8 empty] | 0 | 1076.467 | 0 | 0 | 1076.467 | 0 | 21.9702 | 14.2686 | 30.9906 | 38.5 | 583.5 | 48.5 | 48.5 | 48.5 | 48.5 | 48.5 | 48.5 | 96.2377 | 0 | 0 | 0 | 0 | 0 | 0 | 0 | 0 | 0 | 0 | 0 | 0
Tehachapi Segments 4-11
Incentive Specifics Forecast
Note: Incentive Specific Projects are loaded for OH and closed based on the specific date No AFUDC on Incentive Projects (*INC), Trailing Charges are closed the month expenditures are incurred
|  | WBS | WBS Description | Pin # | Voltage | Forecast Date | Asset Class | Collectible % | ISO % |  | 2015 CWIP | 2016 Total Expenditures | 2017 Total Expenditures | 2015 ISO CWIP Less Collectible | 2016 ISO Expenditures Less Collectible | 2016 ISO Expenditures Less Collectible | 2016-01-01 | 2016-02-01 | 2016-03-01 | 2016-04-01 | 2016-05-01 | 2016-06-01 | 2016-07-01 | 2016-08-01 | 2016-09-01 | 2016-10-01 | 2016-11-01 | 2016-12-01 | 2017-01-01 | 2017-02-01 | 2017-03-01 | 2017-04-01 | 2017-05-01 | 2017-06-01 | 2017-07-01 | 2017-08-01 | 2017-09-01 | 2017-10-01 | 2017-11-01 | 2017-12-01
Tehachapi Segments 4-11 | Closings | CET-ET-TP-RN-643500 | I: TRTP 4-1: Antelope-Whirlwind 500kV T/L: Construct new 14-mile single-circuit 500kV T/L. | 6435 | High | 2012-04-01 | TR-LINEINC | 0% | 100% |  | 0 | 188.4162 | 0 | 0 | 188.4162 | 0 | 1.3751 | 33.1445 | -30.1034 | 22 | 22 | 20 | 20 | 20 | 20 | 20 | 20 | 20 | 0 | 0 | 0 | 0 | 0 | 0 | 0 | 0 | 0 | 0 | 0 | 0
Tehachapi Segments 4-11 | Closings | CET-ET-TP-RN-547202 | I: TRTP 5-3: Antelope-Vincent #2 500kV: Construct new 18-miles single-circuit T/L on existing right of way. | 5472 | High | 2013-01-01 | TR-LINEINC | 0% | 100% |  | 0 | 20.6721 | 0 | 0 | 20.6721 | 0 | 1.5694 | 1.4681 | 1.9346 | 2 | 2 | 2 | 2 | 1.7 | 1.5 | 1.5 | 1.5 | 1.5 | 0 | 0 | 0 | 0 | 0 | 0 | 0 | 0 | 0 | 0 | 0 | 0
Tehachapi Segments 4-11 | Closings | CET-ET-TP-RN-524301 | I: TRTP 6-2: New Vincent-Duarte 500kV: Construct new 27 miles single-circuit 500kV T/L on existing ROW vacated by Antelope-Mesa line. | 5243 | High | 2014-11-01 | TR-LINEINC | 0% | 100% |  | 0 | 2213.2075 | 0 | 0 | 2213.2075 | 0 | 237.706 | 938.2082 | -397.7067 | 159.4444 | 159.4444 | 159.4444 | 159.4444 | 159.4444 | 159.4444 | 159.4444 | 159.4444 | 159.4444 | 0 | 0 | 0 | 0 | 0 | 0 | 0 | 0 | 0 | 0 | 0 | 0
Tehachapi Segments 4-11 | Closings | CET-ET-TP-RN-643803 | I: TRTP 7-2: Vincent-Rio Hondo #2: Construct 0.61 mile DC 500kV T/L cutover to connect new 27-miles 500kV T/L to existing Vincent-Rio Hondo #2. | 6438 | High | 2014-12-01 | TR-LINEINC | 0% | 100% | 800433760 | 0 | 13.706 | 0 | 0 | 13.706 | 0 | 2.8104 | 5.7221 | 5.1735 | 0 | 0 | 0 | 0 | 0 | 0 | 0 | 0 | 0 | 0 | 0 | 0 | 0 | 0 | 0 | 0 | 0 | 0 | 0 | 0 | 0
Tehachapi Segments 4-11 | Closings | CET-ET-TP-RN-643801 | I: TRTP 7-3: Antelope-Mesa 230kV T/L: Construct new 16-mile double-circuit 500kV T/L (2B-2156 ACSR)between the City of Duarte and near the Mesa SS. | 6438 | High | 2015-01-01 | TR-LINEINC | 0% | 100% | 800217316 | 0 | 4394.0483 | 0 | 0 | 4394.0483 | 0 | 505.7454 | 498.9435 | 107.3594 | 500 | 400 | 400 | 400 | 303 | 300 | 300 | 300 | 379 | 0 | 0 | 0 | 0 | 0 | 0 | 0 | 0 | 0 | 0 | 0 | 0
Tehachapi Segments 4-11 | Closings | CET-ET-TP-RN-643907 | I: TRTP 8-8: Mira Loma-Vincent: Construct new 33 miles 500kV T/L between Mesa and Mira Loma (Section of Mira Loma and Vincent). | 6439 | High | 2015-05-01 | TR-LINEINC | 0% | 100% | 800217330 | 0 | 8403.6615 | 0 | 0 | 8403.6615 | 0 | 547.2074 | 1598.3839 | 992.0813 | 500 | 500 | 500 | 500 | 500 | 500 | 500 | 500 | 1265.989 | 0 | 0 | 0 | 0 | 0 | 0 | 0 | 0 | 0 | 0 | 0 | 0
Tehachapi Segments 4-11 | Closings | CET-ET-TP-RN-755304 | Mira Loma-Vincent 500 kV T/L (UG): Civil & Cable Portion | 7553 | High | 2016-10-01 | TR-LINEINC | 0% | 100% | 800051930 | 178969.3337 | 73732.894 | 0 | 178969.3337 | 73732.894 | 0 | 0 | 0 | 0 | 0 | 0 | 0 | 0 | 0 | 0 | 248293.2277 | 2500 | 1909 | 0 | 0 | 0 | 0 | 0 | 0 | 0 | 0 | 0 | 0 | 0 | 0
Tehachapi Segments 4-11 | Closings | CET-ET-TP-RN-755300 | Mira Loma Substation | 7553 | High | 2016-10-01 | TR-SUBINC | 0% | 100% | 800218130 | 15237.1724 | 9481.238 | 0 | 15237.1724 | 9481.238 | 0 | 0 | 0 | 0 | 0 | 0 | 0 | 0 | 0 | 0 | 24678.4104 | 40 | 0 | 0 | 0 | 0 | 0 | 0 | 0 | 0 | 0 | 0 | 0 | 0 | 0
Tehachapi Segments 4-11 | Closings | CET-ET-TP-RN-755301 | Vincent Substation | 7553 | High | 2016-10-01 | TR-SUBINC | 0% | 100% | 800218138 | 426.245 | 52.301 | 0 | 426.245 | 52.301 | 0 | 0 | 0 | 0 | 0 | 0 | 0 | 0 | 0 | 0 | 468.546 | 5 | 5 | 0 | 0 | 0 | 0 | 0 | 0 | 0 | 0 | 0 | 0 | 0 | 0
Tehachapi Segments 4-11 | Closings | CET-RP-TP-RN-755300 | Acquire easements for CHUG - TRTP-Segment 8 | 7553 | High | 2016-10-01 | TR-LANDRGTINC | 0% | 100% | 800051909 | 9854.2079 | 3997.65 | 0 | 9854.2079 | 3997.65 | 0 | 0 | 0 | 0 | 0 | 0 | 0 | 0 | 0 | 0 | 13651.8579 | 200 | 0 | 0 | 0 | 0 | 0 | 0 | 0 | 0 | 0 | 0 | 0 | 0 | 0
Tehachapi Segments 4-11 | Closings | CET-ET-TP-RN-755302 | East Transition Station | 7553 | High | 2016-10-01 | TR-SUBINC | 0% | 100% | 800218522 | 6883.5092 | 3362.299 | 0 | 6883.5092 | 3362.299 | 0 | 0 | 0 | 0 | 0 | 0 | 0 | 0 | 0 | 0 | 10220.8082 | 25 | 0 | 0 | 0 | 0 | 0 | 0 | 0 | 0 | 0 | 0 | 0 | 0 | 0
Tehachapi Segments 4-11 | Closings | CET-ET-TP-RN-755303 | West Transition Station | 7553 | High | 2016-10-01 | TR-SUBINC | 0% | 100% |  | 7119.9019 | 4553.065 | 0 | 7119.9019 | 4553.065 | 0 | 0 | 0 | 0 | 0 | 0 | 0 | 0 | 0 | 0 | 11672.9669 | 0 | 0 | 0 | 0 | 0 | 0 | 0 | 0 | 0 | 0 | 0 | 0 | 0 | 0
Tehachapi Segments 4-11 | Closings | CET-ET-TP-RN-755305 | Chino Hills Related OH Line Work | 7553 | High | 2016-10-01 | TR-LINEINC | 0% | 100% |  | 6837.6067 | 4661.9051 | 0 | 6837.6067 | 4661.9051 | 0 | 0 | 0 | 0 | 0 | 0 | 0 | 0 | 0 | 0 | 11499.5118 | 0 | 0 | 0 | 0 | 0 | 0 | 0 | 0 | 0 | 0 | 0 | 0 | 0 | 0
Tehachapi Segments 4-11 | Closings | CET-ET-TP-RN-644017 | TRTP SEGMENT 9: WHIRLWIND - CONSTRUCT NEW SUBSTATION | 6440 | High | 2012-12-01 | TR-SUBINC | 0% | 100% | 800218645 | 0 | 385.379 | 0 | 0 | 385.379 | 0 | 1.9148 | 1.4681 | 1.5694 | 0 | 0 | 0 | 0 | 0 | 0 | 0 | 0 | 380.4267 | 0 | 0 | 0 | 0 | 0 | 0 | 0 | 0 | 0 | 0 | 0 | 0
Tehachapi Segments 4-11 | Closings | CET-ET-TP-RN-644006 | TRTP SEGMENT 9: VINCENT - EXTEND 500KV SWITCHRACK ADDING FOUR BAY POSITIONS. EXTEND 220KV SWITCHRACK ADDING ONE BAY POSITION. | 6440 | High | 2013-12-01 | TR-SUBINC | 0% | 100% | 800375079 | 0 | 78.1037 | 0 | 0 | 78.1037 | 0 | 0 | 78.1037 | 0 | 0 | 0 | 0 | 0 | 0 | 0 | 0 | 0 | 0 | 0 | 0 | 0 | 0 | 0 | 0 | 0 | 0 | 0 | 0 | 0 | 0
Tehachapi Segments 4-11 | Closings | CET-ET-TP-RN-644010 | TRTP SEGMENT 9: WINDHUB - CONSTRUCT 500kV SWITCHYARD & AA TRANSFORMER BANK | 6440 | High | 2012-12-01 | TR-SUBINC | 0% | 100% | 800051911 | 0 | 0.44451 | 0 | 0 | 0.44451 | 0 | 0 | 0 | 0.44451 | 0 | 0 | 0 | 0 | 0 | 0 | 0 | 0 | 0 | 0 | 0 | 0 | 0 | 0 | 0 | 0 | 0 | 0 | 0 | 0 | 0
Tehachapi Segments 4-11 | Closings | CET-ET-TP-RN-644007 | TRTP SEGMENT 9: MIRA LOMA SUB - EQUIP 1 500KV line protection | 6440 | High | 2014-07-01 | TR-SUBINC | 0% | 100% | 900610533 | 0 | -63.627 | 0 | 0 | -63.627 | 0 | -11.1436 | -52.4834 | 0 | 0 | 0 | 0 | 0 | 0 | 0 | 0 | 0 | 0 | 0 | 0 | 0 | 0 | 0 | 0 | 0 | 0 | 0 | 0 | 0 | 0
Tehachapi Segments 4-11 | Closings | CET-ET-TP-RN-644008 | TRTP SEGMENT 9: VINCENT - EXTEND 500KV SWITCHRACK ADDING FOUR BAY POSITIONS. EXTEND 220KV SWITCHRACK ADDING ONE BAY POSITION. REMOVE MIDWAY NO. 3 SERIES CAPACITOR. | 6440 | High | 2016-01-01 | TR-SUBINC | 0% | 100% | 901094247 | 361.5238 | -78.1037 | 0 | 361.5238 | -78.1037 | 0 | 361.5238 | -78.1037 | 0 | 0 | 0 | 0 | 0 | 0 | 0 | 0 | 0 | 0 | 0 | 0 | 0 | 0 | 0 | 0 | 0 | 0 | 0 | 0 | 0 | 0
Tehachapi Segments 4-11 | Closings | CET-ET-TP-RN-644030 | Vincent Substation Administration and Control Building | 6440 | High | 2015-01-01 | TR-SUBINC | 0% | 100% | 901094249 | 0 | 2.32 | 0 | 0 | 2.32 | 0 | 2.3001 | 0.00898 | 0.01088 | 0 | 0 | 0 | 0 | 0 | 0 | 0 | 0 | 0 | 0 | 0 | 0 | 0 | 0 | 0 | 0 | 0 | 0 | 0 | 0 | 0
Tehachapi Segments 4-11 | Closings | CET-ET-TP-RN-644100 | I: TRTP 10-1: Whirlwind-Windhub 500kV: Construct approx. 17 miles of new single-circuit 500kV T/L between Whirlwind and Windhub Substations. | 6441 | High | 2012-04-01 | TR-LINEINC | 0% | 100% | 801025887 | 0 | 1952.4054 | 0 | 0 | 1952.4054 | 0 | 1.5694 | 1.4681 | 1.5728 | 2 | 2 | 2 | 2 | 2 | 2 | 2 | 2 | 1931.7952 | 0 | 0 | 0 | 0 | 0 | 0 | 0 | 0 | 0 | 0 | 0 | 0
Tehachapi Segments 4-11 | Closings | CET-ET-TP-RN-644203 | I: TRTP 11-1: Mesa-Vincent #1 500kV: Construct 18.6 miles Mesa-Vincent #1 500kV T/L. Construct approx. 18 miles of new single-circuit 500kV T/L from Vincent SS to the Gould SS area. | 6442 | High | 2015-05-01 | TR-LINEINC | 0% | 100% | 901109252 | 0 | 10802.1862 | 0 | 0 | 10802.1862 | 0 | 579.6857 | 326.6232 | 314.7874 | 600 | 600 | 600 | 600 | 600 | 600 | 600 | 600 | 4781.0899 | 0 | 0 | 0 | 0 | 0 | 0 | 0 | 0 | 0 | 0 | 0 | 0
Tehachapi Segments 4-11 | Closings | CET-ET-TP-RN-644202 | I: TRTP 11-2: Mesa-Gould 220kV: String approx. 18 miles of new 220kV conductor on vacant position of existing 220kV double-circuit tower line between Mesa and Gould area. | 6442 | High | 2015-05-01 | TR-LINEINC | 0% | 100% | 901109253 | 0 | 0.17109 | 0 | 0 | 0.17109 | 0 | 0.17109 | 0 | 0 | 0 | 0 | 0 | 0 | 0 | 0 | 0 | 0 | 0 | 0 | 0 | 0 | 0 | 0 | 0 | 0 | 0 | 0 | 0 | 0 | 0
Tehachapi Segments 4-11 | Closings | [10 empty] | 0 | 0 | 0 | 0 | 0 | 0 | 0 | 0 | 0 | 0 | 0 | 0 | 0 | 0 | 0 | 0 | 0 | 0 | 0 | 0 | 0 | 0 | 0 | 0 | 0 | 0 | 0 | 0 | 0
Tehachapi Segments 4-11 | Closings | [10 empty] | 0 | 0 | 0 | 0 | 0 | 0 | 0 | 0 | 0 | 0 | 0 | 0 | 0 | 0 | 0 | 0 | 0 | 0 | 0 | 0 | 0 | 0 | 0 | 0 | 0 | 0 | 0 | 0 | 0
Tehachapi Segments 4-11 | Closings | [10 empty] | 0 | 0 | 0 | 0 | 0 | 0 | 0 | 0 | 0 | 0 | 0 | 0 | 0 | 0 | 0 | 0 | 0 | 0 | 0 | 0 | 0 | 0 | 0 | 0 | 0 | 0 | 0 | 0 | 0
Tehachapi Segments 4-11 | Closings | [8 empty] | 800219576 |  | 0 | 0 | 0 | 0 | 0 | 0 | 0 | 0 | 0 | 0 | 0 | 0 | 0 | 0 | 0 | 0 | 0 | 0 | 0 | 0 | 0 | 0 | 0 | 0 | 0 | 0 | 0 | 0 | 0
Tehachapi Segments 4-11 | Closings | [10 empty] | 0 | 0 | 0 | 0 | 0 | 0 | 0 | 0 | 0 | 0 | 0 | 0 | 0 | 0 | 0 | 0 | 0 | 0 | 0 | 0 | 0 | 0 | 0 | 0 | 0 | 0 | 0 | 0 | 0
Tehachapi Segments 4-11 | Closings | [8 empty] | 800218712 |  | 0 | 0 | 0 | 0 | 0 | 0 | 0 | 0 | 0 | 0 | 0 | 0 | 0 | 0 | 0 | 0 | 0 | 0 | 0 | 0 | 0 | 0 | 0 | 0 | 0 | 0 | 0 | 0 | 0
Tehachapi Segments 4-11 | Closings | [8 empty] | 800219576 |  | 0 | 0 | 0 | 0 | 0 | 0 | 0 | 0 | 0 | 0 | 0 | 0 | 0 | 0 | 0 | 0 | 0 | 0 | 0 | 0 | 0 | 0 | 0 | 0 | 0 | 0 | 0 | 0 | 0
Tehachapi Segments 4-11 | Closings | [8 empty] | 800219704 |  | 0 | 0 | 0 | 0 | 0 | 0 | 0 | 0 | 0 | 0 | 0 | 0 | 0 | 0 | 0 | 0 | 0 | 0 | 0 | 0 | 0 | 0 | 0 | 0 | 0 | 0 | 0 | 0 | 0
Tehachapi Segments 4-11 | Closings | [8 empty] | 900817489 |  | 0 | 0 | 0 | 0 | 0 | 0 | 0 | 0 | 0 | 0 | 0 | 0 | 0 | 0 | 0 | 0 | 0 | 0 | 0 | 0 | 0 | 0 | 0 | 0 | 0 | 0 | 0 | 0 | 0
Tehachapi Segments 4-11 | Closings | [8 empty] | 900516432 |  | 0 | 0 | 0 | 0 | 0 | 0 | 0 | 0 | 0 | 0 | 0 | 0 | 0 | 0 | 0 | 0 | 0 | 0 | 0 | 0 | 0 | 0 | 0 | 0 | 0 | 0 | 0 | 0 | 0
Tehachapi Segments 4-11 | Closings | [10 empty] | 0 | 0 | 0 | 0 | 0 | 0 | 0 | 0 | 0 | 0 | 0 | 0 | 0 | 0 | 0 | 0 | 0 | 0 | 0 | 0 | 0 | 0 | 0 | 0 | 0 | 0 | 0 | 0 | 0
Tehachapi Segments 4-11 | Closings | [10 empty] | 0 | 0 | 0 | 0 | 0 | 0 | 0 | 0 | 0 | 0 | 0 | 0 | 0 | 0 | 0 | 0 | 0 | 0 | 0 | 0 | 0 | 0 | 0 | 0 | 0 | 0 | 0 | 0 | 0
Tehachapi Segments 4-11 | Closings | [10 empty] | 0 | 0 | 0 | 0 | 0 | 0 | 0 | 0 | 0 | 0 | 0 | 0 | 0 | 0 | 0 | 0 | 0 | 0 | 0 | 0 | 0 | 0 | 0 | 0 | 0 | 0 | 0 | 0 | 0
Tehachapi Segments 4-11 | Closings | [10 empty] | 0 | 0 | 0 | 0 | 0 | 0 | 0 | 0 | 0 | 0 | 0 | 0 | 0 | 0 | 0 | 0 | 0 | 0 | 0 | 0 | 0 | 0 | 0 | 0 | 0 | 0 | 0 | 0 | 0
Tehachapi Segments 4-11 | Closings | [8 empty] | 800217239 |  | 0 | 0 | 0 | 0 | 0 | 0 | 0 | 0 | 0 | 0 | 0 | 0 | 0 | 0 | 0 | 0 | 0 | 0 | 0 | 0 | 0 | 0 | 0 | 0 | 0 | 0 | 0 | 0 | 0
Tehachapi Segments 4-11 | Closings | [8 empty] | 800217339 |  | 0 | 0 | 0 | 0 | 0 | 0 | 0 | 0 | 0 | 0 | 0 | 0 | 0 | 0 | 0 | 0 | 0 | 0 | 0 | 0 | 0 | 0 | 0 | 0 | 0 | 0 | 0 | 0 | 0
Tehachapi Segments 4-11 | Closings | [8 empty] | 800217366 |  | 0 | 0 | 0 | 0 | 0 | 0 | 0 | 0 | 0 | 0 | 0 | 0 | 0 | 0 | 0 | 0 | 0 | 0 | 0 | 0 | 0 | 0 | 0 | 0 | 0 | 0 | 0 | 0 | 0
Tehachapi Segments 4-11 | Closings | [8 empty] | 800208616 |  | 0 | 0 | 0 | 0 | 0 | 0 | 0 | 0 | 0 | 0 | 0 | 0 | 0 | 0 | 0 | 0 | 0 | 0 | 0 | 0 | 0 | 0 | 0 | 0 | 0 | 0 | 0 | 0 | 0
Tehachapi Segments 4-11 | Closings | [10 empty] | 0 | 0 | 0 | 0 | 0 | 0 | 0 | 0 | 0 | 0 | 0 | 0 | 0 | 0 | 0 | 0 | 0 | 0 | 0 | 0 | 0 | 0 | 0 | 0 | 0 | 0 | 0 | 0 | 0
| TRTP All Segments | Total Specifics | [8 empty] | 225689.5005 | 128154.3429 | 0 | 225689.5005 | 128154.3429 | 0 | 2232.4349 | 3352.9553 | 997.1236 | 1785.4444 | 1685.4444 | 1683.4444 | 1683.4444 | 1586.1444 | 1582.9444 | 322068.2732 | 4352.9444 | 10833.2452 | 0 | 0 | 0 | 0 | 0 | 0 | 0 | 0 | 0 | 0 | 0 | 0
|  | Total Incremental Plant Balance - Tehachapi Segments 4-11 | [14 empty] | 2232.4349 | 5585.3902 | 6582.5138 | 8367.9583 | 10053.4027 | 11736.8472 | 13420.2916 | 15006.4361 | 16589.3805 | 338657.6537 | 343010.5982 | 353843.8433 | 353843.8433 | 353843.8433 | 353843.8433 | 353843.8433 | 353843.8433 | 353843.8433 | 353843.8433 | 353843.8433 | 353843.8433 | 353843.8433 | 353843.8433 | 353843.8433
CWIP Incentive Expenditure Forecast
Note: Incentive CWIP is part of Rate Base as Expenditures are made, No AFUDC is applied, Includes Incentive LHFFU
|  | WBS | WBS Description | Pin # | Voltage | Forecast Date | Asset Class | Collectible % | ISO % |  | 2015 CWIP | 2016 Total Expenditures | 2017 Total Expenditures | 2015 ISO CWIP Less Collectible | 2016 ISO Expenditures Less Collectible | 2016 ISO Expenditures Less Collectible | 2016-01-01 | 2016-02-01 | 2016-03-01 | 2016-04-01 | 2016-05-01 | 2016-06-01 | 2016-07-01 | 2016-08-01 | 2016-09-01 | 2016-10-01 | 2016-11-01 | 2016-12-01 | 2017-01-01 | 2017-02-01 | 2017-03-01 | 2017-04-01 | 2017-05-01 | 2017-06-01 | 2017-07-01 | 2017-08-01 | 2017-09-01 | 2017-10-01 | 2017-11-01 | 2017-12-01
Tehachapi Segments 4-11 | Expenditures | CET-ET-TP-RN-643500 | I: TRTP 4-1: Antelope-Whirlwind 500kV T/L: Construct new 14-mile single-circuit 500kV T/L. | 6435 | High | 2012-04-01 | TR-LINEINC | 0% | 100% |  | 0 | 188.4162 | 0 | 0 | 188.4162 | 0 | 2016-01-01: 1.3751; 2016-02-01: 33.1445; 2016-03-01: -30.1034; 2016-04-01: 22; 2016-05-01: 22; 2016-06-01: 20; 2016-07-01: 20; 2016-08-01: 20; 2016-09-01: 20; 2016-10-01: 20; 2016-11-01: 20; 2016-12-01: 20
Tehachapi Segments 4-11 | Expenditures | CET-ET-TP-RN-547202 | I: TRTP 5-3: Antelope-Vincent #2 500kV: Construct new 18-miles single-circuit T/L on existing right of way. | 5472 | High | 2013-01-01 | TR-LINEINC | 0% | 100% |  | 0 | 20.6721 | 0 | 0 | 20.6721 | 0 | 2016-01-01: 1.5694; 2016-02-01: 1.4681; 2016-03-01: 1.9346; 2016-04-01: 2; 2016-05-01: 2; 2016-06-01: 2; 2016-07-01: 2; 2016-08-01: 1.7; 2016-09-01: 1.5; 2016-10-01: 1.5; 2016-11-01: 1.5; 2016-12-01: 1.5
Tehachapi Segments 4-11 | Expenditures | CET-ET-TP-RN-524301 | I: TRTP 6-2: New Vincent-Duarte 500kV: Construct new 27 miles single-circuit 500kV T/L on existing ROW vacated by Antelope-Mesa line. | 5243 | High | 2014-11-01 | TR-LINEINC | 0% | 100% |  | 0 | 2213.2075 | 0 | 0 | 2213.2075 | 0 | 2016-01-01: 237.706; 2016-02-01: 938.2082; 2016-03-01: -397.7067; 2016-04-01: 159.4444; 2016-05-01: 159.4444; 2016-06-01: 159.4444; 2016-07-01: 159.4444; 2016-08-01: 159.4444; 2016-09-01: 159.4444; 2016-10-01: 159.4444; 2016-11-01: 159.4444; 2016-12-01: 159.4444
Tehachapi Segments 4-11 | Expenditures | CET-ET-TP-RN-643803 | I: TRTP 7-2: Vincent-Rio Hondo #2: Construct 0.61 mile DC 500kV T/L cutover to connect new 27-miles 500kV T/L to existing Vincent-Rio Hondo #2. | 6438 | High | 2014-12-01 | TR-LINEINC | 0% | 100% |  | 0 | 13.706 | 0 | 0 | 13.706 | 0 | 2016-01-01: 2.8104; 2016-02-01: 5.7221; 2016-03-01: 5.1735; 2016-04-01: 0; 2016-05-01: 0; 2016-06-01: 0; 2016-07-01: 0; 2016-08-01: 0; 2016-09-01: 0; 2016-10-01: 0; 2016-11-01: 0; 2016-12-01: 0
Tehachapi Segments 4-11 | Expenditures | CET-ET-TP-RN-643801 | I: TRTP 7-3: Antelope-Mesa 230kV T/L: Construct new 16-mile double-circuit 500kV T/L (2B-2156 ACSR)between the City of Duarte and near the Mesa SS. | 6438 | High | 2015-01-01 | TR-LINEINC | 0% | 100% |  | 0 | 4394.0483 | 0 | 0 | 4394.0483 | 0 | 2016-01-01: 505.7454; 2016-02-01: 498.9435; 2016-03-01: 107.3594; 2016-04-01: 500; 2016-05-01: 400; 2016-06-01: 400; 2016-07-01: 400; 2016-08-01: 303; 2016-09-01: 300; 2016-10-01: 300; 2016-11-01: 300; 2016-12-01: 379
Tehachapi Segments 4-11 | Expenditures | CET-ET-TP-RN-643907 | I: TRTP 8-8: Mira Loma-Vincent: Construct new 33 miles 500kV T/L between Mesa and Mira Loma (Section of Mira Loma and Vincent). | 6439 | High | 2015-05-01 | TR-LINEINC | 0% | 100% |  | 0 | 8403.6615 | 0 | 0 | 8403.6615 | 0 | 2016-01-01: 547.2074; 2016-02-01: 1598.3839; 2016-03-01: 992.0813; 2016-04-01: 500; 2016-05-01: 500; 2016-06-01: 500; 2016-07-01: 500; 2016-08-01: 500; 2016-09-01: 500; 2016-10-01: 500; 2016-11-01: 500; 2016-12-01: 1265.989
Tehachapi Segments 4-11 | Expenditures | CET-ET-TP-RN-755304 | Mira Loma-Vincent 500 kV T/L (UG): Civil & Cable Portion | 7553 | High | 2016-10-01 | TR-LINEINC | 0% | 100% |  | 178969.3337 | 73732.894 | 0 | 178969.3337 | 73732.894 | 0 | 2016-01-01: 5073.477; 2016-02-01: 7385.9; 2016-03-01: 9183.517; 2016-04-01: 8000; 2016-05-01: 8000; 2016-06-01: 8000; 2016-07-01: 8000; 2016-08-01: 7000; 2016-09-01: 6181; 2016-10-01: 2500; 2016-11-01: 2500; 2016-12-01: 1909
Tehachapi Segments 4-11 | Expenditures | CET-ET-TP-RN-755300 | Mira Loma Substation | 7553 | High | 2016-10-01 | TR-SUBINC | 0% | 100% |  | 15237.1724 | 9481.238 | 0 | 15237.1724 | 9481.238 | 0 | 2016-01-01: 1326.545; 2016-02-01: 620.563; 2016-03-01: 1094.13; 2016-04-01: 1700; 2016-05-01: 1700; 2016-06-01: 1000; 2016-07-01: 1000; 2016-08-01: 800; 2016-09-01: 100; 2016-10-01: 100; 2016-11-01: 40; 2016-12-01: 0
Tehachapi Segments 4-11 | Expenditures | CET-ET-TP-RN-755301 | Vincent Substation | 7553 | High | 2016-10-01 | TR-SUBINC | 0% | 100% |  | 426.245 | 52.301 | 0 | 426.245 | 52.301 | 0 | 2016-01-01: 1.126; 2016-02-01: 5.05; 2016-03-01: 1.125; 2016-04-01: 5; 2016-05-01: 5; 2016-06-01: 5; 2016-07-01: 5; 2016-08-01: 5; 2016-09-01: 5; 2016-10-01: 5; 2016-11-01: 5; 2016-12-01: 5
Tehachapi Segments 4-11 | Expenditures | CET-RP-TP-RN-755300 | Acquire easements for CHUG - TRTP-Segment 8 | 7553 | High | 2016-10-01 | TR-LANDRGTINC | 0% | 100% |  | 9854.2079 | 3997.65 | 0 | 9854.2079 | 3997.65 | 0 | 2016-01-01: 20.761; 2016-02-01: 70.825; 2016-03-01: 106.064; 2016-04-01: 100; 2016-05-01: 100; 2016-06-01: 2000; 2016-07-01: 500; 2016-08-01: 500; 2016-09-01: 200; 2016-10-01: 200; 2016-11-01: 200; 2016-12-01: 0
Tehachapi Segments 4-11 | Expenditures | CET-ET-TP-RN-755302 | East Transition Station | 7553 | High | 2016-10-01 | TR-SUBINC | 0% | 100% |  | 6883.5092 | 3362.299 | 0 | 6883.5092 | 3362.299 | 0 | 2016-01-01: 22.889; 2016-02-01: 521.704; 2016-03-01: 700.206; 2016-04-01: 142.5; 2016-05-01: 400; 2016-06-01: 450; 2016-07-01: 450; 2016-08-01: 350; 2016-09-01: 200; 2016-10-01: 100; 2016-11-01: 25; 2016-12-01: 0
Tehachapi Segments 4-11 | Expenditures | CET-ET-TP-RN-755303 | West Transition Station | 7553 | High | 2016-10-01 | TR-SUBINC | 0% | 100% |  | 7119.9019 | 4553.065 | 0 | 7119.9019 | 4553.065 | 0 | 2016-01-01: 196.579; 2016-02-01: 334.432; 2016-03-01: 672.054; 2016-04-01: 800; 2016-05-01: 800; 2016-06-01: 800; 2016-07-01: 500; 2016-08-01: 250; 2016-09-01: 100; 2016-10-01: 100; 2016-11-01: 0; 2016-12-01: 0
Tehachapi Segments 4-11 | Expenditures | CET-ET-TP-RN-755305 | Chino Hills Related OH Line Work | 7553 | High | 2016-10-01 | TR-LINEINC | 0% | 100% |  | 6837.6067 | 4661.9051 | 0 | 6837.6067 | 4661.9051 | 0 | 2016-01-01: 1803.6384; 2016-02-01: 1945.8696; 2016-03-01: 482.3972; 2016-04-01: 250; 2016-05-01: 100; 2016-06-01: 80; 2016-07-01: 0; 2016-08-01: 0; 2016-09-01: 0; 2016-10-01: 0; 2016-11-01: 0; 2016-12-01: 0
Tehachapi Segments 4-11 | Expenditures | CET-ET-TP-RN-644017 | TRTP SEGMENT 9: WHIRLWIND - CONSTRUCT NEW SUBSTATION | 6440 | High | 2012-12-01 | TR-SUBINC | 0% | 100% |  | 0 | 385.379 | 0 | 0 | 385.379 | 0 | 2016-01-01: 1.9148; 2016-02-01: 1.4681; 2016-03-01: 1.5694; 2016-04-01: 0; 2016-05-01: 0; 2016-06-01: 0; 2016-07-01: 0; 2016-08-01: 0; 2016-09-01: 0; 2016-10-01: 0; 2016-11-01: 0; 2016-12-01: 380.4267
Tehachapi Segments 4-11 | Expenditures | CET-ET-TP-RN-644006 | TRTP SEGMENT 9: VINCENT - EXTEND 500KV SWITCHRACK ADDING FOUR BAY POSITIONS. EXTEND 220KV SWITCHRACK ADDING ONE BAY POSITION. | 6440 | High | 2013-12-01 | TR-SUBINC | 0% | 100% |  | 0 | 78.1037 | 0 | 0 | 78.1037 | 0 | 2016-01-01: 0; 2016-02-01: 78.1037; 2016-03-01: 0; 2016-04-01: 0; 2016-05-01: 0; 2016-06-01: 0; 2016-07-01: 0; 2016-08-01: 0; 2016-09-01: 0; 2016-10-01: 0; 2016-11-01: 0; 2016-12-01: 0
Tehachapi Segments 4-11 | Expenditures | CET-ET-TP-RN-644010 | TRTP SEGMENT 9: WINDHUB - CONSTRUCT 500kV SWITCHYARD & AA TRANSFORMER BANK | 6440 | High | 2012-12-01 | TR-SUBINC | 0% | 100% |  | 0 | 0.44451 | 0 | 0 | 0.44451 | 0 | 2016-01-01: 0; 2016-02-01: 0; 2016-03-01: 0.44451; 2016-04-01: 0; 2016-05-01: 0; 2016-06-01: 0; 2016-07-01: 0; 2016-08-01: 0; 2016-09-01: 0; 2016-10-01: 0; 2016-11-01: 0; 2016-12-01: 0
Tehachapi Segments 4-11 | Expenditures | CET-ET-TP-RN-644007 | TRTP SEGMENT 9: MIRA LOMA SUB - EQUIP 1 500KV line protection | 6440 | High | 2014-07-01 | TR-SUBINC | 0% | 100% |  | 0 | -63.627 | 0 | 0 | -63.627 | 0 | 2016-01-01: -11.1436; 2016-02-01: -52.4834; 2016-03-01: 0; 2016-04-01: 0; 2016-05-01: 0; 2016-06-01: 0; 2016-07-01: 0; 2016-08-01: 0; 2016-09-01: 0; 2016-10-01: 0; 2016-11-01: 0; 2016-12-01: 0
Tehachapi Segments 4-11 | Expenditures | CET-ET-TP-RN-644008 | TRTP SEGMENT 9: VINCENT - EXTEND 500KV SWITCHRACK ADDING FOUR BAY POSITIONS. EXTEND 220KV SWITCHRACK ADDING ONE BAY POSITION. REMOVE MIDWAY NO. 3 SERIES CAPACITOR. | 6440 | High | 2016-01-01 | TR-SUBINC | 0% | 100% |  | 361.5238 | -78.1037 | 0 | 361.5238 | -78.1037 | 0 | 2016-01-01: 0; 2016-02-01: -78.1037; 2016-03-01: 0; 2016-04-01: 0; 2016-05-01: 0; 2016-06-01: 0; 2016-07-01: 0; 2016-08-01: 0; 2016-09-01: 0; 2016-10-01: 0; 2016-11-01: 0; 2016-12-01: 0
Tehachapi Segments 4-11 | Expenditures | CET-ET-TP-RN-644030 | Vincent Substation Administration and Control Building | 6440 | High | 2015-01-01 | TR-SUBINC | 0% | 100% |  | 0 | 2.32 | 0 | 0 | 2.32 | 0 | 2016-01-01: 2.3001; 2016-02-01: 0.00898; 2016-03-01: 0.01088; 2016-04-01: 0; 2016-05-01: 0; 2016-06-01: 0; 2016-07-01: 0; 2016-08-01: 0; 2016-09-01: 0; 2016-10-01: 0; 2016-11-01: 0; 2016-12-01: 0
Tehachapi Segments 4-11 | Expenditures | CET-ET-TP-RN-644100 | I: TRTP 10-1: Whirlwind-Windhub 500kV: Construct approx. 17 miles of new single-circuit 500kV T/L between Whirlwind and Windhub Substations. | 6441 | High | 2012-04-01 | TR-LINEINC | 0% | 100% |  | 0 | 1952.4054 | 0 | 0 | 1952.4054 | 0 | 2016-01-01: 1.5694; 2016-02-01: 1.4681; 2016-03-01: 1.5728; 2016-04-01: 2; 2016-05-01: 2; 2016-06-01: 2; 2016-07-01: 2; 2016-08-01: 2; 2016-09-01: 2; 2016-10-01: 2; 2016-11-01: 2; 2016-12-01: 1931.7952
Tehachapi Segments 4-11 | Expenditures | CET-ET-TP-RN-644203 | I: TRTP 11-1: Mesa-Vincent #1 500kV: Construct 18.6 miles Mesa-Vincent #1 500kV T/L. Construct approx. 18 miles of new single-circuit 500kV T/L from Vincent SS to the Gould SS area. | 6442 | High | 2015-05-01 | TR-LINEINC | 0% | 100% |  | 0 | 10802.1862 | 0 | 0 | 10802.1862 | 0 | 2016-01-01: 579.6857; 2016-02-01: 326.6232; 2016-03-01: 314.7874; 2016-04-01: 600; 2016-05-01: 600; 2016-06-01: 600; 2016-07-01: 600; 2016-08-01: 600; 2016-09-01: 600; 2016-10-01: 600; 2016-11-01: 600; 2016-12-01: 4781.0899
Tehachapi Segments 4-11 | Expenditures | CET-ET-TP-RN-644202 | I: TRTP 11-2: Mesa-Gould 220kV: String approx. 18 miles of new 220kV conductor on vacant position of existing 220kV double-circuit tower line between Mesa and Gould area. | 6442 | High | 2015-05-01 | TR-LINEINC | 0% | 100% |  | 0 | 0.17109 | 0 | 0 | 0.17109 | 0 | 2016-01-01: 0.17109; 2016-02-01: 0; 2016-03-01: 0; 2016-04-01: 0; 2016-05-01: 0; 2016-06-01: 0; 2016-07-01: 0; 2016-08-01: 0; 2016-09-01: 0; 2016-10-01: 0; 2016-11-01: 0; 2016-12-01: 0
Tehachapi Segments 4-11 | Expenditures | [10 empty] | 0 | 0 | 0 | 0 | 0 | 0 | 0 | 0 | 0 | 0 | 0 | 0 | 0 | 0 | 0 | 0 | 0 | 0 | 0 | 0 | 0 | 0 | 0 | 0 | 0 | 0 | 0 | 0 | 0
Tehachapi Segments 4-11 | Expenditures | [10 empty] | 0 | 0 | 0 | 0 | 0 | 0 | 0 | 0 | 0 | 0 | 0 | 0 | 0 | 0 | 0 | 0 | 0 | 0 | 0 | 0 | 0 | 0 | 0 | 0 | 0 | 0 | 0 | 0 | 0
Tehachapi Segments 4-11 | Expenditures | [10 empty] | 0 | 0 | 0 | 0 | 0 | 0 | 0 | 0 | 0 | 0 | 0 | 0 | 0 | 0 | 0 | 0 | 0 | 0 | 0 | 0 | 0 | 0 | 0 | 0 | 0 | 0 | 0 | 0 | 0
Tehachapi Segments 4-11 | Expenditures | [10 empty] | 0 | 0 | 0 | 0 | 0 | 0 | 0 | 0 | 0 | 0 | 0 | 0 | 0 | 0 | 0 | 0 | 0 | 0 | 0 | 0 | 0 | 0 | 0 | 0 | 0 | 0 | 0 | 0 | 0
Tehachapi Segments 4-11 | Expenditures | [10 empty] | 0 | 0 | 0 | 0 | 0 | 0 | 0 | 0 | 0 | 0 | 0 | 0 | 0 | 0 | 0 | 0 | 0 | 0 | 0 | 0 | 0 | 0 | 0 | 0 | 0 | 0 | 0 | 0 | 0
Tehachapi Segments 4-11 | Expenditures | [10 empty] | 0 | 0 | 0 | 0 | 0 | 0 | 0 | 0 | 0 | 0 | 0 | 0 | 0 | 0 | 0 | 0 | 0 | 0 | 0 | 0 | 0 | 0 | 0 | 0 | 0 | 0 | 0 | 0 | 0
Tehachapi Segments 4-11 | Expenditures | [10 empty] | 0 | 0 | 0 | 0 | 0 | 0 | 0 | 0 | 0 | 0 | 0 | 0 | 0 | 0 | 0 | 0 | 0 | 0 | 0 | 0 | 0 | 0 | 0 | 0 | 0 | 0 | 0 | 0 | 0
Tehachapi Segments 4-11 | Expenditures | [10 empty] | 0 | 0 | 0 | 0 | 0 | 0 | 0 | 0 | 0 | 0 | 0 | 0 | 0 | 0 | 0 | 0 | 0 | 0 | 0 | 0 | 0 | 0 | 0 | 0 | 0 | 0 | 0 | 0 | 0
Tehachapi Segments 4-11 | Expenditures | [10 empty] | 0 | 0 | 0 | 0 | 0 | 0 | 0 | 0 | 0 | 0 | 0 | 0 | 0 | 0 | 0 | 0 | 0 | 0 | 0 | 0 | 0 | 0 | 0 | 0 | 0 | 0 | 0 | 0 | 0
Tehachapi Segments 4-11 | Expenditures | [10 empty] | 0 | 0 | 0 | 0 | 0 | 0 | 0 | 0 | 0 | 0 | 0 | 0 | 0 | 0 | 0 | 0 | 0 | 0 | 0 | 0 | 0 | 0 | 0 | 0 | 0 | 0 | 0 | 0 | 0
Tehachapi Segments 4-11 | Expenditures | [10 empty] | 0 | 0 | 0 | 0 | 0 | 0 | 0 | 0 | 0 | 0 | 0 | 0 | 0 | 0 | 0 | 0 | 0 | 0 | 0 | 0 | 0 | 0 | 0 | 0 | 0 | 0 | 0 | 0 | 0
Tehachapi Segments 4-11 | Expenditures | [10 empty] | 0 | 0 | 0 | 0 | 0 | 0 | 0 | 0 | 0 | 0 | 0 | 0 | 0 | 0 | 0 | 0 | 0 | 0 | 0 | 0 | 0 | 0 | 0 | 0 | 0 | 0 | 0 | 0 | 0
Tehachapi Segments 4-11 | Expenditures | [10 empty] | 0 | 0 | 0 | 0 | 0 | 0 | 0 | 0 | 0 | 0 | 0 | 0 | 0 | 0 | 0 | 0 | 0 | 0 | 0 | 0 | 0 | 0 | 0 | 0 | 0 | 0 | 0 | 0 | 0
Tehachapi Segments 4-11 | Expenditures | [10 empty] | 0 | 0 | 0 | 0 | 0 | 0 | 0 | 0 | 0 | 0 | 0 | 0 | 0 | 0 | 0 | 0 | 0 | 0 | 0 | 0 | 0 | 0 | 0 | 0 | 0 | 0 | 0 | 0 | 0
Tehachapi Segments 4-11 | Expenditures | [10 empty] | 0 | 0 | 0 | 0 | 0 | 0 | 0 | 0 | 0 | 0 | 0 | 0 | 0 | 0 | 0 | 0 | 0 | 0 | 0 | 0 | 0 | 0 | 0 | 0 | 0 | 0 | 0 | 0 | 0
Tehachapi Segments 4-11 | Expenditures | [10 empty] | 0 | 0 | 0 | 0 | 0 | 0 | 0 | 0 | 0 | 0 | 0 | 0 | 0 | 0 | 0 | 0 | 0 | 0 | 0 | 0 | 0 | 0 | 0 | 0 | 0 | 0 | 0 | 0 | 0
Tehachapi Segments 4-11 | Expenditures | [10 empty] | 0 | 0 | 0 | 0 | 0 | 0 | 0 | 0 | 0 | 0 | 0 | 0 | 0 | 0 | 0 | 0 | 0 | 0 | 0 | 0 | 0 | 0 | 0 | 0 | 0 | 0 | 0 | 0 | 0
Tehachapi Segments 4-11 | Expenditures | [10 empty] | 0 | 0 | 0 | 0 | 0 | 0 | 0 | 0 | 0 | 0 | 0 | 0 | 0 | 0 | 0 | 0 | 0 | 0 | 0 | 0 | 0 | 0 | 0 | 0 | 0 | 0 | 0 | 0 | 0
Tehachapi Segments 4-11 | Expenditures | [10 empty] | 0 | 0 | 0 | 0 | 0 | 0 | 0 | 0 | 0 | 0 | 0 | 0 | 0 | 0 | 0 | 0 | 0 | 0 | 0 | 0 | 0 | 0 | 0 | 0 | 0 | 0 | 0 | 0 | 0
|  | Total Incentive CWIP Expenditures (Excludes OH) | [8 empty] | 225689.5005 | 128154.3429 | 0 | 225689.5005 | 128154.3429 | 0 | 10315.9265 | 14237.2989 | 13236.6168 | 12782.9444 | 12790.4444 | 14018.4444 | 12138.4444 | 10491.1444 | 8368.9444 | 4587.9444 | 4352.9444 | 10833.2452 | 0 | 0 | 0 | 0 | 0 | 0 | 0 | 0 | 0 | 0 | 0 | 0
Red Bluff Substation
Incentive Specifics Forecast
Note: Incentive Specific Projects are loaded for OH and closed based on the specific date No AFUDC on Incentive Projects (*INC), Trailing Charges are closed the month expenditures are incurred
|  | WBS | WBS Description | Pin # | Voltage | Forecast Date | Asset Class | Collectible % | ISO % |  | 2015 CWIP | 2016 Total Expenditures | 2017 Total Expenditures | 2015 ISO CWIP Less Collectible | 2016 ISO Expenditures Less Collectible | 2016 ISO Expenditures Less Collectible | 2016-01-01 | 2016-02-01 | 2016-03-01 | 2016-04-01 | 2016-05-01 | 2016-06-01 | 2016-07-01 | 2016-08-01 | 2016-09-01 | 2016-10-01 | 2016-11-01 | 2016-12-01 | 2017-01-01 | 2017-02-01 | 2017-03-01 | 2017-04-01 | 2017-05-01 | 2017-06-01 | 2017-07-01 | 2017-08-01 | 2017-09-01 | 2017-10-01 | 2017-11-01 | 2017-12-01
Red Bluff Substation | Closings | CET-ET-TP-RN-692900 | Red Bluff Substation: Construct a new 500/230kV substation. | 6929 | High | 2013-06-01 | TR-SUBINC | 0% | 100% |  | 0 | 1.8783 | 0 | 0 | 1.8783 | 0 | 2.9783 | -1.1068 | 0.00684 | 0 | 0 | 0 | 0 | 0 | 0 | 0 | 0 | 0 | 0 | 0 | 0 | 0 | 0 | 0 | 0 | 0 | 0 | 0 | 0 | 0
Red Bluff Substation | Closings | CET-ET-TP-RN-692907 | Devers - Colorado River #2 500 kV T/L: Loop the DCR #2 line into Red Bluff Substation and form the two new Devers- Red Bluff #2 and Colorado River-Red Bluff #2 500kV T/Ls. | 6929 | High | 2013-06-01 | TR-LINEINC | 0% | 100% |  | 0 | 0.00876 | 0 | 0 | 0.00876 | 0 | 0 | 0.0055 | 0.00326 | 0 | 0 | 0 | 0 | 0 | 0 | 0 | 0 | 0 | 0 | 0 | 0 | 0 | 0 | 0 | 0 | 0 | 0 | 0 | 0 | 0
Red Bluff Substation | Closings | CET-ET-TP-RN-692900 | Remaining Red Bluff Substation Work (Minor Additions to Red Bluff) | 6929 | High | 2016-01-01 | TR-SUBINC | 0% | 100% |  | 9220.0943 | -132.815 | 0 | 9220.0943 | -132.815 | 0 | 9143.3986 | -58.1628 | 2.0433 | 0 | 0 | 0 | 0 | 0 | 0 | 0 | 0 | 0 | 0 | 0 | 0 | 0 | 0 | 0 | 0 | 0 | 0 | 0 | 0 | 0
Red Bluff Substation | Closings | [10 empty] | 0 | 0 | 0 | 0 | 0 | 0 | 0 | 0 | 0 | 0 | 0 | 0 | 0 | 0 | 0 | 0 | 0 | 0 | 0 | 0 | 0 | 0 | 0 | 0 | 0 | 0 | 0 | 0 | 0
Red Bluff Substation | Closings | [10 empty] | 0 | 0 | 0 | 0 | 0 | 0 | 0 | 0 | 0 | 0 | 0 | 0 | 0 | 0 | 0 | 0 | 0 | 0 | 0 | 0 | 0 | 0 | 0 | 0 | 0 | 0 | 0 | 0 | 0
| Red Bluff | Total Specifics | [8 empty] | 9220.0943 | -130.9279 | 0 | 9220.0943 | -130.9279 | 0 | 9146.377 | -59.2641 | 2.0534 | 0 | 0 | 0 | 0 | 0 | 0 | 0 | 0 | 0 | 0 | 0 | 0 | 0 | 0 | 0 | 0 | 0 | 0 | 0 | 0 | 0
|  | Total Incremental Plant Balance - Red Bluff Substation | [14 empty] | 9146.377 | 9087.1129 | 9089.1663 | 9089.1663 | 9089.1663 | 9089.1663 | 9089.1663 | 9089.1663 | 9089.1663 | 9089.1663 | 9089.1663 | 9089.1663 | 9089.1663 | 9089.1663 | 9089.1663 | 9089.1663 | 9089.1663 | 9089.1663 | 9089.1663 | 9089.1663 | 9089.1663 | 9089.1663 | 9089.1663 | 9089.1663
CWIP Incentive Expenditure Forecast
Note: Incentive CWIP is part of Rate Base as Expenditures are made, No AFUDC is applied, Includes Incentive LHFFU
|  | WBS | WBS Description | Pin # | Voltage | Forecast Date | Asset Class | Collectible % | ISO % |  | 2015 CWIP | 2016 Total Expenditures | 2017 Total Expenditures | 2015 ISO CWIP Less Collectible | 2016 ISO Expenditures Less Collectible | 2016 ISO Expenditures Less Collectible | 2016-01-01 | 2016-02-01 | 2016-03-01 | 2016-04-01 | 2016-05-01 | 2016-06-01 | 2016-07-01 | 2016-08-01 | 2016-09-01 | 2016-10-01 | 2016-11-01 | 2016-12-01 | 2017-01-01 | 2017-02-01 | 2017-03-01 | 2017-04-01 | 2017-05-01 | 2017-06-01 | 2017-07-01 | 2017-08-01 | 2017-09-01 | 2017-10-01 | 2017-11-01 | 2017-12-01
Red Bluff Substation | Expenditures | CET-ET-TP-RN-692900 | Red Bluff Substation: Construct a new 500/230kV substation. | 6929 | High | 2013-06-01 | TR-SUBINC | 0% | 100% |  | 0 | 1.8783 | 0 | 0 | 1.8783 | 0 | 2016-01-01: 2.9783; 2016-02-01: -1.1068; 2016-03-01: 0.00684; 2016-04-01: 0; 2016-05-01: 0; 2016-06-01: 0; 2016-07-01: 0; 2016-08-01: 0; 2016-09-01: 0; 2016-10-01: 0; 2016-11-01: 0; 2016-12-01: 0
Red Bluff Substation | Expenditures | CET-ET-TP-RN-692907 | Devers - Colorado River #2 500 kV T/L: Loop the DCR #2 line into Red Bluff Substation and form the two new Devers- Red Bluff #2 and Colorado River-Red Bluff #2 500kV T/Ls. | 6929 | High | 2013-06-01 | TR-LINEINC | 0% | 100% |  | 0 | 0.00876 | 0 | 0 | 0.00876 | 0 | 2016-01-01: 0; 2016-02-01: 0.0055; 2016-03-01: 0.00326; 2016-04-01: 0; 2016-05-01: 0; 2016-06-01: 0; 2016-07-01: 0; 2016-08-01: 0; 2016-09-01: 0; 2016-10-01: 0; 2016-11-01: 0; 2016-12-01: 0
Red Bluff Substation | Expenditures | CET-ET-TP-RN-692900 | Remaining Red Bluff Substation Work (Minor Additions to Red Bluff) | 6929 | High | 2016-01-01 | TR-SUBINC | 0% | 100% |  | 9220.0943 | -132.815 | 0 | 9220.0943 | -132.815 | 0 | 2016-01-01: -76.6956; 2016-02-01: -58.1628; 2016-03-01: 2.0433; 2016-04-01: 0; 2016-05-01: 0; 2016-06-01: 0; 2016-07-01: 0; 2016-08-01: 0; 2016-09-01: 0; 2016-10-01: 0; 2016-11-01: 0; 2016-12-01: 0
Red Bluff Substation | Expenditures | 0 | 0 | 0 | 0 | 0 | 0 | 0% | 0% |  | 0 | 0 | 0 | 0 | 0 | 0 | 0 | 0 | 0 | 0 | 0 | 0 | 0 | 0 | 0 | 0 | 0 | 0 | 0 | 0 | 0 | 0 | 0 | 0 | 0 | 0 | 0 | 0 | 0 | 0
Red Bluff Substation | Expenditures | 0 | 0 | 0 | 0 | 0 | 0 | 0% | 0% |  | 0 | 0 | 0 | 0 | 0 | 0 | 0 | 0 | 0 | 0 | 0 | 0 | 0 | 0 | 0 | 0 | 0 | 0 | 0 | 0 | 0 | 0 | 0 | 0 | 0 | 0 | 0 | 0 | 0 | 0
|  | Total Incentive CWIP Expenditures (Excludes OH) | [8 empty] | 9220.0943 | -130.9279 | 0 | 9220.0943 | -130.9279 | 0 | -73.7173 | -59.2641 | 2.0534 | 0 | 0 | 0 | 0 | 0 | 0 | 0 | 0 | 0 | 0 | 0 | 0 | 0 | 0 | 0 | 0 | 0 | 0 | 0 | 0 | 0
Eldorado - Ivanpah
Incentive Specifics Forecast
Note: Incentive Specific Projects are loaded for OH and closed based on the specific date No AFUDC on Incentive Projects (*INC), Trailing Charges are closed the month expenditures are incurred
|  | WBS | WBS Description | Pin # | Voltage | Forecast Date | Asset Class | Collectible % | ISO % |  | 2015 CWIP | 2016 Total Expenditures | 2017 Total Expenditures | 2015 ISO CWIP Less Collectible | 2016 ISO Expenditures Less Collectible | 2016 ISO Expenditures Less Collectible | 2016-01-01 | 2016-02-01 | 2016-03-01 | 2016-04-01 | 2016-05-01 | 2016-06-01 | 2016-07-01 | 2016-08-01 | 2016-09-01 | 2016-10-01 | 2016-11-01 | 2016-12-01 | 2017-01-01 | 2017-02-01 | 2017-03-01 | 2017-04-01 | 2017-05-01 | 2017-06-01 | 2017-07-01 | 2017-08-01 | 2017-09-01 | 2017-10-01 | 2017-11-01 | 2017-12-01
Eldorado - Ivanpah | Closings | CET-ET-TP-RN-655103 | Eldorado 220 kV Substation: Upgrades | 6551 | High | 2013-06-01 | TR-SUBINC | 0% | 100% |  | 0 | -24 | 0 | 0 | -24 | 0 | 0 | 0 | 0 | -24 | 0 | 0 | 0 | 0 | 0 | 0 | 0 | 0 | 0 | 0 | 0 | 0 | 0 | 0 | 0 | 0 | 0 | 0 | 0 | 0
Eldorado - Ivanpah | Closings | [10 empty] | 0 | 0 | 0 | 0 | 0 | 0 | 0 | 0 | 0 | 0 | 0 | 0 | 0 | 0 | 0 | 0 | 0 | 0 | 0 | 0 | 0 | 0 | 0 | 0 | 0 | 0 | 0 | 0 | 0
Eldorado - Ivanpah | Closings | [10 empty] | 0 | 0 | 0 | 0 | 0 | 0 | 0 | 0 | 0 | 0 | 0 | 0 | 0 | 0 | 0 | 0 | 0 | 0 | 0 | 0 | 0 | 0 | 0 | 0 | 0 | 0 | 0 | 0 | 0
Eldorado - Ivanpah | Closings | [10 empty] | 0 | 0 | 0 | 0 | 0 | 0 | 0 | 0 | 0 | 0 | 0 | 0 | 0 | 0 | 0 | 0 | 0 | 0 | 0 | 0 | 0 | 0 | 0 | 0 | 0 | 0 | 0 | 0 | 0
| Eldorado-Ivanpah | Total Specifics | [8 empty] | 0 | -24 | 0 | 0 | -24 | 0 | 0 | 0 | 0 | -24 | 0 | 0 | 0 | 0 | 0 | 0 | 0 | 0 | 0 | 0 | 0 | 0 | 0 | 0 | 0 | 0 | 0 | 0 | 0 | 0
|  | Total Incremental Plant Balance - Eldorado - Ivanpah | [14 empty] | 0 | 0 | 0 | -24 | -24 | -24 | -24 | -24 | -24 | -24 | -24 | -24 | -24 | -24 | -24 | -24 | -24 | -24 | -24 | -24 | -24 | -24 | -24 | -24
CWIP Incentive Expenditure Forecast
Note: Incentive CWIP is part of Rate Base as Expenditures are made, No AFUDC is applied, Includes Incentive LHFFU
|  | WBS | WBS Description | Pin # | Voltage | Forecast Date | Asset Class | Collectible % | ISO % |  | 2015 CWIP | 2016 Total Expenditures | 2017 Total Expenditures | 2015 ISO CWIP Less Collectible | 2016 ISO Expenditures Less Collectible | 2016 ISO Expenditures Less Collectible | 2016-01-01 | 2016-02-01 | 2016-03-01 | 2016-04-01 | 2016-05-01 | 2016-06-01 | 2016-07-01 | 2016-08-01 | 2016-09-01 | 2016-10-01 | 2016-11-01 | 2016-12-01 | 2017-01-01 | 2017-02-01 | 2017-03-01 | 2017-04-01 | 2017-05-01 | 2017-06-01 | 2017-07-01 | 2017-08-01 | 2017-09-01 | 2017-10-01 | 2017-11-01 | 2017-12-01
Eldorado - Ivanpah | Expenditures | CET-ET-TP-RN-655103 | Eldorado 220 kV Substation: Upgrades | 6551 | High | 2013-06-01 | TR-SUBINC | 0% | 100% |  | 0 | -24 | 0 | 0 | -24 | 0 | 2016-01-01: 0; 2016-02-01: 0; 2016-03-01: 0; 2016-04-01: -24; 2016-05-01: 0; 2016-06-01: 0; 2016-07-01: 0; 2016-08-01: 0; 2016-09-01: 0; 2016-10-01: 0; 2016-11-01: 0; 2016-12-01: 0
Eldorado - Ivanpah | Expenditures | [9 empty] | 0 | 0 | 0 | 0 | 0 | 0 | 0 | 0 | 0 | 0 | 0 | 0 | 0 | 0 | 0 | 0 | 0 | 0 | 0 | 0 | 0 | 0 | 0 | 0 | 0 | 0 | 0 | 0 | 0 | 0
Eldorado - Ivanpah | Expenditures | [9 empty] | 0 | 0 | 0 | 0 | 0 | 0 | 0 | 0 | 0 | 0 | 0 | 0 | 0 | 0 | 0 | 0 | 0 | 0 | 0 | 0 | 0 | 0 | 0 | 0 | 0 | 0 | 0 | 0 | 0 | 0
Eldorado - Ivanpah | Expenditures | [9 empty] | 0 | 0 | 0 | 0 | 0 | 0 | 0 | 0 | 0 | 0 | 0 | 0 | 0 | 0 | 0 | 0 | 0 | 0 | 0 | 0 | 0 | 0 | 0 | 0 | 0 | 0 | 0 | 0 | 0 | 0
|  | Total Incentive CWIP Expenditures (Excludes OH) | [8 empty] | 0 | -24 | 0 | 0 | -24 | 0 | 0 | 0 | 0 | -24 | 0 | 0 | 0 | 0 | 0 | 0 | 0 | 0 | 0 | 0 | 0 | 0 | 0 | 0 | 0 | 0 | 0 | 0 | 0 | 0
Lugo-Pisgah
Incentive Specifics Forecast
Note: Incentive Specific Projects are loaded for OH and closed based on the specific date No AFUDC on Incentive Projects (*INC), Trailing Charges are closed the month expenditures are incurred
|  | WBS | WBS Description | Pin # | Voltage | Forecast Date | Asset Class | Collectible % | ISO % |  | 2015 CWIP | 2016 Total Expenditures | 2017 Total Expenditures | 2015 ISO CWIP Less Collectible | 2016 ISO Expenditures Less Collectible | 2016 ISO Expenditures Less Collectible | 2016-01-01 | 2016-02-01 | 2016-03-01 | 2016-04-01 | 2016-05-01 | 2016-06-01 | 2016-07-01 | 2016-08-01 | 2016-09-01 | 2016-10-01 | 2016-11-01 | 2016-12-01 | 2017-01-01 | 2017-02-01 | 2017-03-01 | 2017-04-01 | 2017-05-01 | 2017-06-01 | 2017-07-01 | 2017-08-01 | 2017-09-01 | 2017-10-01 | 2017-11-01 | 2017-12-01
Lugo-Pisgah | Closings | CET-ET-TP-RL-701800 | Pisgah Sub: Siting Study for New Substation | 7018 | High | Suspended | TR-SUBINC | 0% | 100% |  | 0 | 0 | 0 | 0 | 0 | 0 | 0 | 0 | 0 | 0 | 0 | 0 | 0 | 0 | 0 | 0 | 0 | 0 | 0 | 0 | 0 | 0 | 0 | 0 | 0 | 0 | 0 | 0 | 0 | 0
| Lugo-Pisgah | Total Specifics | [8 empty] | 0 | 0 | 0 | 0 | 0 | 0 | 0 | 0 | 0 | 0 | 0 | 0 | 0 | 0 | 0 | 0 | 0 | 0 | 0 | 0 | 0 | 0 | 0 | 0 | 0 | 0 | 0 | 0 | 0 | 0
|  | Total Incremental Plant Balance - Lugo-Pisgah | [14 empty] | 0 | 0 | 0 | 0 | 0 | 0 | 0 | 0 | 0 | 0 | 0 | 0 | 0 | 0 | 0 | 0 | 0 | 0 | 0 | 0 | 0 | 0 | 0 | 0
CWIP Incentive Expenditure Forecast
Note: Incentive CWIP is part of Rate Base as Expenditures are made, No AFUDC is applied, Includes Incentive LHFFU
|  | WBS | WBS Description | Pin # | Voltage | Forecast Date | Asset Class | Collectible % | ISO % |  | 2015 CWIP | 2016 Total Expenditures | 2017 Total Expenditures | 2015 ISO CWIP Less Collectible | 2016 ISO Expenditures Less Collectible | 2016 ISO Expenditures Less Collectible | 2016-01-01 | 2016-02-01 | 2016-03-01 | 2016-04-01 | 2016-05-01 | 2016-06-01 | 2016-07-01 | 2016-08-01 | 2016-09-01 | 2016-10-01 | 2016-11-01 | 2016-12-01 | 2017-01-01 | 2017-02-01 | 2017-03-01 | 2017-04-01 | 2017-05-01 | 2017-06-01 | 2017-07-01 | 2017-08-01 | 2017-09-01 | 2017-10-01 | 2017-11-01 | 2017-12-01
Lugo-Pisgah | Expenditures | CET-ET-TP-RL-701800 | Pisgah Sub: Siting Study for New Substation | 7018 | High | Suspended | TR-SUBINC | 0% | 100% |  | 0 | 0 | 0 | 0 | 0 | 0
|  | Total Incentive CWIP Expenditures (Excludes OH) | [8 empty] | 0 | 0 | 0 | 0 | 0 | 0 | 0 | 0 | 0 | 0 | 0 | 0 | 0 | 0 | 0 | 0 | 0 | 0 | 0 | 0 | 0 | 0 | 0 | 0 | 0 | 0 | 0 | 0 | 0 | 0
Coolwater-Lugo (formerly South of Kramer)
Incentive Specifics Forecast
Note: Incentive Specific Projects are loaded for OH and closed based on the specific date No AFUDC on Incentive Projects (*INC), Trailing Charges are closed the month expenditures are incurred
|  | WBS | WBS Description | Pin # | Voltage | Forecast Date | Asset Class | Collectible % | ISO % |  | 2015 CWIP | 2016 Total Expenditures | 2017 Total Expenditures | 2015 ISO CWIP Less Collectible | 2016 ISO Expenditures Less Collectible | 2016 ISO Expenditures Less Collectible | 2016-01-01 | 2016-02-01 | 2016-03-01 | 2016-04-01 | 2016-05-01 | 2016-06-01 | 2016-07-01 | 2016-08-01 | 2016-09-01 | 2016-10-01 | 2016-11-01 | 2016-12-01 | 2017-01-01 | 2017-02-01 | 2017-03-01 | 2017-04-01 | 2017-05-01 | 2017-06-01 | 2017-07-01 | 2017-08-01 | 2017-09-01 | 2017-10-01 | 2017-11-01 | 2017-12-01
Coolwater-Lugo (formerly South of Kramer) | Closings | CET-ET-TP-RN-690200 | Jasper: LGIA Engineer and construct a new interconnection facility | 6902 | High | 2020-08-01 | TR-LINEINC | 0% | 100% |  | 2844.116 | 2649.8673 | 2649.867 | 2844.116 | 2649.8673 | 2649.867 | 0 | 0 | 0 | 0 | 0 | 0 | 0 | 0 | 0 | 0 | 0 | 0 | 0 | 0 | 0 | 0 | 0 | 0 | 0 | 0 | 0 | 0 | 0 | 0
Coolwater-Lugo (formerly South of Kramer) | Closings | CET-ET-TP-RN-690201 | Lugo Sub (NU) - Upgrade line protection | 6902 | High | 2020-08-01 | TR-LINEINC | 0% | 100% |  | 0 | 0 | 71.446 | 0 | 0 | 71.446 | 0 | 0 | 0 | 0 | 0 | 0 | 0 | 0 | 0 | 0 | 0 | 0 | 0 | 0 | 0 | 0 | 0 | 0 | 0 | 0 | 0 | 0 | 0 | 0
Coolwater-Lugo (formerly South of Kramer) | Closings | [10 empty] | 0 | 0 | 0 | 0 | 0 | 0 | 0 | 0 | 0 | 0 | 0 | 0 | 0 | 0 | 0 | 0 | 0 | 0 | 0 | 0 | 0 | 0 | 0 | 0 | 0 | 0 | 0 | 0 | 0
Coolwater-Lugo (formerly South of Kramer) | Closings | [10 empty] | 0 | 0 | 0 | 0 | 0 | 0 | 0 | 0 | 0 | 0 | 0 | 0 | 0 | 0 | 0 | 0 | 0 | 0 | 0 | 0 | 0 | 0 | 0 | 0 | 0 | 0 | 0 | 0 | 0
Coolwater-Lugo (formerly South of Kramer) | Closings | [10 empty] | 0 | 0 | 0 | 0 | 0 | 0 | 0 | 0 | 0 | 0 | 0 | 0 | 0 | 0 | 0 | 0 | 0 | 0 | 0 | 0 | 0 | 0 | 0 | 0 | 0 | 0 | 0 | 0 | 0
Coolwater-Lugo (formerly South of Kramer) | Closings | [10 empty] | 0 | 0 | 0 | 0 | 0
| South of Kramer | Total Specifics | [8 empty] | 2844.116 | 2649.8673 | 2721.313 | 2844.116 | 2649.8673 | 2721.313 | 0 | 0 | 0 | 0 | 0 | 0 | 0 | 0 | 0 | 0 | 0 | 0 | 0 | 0 | 0 | 0 | 0 | 0 | 0 | 0 | 0 | 0 | 0 | 0
|  | Total Incremental Plant Balance - Coolwater-Lugo (formerly South of Kramer) | [14 empty] | 0 | 0 | 0 | 0 | 0 | 0 | 0 | 0 | 0 | 0 | 0 | 0 | 0 | 0 | 0 | 0 | 0 | 0 | 0 | 0 | 0 | 0 | 0 | 0
CWIP Incentive Expenditure Forecast
Note: Incentive CWIP is part of Rate Base as Expenditures are made, No AFUDC is applied, Includes Incentive LHFFU
|  | WBS | WBS Description | Pin # | Voltage | Forecast Date | Asset Class | Collectible % | ISO % |  | 2015 CWIP | 2016 Total Expenditures | 2017 Total Expenditures | 2015 ISO CWIP Less Collectible | 2016 ISO Expenditures Less Collectible | 2016 ISO Expenditures Less Collectible | 2016-01-01 | 2016-02-01 | 2016-03-01 | 2016-04-01 | 2016-05-01 | 2016-06-01 | 2016-07-01 | 2016-08-01 | 2016-09-01 | 2016-10-01 | 2016-11-01 | 2016-12-01 | 2017-01-01 | 2017-02-01 | 2017-03-01 | 2017-04-01 | 2017-05-01 | 2017-06-01 | 2017-07-01 | 2017-08-01 | 2017-09-01 | 2017-10-01 | 2017-11-01 | 2017-12-01
Coolwater-Lugo (formerly South of Kramer) | Expenditures | CET-ET-TP-RN-690200 | Jasper: LGIA Engineer and construct a new interconnection facility | 6902 | High | 2020-08-01 | TR-LINEINC | 0% | 100% |  | 2844.116 | 2649.8673 | 2649.867 | 2844.116 | 2649.8673 | 2649.867 | 0 | 0 | 39.121 | 80 | 316.3433 | 316.3433 | 316.3433 | 316.3433 | 316.3433 | 316.3433 | 316.3433 | 316.3433 | 220.8222 | 220.8222 | 220.8222 | 220.8222 | 220.8222 | 220.8222 | 220.8222 | 220.8222 | 220.8222 | 220.8222 | 220.8222 | 220.8222
Coolwater-Lugo (formerly South of Kramer) | Expenditures | CET-ET-TP-RN-690201 | Lugo Sub (NU) - Upgrade line protection | 6902 | High | 2020-08-01 | TR-LINEINC | 0% | 100% |  | 0 | 0 | 71.446 | 0 | 0 | 71.446 | 0 | 0 | 0 | 0 | 0 | 0 | 0 | 0 | 0 | 0 | 0 | 0 | 5.9538 | 5.9538 | 5.9538 | 5.9538 | 5.9538 | 5.9538 | 5.9538 | 5.9538 | 5.9538 | 5.9538 | 5.9538 | 5.9538
Coolwater-Lugo (formerly South of Kramer) | Expenditures | [9 empty] | 0 | 0 | 0 | 0 | 0 | 0 | 0 | 0 | 0 | 0 | 0 | 0 | 0 | 0 | 0 | 0 | 0 | 0 | 0 | 0 | 0 | 0 | 0 | 0 | 0 | 0 | 0 | 0 | 0 | 0
Coolwater-Lugo (formerly South of Kramer) | Expenditures | [9 empty] | 0 | 0 | 0 | 0 | 0 | 0 | 0 | 0 | 0 | 0 | 0 | 0 | 0 | 0 | 0 | 0 | 0 | 0 | 0 | 0 | 0 | 0 | 0 | 0 | 0 | 0 | 0 | 0 | 0 | 0
Coolwater-Lugo (formerly South of Kramer) | Expenditures | [9 empty] | 0 | 0 | 0 | 0 | 0 | 0 | 0 | 0 | 0 | 0 | 0 | 0 | 0 | 0 | 0 | 0 | 0 | 0 | 0 | 0 | 0 | 0 | 0 | 0 | 0 | 0 | 0 | 0 | 0 | 0
Coolwater-Lugo (formerly South of Kramer) | Expenditures | [9 empty] | 0 | 0 | 0 | 0 | 0 | 0 | 0 | 0 | 0 | 0 | 0 | 0 | 0 | 0 | 0 | 0 | 0 | 0 | 0 | 0 | 0 | 0 | 0 | 0 | 0 | 0 | 0 | 0 | 0 | 0
|  | Total Incentive CWIP Expenditures (Excludes OH) | [8 empty] | 2844.116 | 2649.8673 | 2721.313 | 2844.116 | 2649.8673 | 2721.313 | 0 | 0 | 39.121 | 80 | 316.3433 | 316.3433 | 316.3433 | 316.3433 | 316.3433 | 316.3433 | 316.3433 | 316.3433 | 226.7761 | 226.7761 | 226.7761 | 226.7761 | 226.7761 | 226.7761 | 226.7761 | 226.7761 | 226.7761 | 226.7761 | 226.7761 | 226.7761
West of Devers
Incentive Specifics Forecast
Note: Incentive Specific Projects are loaded for OH and closed based on the specific date
|  | WBS | WBS Description | Pin # | Voltage | Forecast Date | Asset Class | Collectible % | ISO % |  | 2015 CWIP | 2016 Total Expenditures | 2017 Total Expenditures | 2015 ISO CWIP Less Collectible | 2016 ISO Expenditures Less Collectible | 2016 ISO Expenditures Less Collectible | 2016-01-01 | 2016-02-01 | 2016-03-01 | 2016-04-01 | 2016-05-01 | 2016-06-01 | 2016-07-01 | 2016-08-01 | 2016-09-01 | 2016-10-01 | 2016-11-01 | 2016-12-01 | 2017-01-01 | 2017-02-01 | 2017-03-01 | 2017-04-01 | 2017-05-01 | 2017-06-01 | 2017-07-01 | 2017-08-01 | 2017-09-01 | 2017-10-01 | 2017-11-01 | 2017-12-01
West of Devers | Closings | CET-ET-TP-RN-642001 | Pre-Engineering (Morongo Transmission Relocation Project) | 6420 | High | 2021-12-01 | TR-LINEINC | 0% | 100% |  | 48236.8773 | 1319.971 | 634.279 | 48236.8773 | 1319.971 | 634.279 | 0 | 0 | 0 | 0 | 0 | 0 | 0 | 0 | 0 | 0 | 0 | 0 | 0 | 0 | 0 | 0 | 0 | 0 | 0 | 0 | 0 | 0 | 0 | 0
West of Devers | Closings | CET-ET-TP-RN-642012 | Devers Sub: Install 220kV CBs & DSs | 6420 | High | 2021-12-01 | TR-SUBINC | 0% | 100% |  | 31.3986 | 0.892 | 1847 | 31.3986 | 0.892 | 1847 | 0 | 0 | 0 | 0 | 0 | 0 | 0 | 0 | 0 | 0 | 0 | 0 | 0 | 0 | 0 | 0 | 0 | 0 | 0 | 0 | 0 | 0 | 0 | 0
West of Devers | Closings | CET-ET-TP-RN-642013 | El Casco Sub: Install 220kV Terminal Equipment | 6420 | High | 2021-12-01 | TR-SUBINC | 0% | 100% |  | 17.8417 | 0.418 | 1947 | 17.8417 | 0.418 | 1947 | 0 | 0 | 0 | 0 | 0 | 0 | 0 | 0 | 0 | 0 | 0 | 0 | 0 | 0 | 0 | 0 | 0 | 0 | 0 | 0 | 0 | 0 | 0 | 0
West of Devers | Closings | CET-ET-TP-RN-642014 | Etiwanda Sub: Install 220kV Relay Equipment | 6420 | High | 2021-12-01 | TR-SUBINC | 0% | 100% |  | 2.1177 | 0.124 | 500 | 2.1177 | 0.124 | 500 | 0 | 0 | 0 | 0 | 0 | 0 | 0 | 0 | 0 | 0 | 0 | 0 | 0 | 0 | 0 | 0 | 0 | 0 | 0 | 0 | 0 | 0 | 0 | 0
West of Devers | Closings | CET-ET-TP-RN-642015 | San Bernardino : Install Disconnects | 6420 | High | 2021-12-01 | TR-SUBINC | 0% | 100% |  | 9.0853 | 0.123 | 2347 | 9.0853 | 0.123 | 2347 | 0 | 0 | 0 | 0 | 0 | 0 | 0 | 0 | 0 | 0 | 0 | 0 | 0 | 0 | 0 | 0 | 0 | 0 | 0 | 0 | 0 | 0 | 0 | 0
West of Devers | Closings | CET-ET-TP-RN-642017 | Rebuild Devers-El Casco & El Casco-San Bernardino 220kV | 6420 | High | 2021-12-01 | TR-LINEINC | 0% | 100% |  | 3396.7138 | 7726.221 | 230517 | 3396.7138 | 7726.221 | 230517 | 0 | 0 | 0 | 0 | 0 | 0 | 0 | 0 | 0 | 0 | 0 | 0 | 0 | 0 | 0 | 0 | 0 | 0 | 0 | 0 | 0 | 0 | 0 | 0
West of Devers | Closings | CET-ET-TP-RN-642016 | Vista Sub: Install Disconnects | 6420 | High | 2021-12-01 | TR-SUBINC | 0% | 100% |  | 13.5804 | 0 | 1847 | 13.5804 | 0 | 1847 | 0 | 0 | 0 | 0 | 0 | 0 | 0 | 0 | 0 | 0 | 0 | 0 | 0 | 0 | 0 | 0 | 0 | 0 | 0 | 0 | 0 | 0 | 0 | 0
West of Devers | Closings | CET-RP-TP-RN-642000 | Acquire Easements for West of Devers | 6420 | High | 2021-12-01 | TR-LANDRGTINC | 0% | 100% |  | 376.5609 | 3807.683 | 13643 | 376.5609 | 3807.683 | 13643 | 0 | 0 | 0 | 0 | 0 | 0 | 0 | 0 | 0 | 0 | 0 | 0 | 0 | 0 | 0 | 0 | 0 | 0 | 0 | 0 | 0 | 0 | 0 | 0
| West of Devers | Total Specifics | [8 empty] | 52084.1757 | 12855.432 | 253282.279 | 52084.1757 | 12855.432 | 253282.279 | 0 | 0 | 0 | 0 | 0 | 0 | 0 | 0 | 0 | 0 | 0 | 0 | 0 | 0 | 0 | 0 | 0 | 0 | 0 | 0 | 0 | 0 | 0 | 0
|  | Total Incremental Plant Balance - West of Devers | [14 empty] | 0 | 0 | 0 | 0 | 0 | 0 | 0 | 0 | 0 | 0 | 0 | 0 | 0 | 0 | 0 | 0 | 0 | 0 | 0 | 0 | 0 | 0 | 0 | 0
CWIP Incentive Expenditure Forecast
Note: Incentive CWIP is part of Rate Base as Expenditures are made, No AFUDC is applied, Includes Incentive LHFFU
|  | WBS | WBS Description | Pin # | Voltage | Forecast Date | Asset Class | Collectible % | ISO % |  | 2015 CWIP | 2016 Total Expenditures | 2017 Total Expenditures | 2015 ISO CWIP Less Collectible | 2016 ISO Expenditures Less Collectible | 2016 ISO Expenditures Less Collectible | 2016-01-01 | 2016-02-01 | 2016-03-01 | 2016-04-01 | 2016-05-01 | 2016-06-01 | 2016-07-01 | 2016-08-01 | 2016-09-01 | 2016-10-01 | 2016-11-01 | 2016-12-01 | 2017-01-01 | 2017-02-01 | 2017-03-01 | 2017-04-01 | 2017-05-01 | 2017-06-01 | 2017-07-01 | 2017-08-01 | 2017-09-01 | 2017-10-01 | 2017-11-01 | 2017-12-01
West of Devers | Expenditures | CET-ET-TP-RN-642001 | Pre-Engineering (Morongo Transmission Relocation Project) | 6420 | High | 2021-12-01 | TR-LINEINC | 0% | 100% |  | 48236.8773 | 1319.971 | 634.279 | 48236.8773 | 1319.971 | 634.279 | 18.727 | 11.994 | 15 | 15 | 15 | 20 | 150 | 300 | 300 | 300 | 100 | 74.25 | 121.9767 | 170.7674 | 170.7674 | 170.7674 | 0 | 0 | 0 | 0 | 0 | 0 | 0 | 0
West of Devers | Expenditures | CET-ET-TP-RN-642012 | Devers Sub: Install 220kV CBs & DSs | 6420 | High | 2021-12-01 | TR-SUBINC | 0% | 100% |  | 31.3986 | 0.892 | 1847 | 31.3986 | 0.892 | 1847 | 0.046 | 0.846 | 0 | 0 | 0 | 0 | 0 | 0 | 0 | 0 | 0 | 0 | 0 | 0 | 0 | 0 | 300 | 300 | 300 | 300 | 300 | 300 | 47 | 0
West of Devers | Expenditures | CET-ET-TP-RN-642013 | El Casco Sub: Install 220kV Terminal Equipment | 6420 | High | 2021-12-01 | TR-SUBINC | 0% | 100% |  | 17.8417 | 0.418 | 1947 | 17.8417 | 0.418 | 1947 | 0.254 | 0.01 | 0.154 | 0 | 0 | 0 | 0 | 0 | 0 | 0 | 0 | 0 | 0 | 0 | 0 | 0 | 300 | 300 | 300 | 300 | 300 | 300 | 147 | 0
West of Devers | Expenditures | CET-ET-TP-RN-642014 | Etiwanda Sub: Install 220kV Relay Equipment | 6420 | High | 2021-12-01 | TR-SUBINC | 0% | 100% |  | 2.1177 | 0.124 | 500 | 2.1177 | 0.124 | 500 | 0.108 | 0.016 | 0 | 0 | 0 | 0 | 0 | 0 | 0 | 0 | 0 | 0 | 0 | 0 | 0 | 0 | 100 | 100 | 100 | 100 | 100 | 0 | 0 | 0
West of Devers | Expenditures | CET-ET-TP-RN-642015 | San Bernardino : Install Disconnects | 6420 | High | 2021-12-01 | TR-SUBINC | 0% | 100% |  | 9.0853 | 0.123 | 2347 | 9.0853 | 0.123 | 2347 | 0.108 | 0.015 | 0 | 0 | 0 | 0 | 0 | 0 | 0 | 0 | 0 | 0 | 0 | 0 | 0 | 0 | 350 | 350 | 350 | 350 | 350 | 350 | 247 | 0
West of Devers | Expenditures | CET-ET-TP-RN-642017 | Rebuild Devers-El Casco & El Casco-San Bernardino 220kV | 6420 | High | 2021-12-01 | TR-LINEINC | 0% | 100% |  | 3396.7138 | 7726.221 | 230517 | 3396.7138 | 7726.221 | 230517 | 353.275 | 245.066 | 642.307 | 334.228 | 340.429 | 424.19 | 776.746 | 841.222 | 847.726 | 991.9 | 978.121 | 951.011 | 500 | 13000 | 4000 | 5000 | 15000 | 25000 | 35000 | 35000 | 35000 | 32500 | 15000 | 15517
West of Devers | Expenditures | CET-ET-TP-RN-642016 | Vista Sub: Install Disconnects | 6420 | High | 2021-12-01 | TR-SUBINC | 0% | 100% |  | 13.5804 | 0 | 1847 | 13.5804 | 0 | 1847 | 0 | 0 | 0 | 0 | 0 | 0 | 0 | 0 | 0 | 0 | 0 | 0 | 0 | 0 | 0 | 0 | 300 | 300 | 300 | 300 | 300 | 300 | 47 | 0
West of Devers | Expenditures | CET-RP-TP-RN-642000 | Acquire Easements for West of Devers | 6420 | High | 2021-12-01 | TR-LANDRGTINC | 0% | 100% |  | 376.5609 | 3807.683 | 13643 | 376.5609 | 3807.683 | 13643 | 11.611 | 7.416 | 13.656 | 15 | 15 | 535 | 535 | 535 | 535 | 535 | 535 | 535 | 2666 | 2666 | 2666 | 2666 | 622 | 622 | 590 | 590 | 555 | 0 | 0 | 0
|  | Total Incentive CWIP Expenditures (Excludes OH) | [8 empty] | 52084.1757 | 12855.432 | 253282.279 | 52084.1757 | 12855.432 | 253282.279 | 384.129 | 265.363 | 671.117 | 364.228 | 370.429 | 979.19 | 1461.746 | 1676.222 | 1682.726 | 1826.9 | 1613.121 | 1560.261 | 3287.9767 | 15836.7674 | 6836.7674 | 7836.7674 | 16972 | 26972 | 36940 | 36940 | 36905 | 33750 | 15488 | 15517
Colorado River Substation
Incentive Specifics Forecast
Note: Incentive Specific Projects are loaded for OH and closed based on the specific date
|  | WBS | WBS Description | Pin # | Voltage | Forecast Date | Asset Class | Collectible % | ISO % |  | 2015 CWIP | 2016 Total Expenditures | 2017 Total Expenditures | 2015 ISO CWIP Less Collectible | 2016 ISO Expenditures Less Collectible | 2016 ISO Expenditures Less Collectible | 2016-01-01 | 2016-02-01 | 2016-03-01 | 2016-04-01 | 2016-05-01 | 2016-06-01 | 2016-07-01 | 2016-08-01 | 2016-09-01 | 2016-10-01 | 2016-11-01 | 2016-12-01 | 2017-01-01 | 2017-02-01 | 2017-03-01 | 2017-04-01 | 2017-05-01 | 2017-06-01 | 2017-07-01 | 2017-08-01 | 2017-09-01 | 2017-10-01 | 2017-11-01 | 2017-12-01
Colorado River Substation | Closings | CET-ET-TP-RN-706102 | Devers: Relays for D-RB 500kV N-2 SPS | 7061 | High | 2015-05-01 | TR-SUBINC | 0% | 100% |  | 0 | 43.1765 | 0 | 0 | 43.1765 | 0 | 2.7785 | 0.4709 | 39.9271 | 0 | 0 | 0 | 0 | 0 | 0 | 0 | 0 | 0 | 0 | 0 | 0 | 0 | 0 | 0 | 0 | 0 | 0 | 0 | 0 | 0
Colorado River Substation | Closings | CET-ET-TP-RN-706102 | Red Bluff: Relays for Devers-Red Bluff 500kV N-2 SPS | 7061 | High | 2015-05-01 | TR-SUBINC | 0% | 100% |  | 0 | 0.31173 | 0 | 0 | 0.31173 | 0 | 0.37423 | 0.367 | -0.4295 | 0 | 0 | 0 | 0 | 0 | 0 | 0 | 0 | 0 | 0 | 0 | 0 | 0 | 0 | 0 | 0 | 0 | 0 | 0 | 0 | 0
Colorado River Substation | Closings | CET-ET-TP-RN-706102 | Colorado River: Relays for Devers-Red Bluff 500kV N-2 SPS | 7061 | High | 2015-05-01 | TR-SUBINC | 0% | 100% |  | 0 | 5.1662 | 0 | 0 | 5.1662 | 0 | 0.80368 | 1.8673 | 2.4952 | 0 | 0 | 0 | 0 | 0 | 0 | 0 | 0 | 0 | 0 | 0 | 0 | 0 | 0 | 0 | 0 | 0 | 0 | 0 | 0 | 0
Colorado River Substation | Closings | [10 empty] | 0 | 0 | 0 | 0 | 0 | 0 | 0 | 0 | 0 | 0 | 0 | 0 | 0 | 0 | 0 | 0 | 0 | 0 | 0 | 0 | 0 | 0 | 0 | 0 | 0 | 0 | 0 | 0 | 0
| Colorado River | Total Specifics | [8 empty] | 0 | 48.6544 | 0 | 0 | 48.6544 | 0 | 3.9564 | 2.7052 | 41.9928 | 0 | 0 | 0 | 0 | 0 | 0 | 0 | 0 | 0 | 0 | 0 | 0 | 0 | 0 | 0 | 0 | 0 | 0 | 0 | 0 | 0
|  | Total Incremental Plant Balance - Colorado River Substation | [14 empty] | 3.9564 | 6.6616 | 48.6544 | 48.6544 | 48.6544 | 48.6544 | 48.6544 | 48.6544 | 48.6544 | 48.6544 | 48.6544 | 48.6544 | 48.6544 | 48.6544 | 48.6544 | 48.6544 | 48.6544 | 48.6544 | 48.6544 | 48.6544 | 48.6544 | 48.6544 | 48.6544 | 48.6544
CWIP Incentive Expenditure Forecast
Note: Incentive CWIP is part of Rate Base as Expenditures are made, No AFUDC is applied, Includes Incentive LHFFU
|  | WBS | WBS Description | Pin # | Voltage | Forecast Date | Asset Class | Collectible % | ISO % |  | 2015 CWIP | 2016 Total Expenditures | 2017 Total Expenditures | 2015 ISO CWIP Less Collectible | 2016 ISO Expenditures Less Collectible | 2016 ISO Expenditures Less Collectible | 2016-01-01 | 2016-02-01 | 2016-03-01 | 2016-04-01 | 2016-05-01 | 2016-06-01 | 2016-07-01 | 2016-08-01 | 2016-09-01 | 2016-10-01 | 2016-11-01 | 2016-12-01 | 2017-01-01 | 2017-02-01 | 2017-03-01 | 2017-04-01 | 2017-05-01 | 2017-06-01 | 2017-07-01 | 2017-08-01 | 2017-09-01 | 2017-10-01 | 2017-11-01 | 2017-12-01
Colorado River Substation | Expenditures | CET-ET-TP-RN-706102 | Devers: Relays for D-RB 500kV N-2 SPS | 7061 | High | 2015-05-01 | TR-SUBINC | 0% | 100% |  | 0 | 43.1765 | 0 | 0 | 43.1765 | 0 | 2016-01-01: 2.7785; 2016-02-01: 0.4709; 2016-03-01: 39.9271; 2016-04-01: 0; 2016-05-01: 0; 2016-06-01: 0; 2016-07-01: 0; 2016-08-01: 0; 2016-09-01: 0; 2016-10-01: 0; 2016-11-01: 0; 2016-12-01: 0
Colorado River Substation | Expenditures | CET-ET-TP-RN-706102 | Red Bluff: Relays for Devers-Red Bluff 500kV N-2 SPS | 7061 | High | 2015-05-01 | TR-SUBINC | 0% | 100% |  | 0 | 0.31173 | 0 | 0 | 0.31173 | 0 | 2016-01-01: 0.37423; 2016-02-01: 0.367; 2016-03-01: -0.4295; 2016-04-01: 0; 2016-05-01: 0; 2016-06-01: 0; 2016-07-01: 0; 2016-08-01: 0; 2016-09-01: 0; 2016-10-01: 0; 2016-11-01: 0; 2016-12-01: 0
Colorado River Substation | Expenditures | CET-ET-TP-RN-706102 | Colorado River: Relays for Devers-Red Bluff 500kV N-2 SPS | 7061 | High | 2015-05-01 | TR-SUBINC | 0% | 100% |  | 0 | 5.1662 | 0 | 0 | 5.1662 | 0 | 2016-01-01: 0.80368; 2016-02-01: 1.8673; 2016-03-01: 2.4952; 2016-04-01: 0; 2016-05-01: 0; 2016-06-01: 0; 2016-07-01: 0; 2016-08-01: 0; 2016-09-01: 0; 2016-10-01: 0; 2016-11-01: 0; 2016-12-01: 0
Colorado River Substation | Expenditures | [9 empty] | 0 | 0 | 0 | 0 | 0 | 0 | 0 | 0 | 0 | 0 | 0 | 0 | 0 | 0 | 0 | 0 | 0 | 0 | 0 | 0 | 0 | 0 | 0 | 0 | 0 | 0 | 0 | 0 | 0 | 0
|  | Total Incentive CWIP Expenditures (Excludes OH) | [8 empty] | 0 | 48.6544 | 0 | 0 | 48.6544 | 0 | 3.9564 | 2.7052 | 41.9928 | 0 | 0 | 0 | 0 | 0 | 0 | 0 | 0 | 0 | 0 | 0 | 0 | 0 | 0 | 0 | 0 | 0 | 0 | 0 | 0 | 0
Whirlwind Substation Expansion Project
Incentive Specifics Forecast
Note: Incentive Specific Projects are loaded for OH and closed based on the specific date
|  | WBS | WBS Description | Pin # | Voltage | Forecast Date | Asset Class | Collectible % | ISO % |  | 2015 CWIP | 2016 Total Expenditures | 2017 Total Expenditures | 2015 ISO CWIP Less Collectible | 2016 ISO Expenditures Less Collectible | 2016 ISO Expenditures Less Collectible | 2016-01-01 | 2016-02-01 | 2016-03-01 | 2016-04-01 | 2016-05-01 | 2016-06-01 | 2016-07-01 | 2016-08-01 | 2016-09-01 | 2016-10-01 | 2016-11-01 | 2016-12-01 | 2017-01-01 | 2017-02-01 | 2017-03-01 | 2017-04-01 | 2017-05-01 | 2017-06-01 | 2017-07-01 | 2017-08-01 | 2017-09-01 | 2017-10-01 | 2017-11-01 | 2017-12-01
Whirlwind Substation Expansion Project | Closings | CET-ET-TP-RN-706700 | Whirlwind 2nd AA Bank | 7067 | High | 2014-12-01 | TR-SUBINC | 0% | 100% |  | 0 | 1 | 0 | 0 | 1 | 0 | 1 | 0 | 0 | 0 | 0 | 0 | 0 | 0 | 0 | 0 | 0 | 0 | 0 | 0 | 0 | 0 | 0 | 0 | 0 | 0 | 0 | 0 | 0 | 0
Whirlwind Substation Expansion Project | Closings | CET-ET-TP-RL-769500 | Install N60 relays to add generation to Whirlwind AA Bank SPS | 7695 | High | 2016-04-01 | TR-SUBINC | 0% | 100% |  | 210.4992 | 177 | 0 | 210.4992 | 177 | 0 | 0 | 0 | 0 | 256.4992 | 50 | 54 | 27 | 0 | 0 | 0 | 0 | 0 | 0 | 0 | 0 | 0 | 0 | 0 | 0 | 0 | 0 | 0 | 0 | 0
Whirlwind Substation Expansion Project | Closings | CET-ET-TP-RN-765000 | Whirlwind 3rd AA bank and SPS | 7650 | High | 2017-02-01 | TR-SUBINC | 0% | 100% |  | 6558.5873 | 28069.3553 | 500 | 6558.5873 | 28069.3553 | 500 | 0 | 0 | 0 | 0 | 0 | 0 | 0 | 0 | 0 | 0 | 0 | 0 | 0 | 35027.9425 | 100 | 0 | 0 | 0 | 0 | 0 | 0 | 0 | 0 | 0
Whirlwind Substation Expansion Project | Closings | [10 empty] | 0 | 0 | 0 | 0 | 0 | 0 | 0 | 0 | 0 | 0 | 0 | 0 | 0 | 0 | 0 | 0 | 0 | 0 | 0 | 0 | 0 | 0 | 0 | 0 | 0 | 0 | 0 | 0 | 0
| Whirlwind | Total Specifics | [8 empty] | 6769.0865 | 28247.3553 | 500 | 6769.0865 | 28247.3553 | 500 | 1 | 0 | 0 | 256.4992 | 50 | 54 | 27 | 0 | 0 | 0 | 0 | 0 | 0 | 35027.9425 | 100 | 0 | 0 | 0 | 0 | 0 | 0 | 0 | 0 | 0
|  | Total Incremental Plant Balance - Whirlwind Substation Expansion Project | [14 empty] | 1 | 1 | 1 | 257.4992 | 307.4992 | 361.4992 | 388.4992 | 388.4992 | 388.4992 | 388.4992 | 388.4992 | 388.4992 | 388.4992 | 35416.4418 | 35516.4418 | 35516.4418 | 35516.4418 | 35516.4418 | 35516.4418 | 35516.4418 | 35516.4418 | 35516.4418 | 35516.4418 | 35516.4418
CWIP Incentive Expenditure Forecast
Note: Incentive CWIP is part of Rate Base as Expenditures are made, No AFUDC is applied, Includes Incentive LHFFU
|  | WBS | WBS Description | Pin # | Voltage | Forecast Date | Asset Class | Collectible % | ISO % |  | 2015 CWIP | 2016 Total Expenditures | 2017 Total Expenditures | 2015 ISO CWIP Less Collectible | 2016 ISO Expenditures Less Collectible | 2016 ISO Expenditures Less Collectible | 2016-01-01 | 2016-02-01 | 2016-03-01 | 2016-04-01 | 2016-05-01 | 2016-06-01 | 2016-07-01 | 2016-08-01 | 2016-09-01 | 2016-10-01 | 2016-11-01 | 2016-12-01 | 2017-01-01 | 2017-02-01 | 2017-03-01 | 2017-04-01 | 2017-05-01 | 2017-06-01 | 2017-07-01 | 2017-08-01 | 2017-09-01 | 2017-10-01 | 2017-11-01 | 2017-12-01
Whirlwind Substation Expansion Project | Expenditures | CET-ET-TP-RN-706700 | Whirlwind 2nd AA Bank | 7067 | High | 2014-12-01 | TR-SUBINC | 0% | 100% |  | 0 | 1 | 0 | 0 | 1 | 0 | 2016-01-01: 1; 2016-02-01: 0; 2016-03-01: 0; 2016-04-01: 0; 2016-05-01: 0; 2016-06-01: 0; 2016-07-01: 0; 2016-08-01: 0; 2016-09-01: 0; 2016-10-01: 0; 2016-11-01: 0; 2016-12-01: 0
Whirlwind Substation Expansion Project | Expenditures | CET-ET-TP-RL-769500 | Install N60 relays to add generation to Whirlwind AA Bank SPS | 7695 | High | 2016-04-01 | TR-SUBINC | 0% | 100% |  | 210.4992 | 177 | 0 | 210.4992 | 177 | 0 | 2016-01-01: 5; 2016-02-01: 23; 2016-03-01: 15; 2016-04-01: 3; 2016-05-01: 50; 2016-06-01: 54; 2016-07-01: 27; 2016-08-01: 0; 2016-09-01: 0; 2016-10-01: 0; 2016-11-01: 0; 2016-12-01: 0
Whirlwind Substation Expansion Project | Expenditures | CET-ET-TP-RN-765000 | Whirlwind 3rd AA bank and SPS | 7650 | High | 2017-02-01 | TR-SUBINC | 0% | 100% |  | 6558.5873 | 28069.3553 | 500 | 6558.5873 | 28069.3553 | 500 | 21.4018 | 428.5359 | 2915.4176 | 4392 | 1100 | 1100 | 2500 | 2500 | 3000 | 3000 | 3000 | 4112 | 300 | 100 | 100 | 0 | 0 | 0 | 0 | 0 | 0 | 0 | 0 | 0
Whirlwind Substation Expansion Project | Expenditures | [9 empty] | 0 | 0 | 0 | 0 | 0 | 0 | 0 | 0 | 0 | 0 | 0 | 0 | 0 | 0 | 0 | 0 | 0 | 0 | 0 | 0 | 0 | 0 | 0 | 0 | 0 | 0 | 0 | 0 | 0 | 0
|  | Total Incentive CWIP Expenditures (Excludes OH) | [8 empty] | 6769.0865 | 28247.3553 | 500 | 6769.0865 | 28247.3553 | 500 | 27.4018 | 451.5359 | 2930.4176 | 4395 | 1150 | 1154 | 2527 | 2500 | 3000 | 3000 | 3000 | 4112 | 300 | 100 | 100 | 0 | 0 | 0 | 0 | 0 | 0 | 0 | 0 | 0

## Inc CWIP & Plant Summary
Incentive Expenditures
Incentive CWIP Expenditures
| Month |  | Total All Projects | Devers Colorado River (DCR) | Tehachapi Segments 1 - 3A | Tehachapi Segments 3B & 3C | Tehachapi Segments 4-11 | Red Bluff Substation | Eldorado - Ivanpah | Lugo-Pisgah | Coolwater-Lugo (formerly South of Kramer) | West of Devers | Colorado River Substation | Whirlwind Substation Expansion Project | Rancho Vista
Recorded | 2015-12-01 | Expenditures | 0 | 0 | 0 | 0 | 0 | 0 | 0 | 0 | 0 | 0 | 0 | 0 | 0
Forecast | 2016-01-01 | Expenditures | 10674.6863 | -4.9804 | 0 | 21.9702 | 10315.9265 | -73.7173 | 0 | 0 | 0 | 384.129 | 3.9564 | 27.4018 | 0
| 2016-02-01 | Expenditures | 14883.313 | -28.5944 | 0 | 14.2686 | 14237.2989 | -59.2641 | 0 | 0 | 0 | 265.363 | 2.7052 | 451.5359 | 0
| 2016-03-01 | Expenditures | 16958.4756 | 6.1664 | 0 | 30.9906 | 13236.6168 | 2.0534 | 0 | 0 | 39.121 | 671.117 | 41.9928 | 2930.4176 | 0
| 2016-04-01 | Expenditures | 17636.6724 | 0 | 0 | 38.5 | 12782.9444 | 0 | -24 | 0 | 80 | 364.228 | 0 | 4395 | 0
| 2016-05-01 | Expenditures | 15210.7167 | 0 | 0 | 583.5 | 12790.4444 | 0 | 0 | 0 | 316.3433 | 370.429 | 0 | 1150 | 0
| 2016-06-01 | Expenditures | 16516.4777 | 0 | 0 | 48.5 | 14018.4444 | 0 | 0 | 0 | 316.3433 | 979.19 | 0 | 1154 | 0
| 2016-07-01 | Expenditures | 16492.0337 | 0 | 0 | 48.5 | 12138.4444 | 0 | 0 | 0 | 316.3433 | 1461.746 | 0 | 2527 | 0
| 2016-08-01 | Expenditures | 15032.2097 | 0 | 0 | 48.5 | 10491.1444 | 0 | 0 | 0 | 316.3433 | 1676.222 | 0 | 2500 | 0
| 2016-09-01 | Expenditures | 13416.5137 | 0 | 0 | 48.5 | 8368.9444 | 0 | 0 | 0 | 316.3433 | 1682.726 | 0 | 3000 | 0
| 2016-10-01 | Expenditures | 9779.6877 | 0 | 0 | 48.5 | 4587.9444 | 0 | 0 | 0 | 316.3433 | 1826.9 | 0 | 3000 | 0
| 2016-11-01 | Expenditures | 9330.9087 | 0 | 0 | 48.5 | 4352.9444 | 0 | 0 | 0 | 316.3433 | 1613.121 | 0 | 3000 | 0
| 2016-12-01 | Expenditures | 16918.0871 | 0 | 0 | 96.2377 | 10833.2452 | 0 | 0 | 0 | 316.3433 | 1560.261 | 0 | 4112 | 0
| 2017-01-01 | Expenditures | 3814.7528 | 0 | 0 | 0 | 0 | 0 | 0 | 0 | 226.7761 | 3287.9767 | 0 | 300 | 0
| 2017-02-01 | Expenditures | 16163.5435 | 0 | 0 | 0 | 0 | 0 | 0 | 0 | 226.7761 | 15836.7674 | 0 | 100 | 0
| 2017-03-01 | Expenditures | 7163.5435 | 0 | 0 | 0 | 0 | 0 | 0 | 0 | 226.7761 | 6836.7674 | 0 | 100 | 0
| 2017-04-01 | Expenditures | 8063.5435 | 0 | 0 | 0 | 0 | 0 | 0 | 0 | 226.7761 | 7836.7674 | 0 | 0 | 0
| 2017-05-01 | Expenditures | 17198.7761 | 0 | 0 | 0 | 0 | 0 | 0 | 0 | 226.7761 | 16972 | 0 | 0 | 0
| 2017-06-01 | Expenditures | 27198.7761 | 0 | 0 | 0 | 0 | 0 | 0 | 0 | 226.7761 | 26972 | 0 | 0 | 0
| 2017-07-01 | Expenditures | 37166.7761 | 0 | 0 | 0 | 0 | 0 | 0 | 0 | 226.7761 | 36940 | 0 | 0 | 0
| 2017-08-01 | Expenditures | 37166.7761 | 0 | 0 | 0 | 0 | 0 | 0 | 0 | 226.7761 | 36940 | 0 | 0 | 0
| 2017-09-01 | Expenditures | 37131.7761 | 0 | 0 | 0 | 0 | 0 | 0 | 0 | 226.7761 | 36905 | 0 | 0 | 0
| 2017-10-01 | Expenditures | 33976.7761 | 0 | 0 | 0 | 0 | 0 | 0 | 0 | 226.7761 | 33750 | 0 | 0 | 0
| 2017-11-01 | Expenditures | 15714.7761 | 0 | 0 | 0 | 0 | 0 | 0 | 0 | 226.7761 | 15488 | 0 | 0 | 0
| 2017-12-01 | Expenditures | 15743.7761 | 0 | 0 | 0 | 0 | 0 | 0 | 0 | 226.7761 | 15517 | 0 | 0 | 0
Incentive Closings
Incentive Plant Closings
| Month |  | Total All Projects | Devers Colorado River (DCR) | Tehachapi Segments 1 - 3A | Tehachapi Segments 3B & 3C | Tehachapi Segments 4-11 | Red Bluff Substation | Eldorado - Ivanpah | Lugo-Pisgah | Coolwater-Lugo (formerly South of Kramer) | West of Devers | Colorado River Substation | Whirlwind Substation Expansion Project | Rancho Vista
Recorded | 2015-12-01 | Closings | 0 | 0 | 0 | 0 | 0 | 0 | 0 | 0 | 0 | 0 | 0 | 0 | 0
Forecast | 2016-01-01 | Closings | 11400.7582 | -4.9804 | 0 | 21.9702 | 2232.4349 | 9146.377 | 0 | 0 | 0 | 0 | 3.9564 | 1 | 0
| 2016-02-01 | Closings | 3282.0705 | -28.5944 | 0 | 14.2686 | 3352.9553 | -59.2641 | 0 | 0 | 0 | 0 | 2.7052 | 0 | 0
| 2016-03-01 | Closings | 1078.3268 | 6.1664 | 0 | 30.9906 | 997.1236 | 2.0534 | 0 | 0 | 0 | 0 | 41.9928 | 0 | 0
| 2016-04-01 | Closings | 2056.4437 | 0 | 0 | 38.5 | 1785.4444 | 0 | -24 | 0 | 0 | 0 | 0 | 256.4992 | 0
| 2016-05-01 | Closings | 2318.9444 | 0 | 0 | 583.5 | 1685.4444 | 0 | 0 | 0 | 0 | 0 | 0 | 50 | 0
| 2016-06-01 | Closings | 1785.9444 | 0 | 0 | 48.5 | 1683.4444 | 0 | 0 | 0 | 0 | 0 | 0 | 54 | 0
| 2016-07-01 | Closings | 1758.9444 | 0 | 0 | 48.5 | 1683.4444 | 0 | 0 | 0 | 0 | 0 | 0 | 27 | 0
| 2016-08-01 | Closings | 1634.6444 | 0 | 0 | 48.5 | 1586.1444 | 0 | 0 | 0 | 0 | 0 | 0 | 0 | 0
| 2016-09-01 | Closings | 1631.4444 | 0 | 0 | 48.5 | 1582.9444 | 0 | 0 | 0 | 0 | 0 | 0 | 0 | 0
| 2016-10-01 | Closings | 322116.7732 | 0 | 0 | 48.5 | 322068.2732 | 0 | 0 | 0 | 0 | 0 | 0 | 0 | 0
| 2016-11-01 | Closings | 4401.4444 | 0 | 0 | 48.5 | 4352.9444 | 0 | 0 | 0 | 0 | 0 | 0 | 0 | 0
| 2016-12-01 | Closings | 10929.4828 | 0 | 0 | 96.2377 | 10833.2452 | 0 | 0 | 0 | 0 | 0 | 0 | 0 | 0
| 2017-01-01 | Closings | 0 | 0 | 0 | 0 | 0 | 0 | 0 | 0 | 0 | 0 | 0 | 0 | 0
| 2017-02-01 | Closings | 35027.9425 | 0 | 0 | 0 | 0 | 0 | 0 | 0 | 0 | 0 | 0 | 35027.9425 | 0
| 2017-03-01 | Closings | 100 | 0 | 0 | 0 | 0 | 0 | 0 | 0 | 0 | 0 | 0 | 100 | 0
| 2017-04-01 | Closings | 0 | 0 | 0 | 0 | 0 | 0 | 0 | 0 | 0 | 0 | 0 | 0 | 0
| 2017-05-01 | Closings | 0 | 0 | 0 | 0 | 0 | 0 | 0 | 0 | 0 | 0 | 0 | 0 | 0
| 2017-06-01 | Closings | 0 | 0 | 0 | 0 | 0 | 0 | 0 | 0 | 0 | 0 | 0 | 0 | 0
| 2017-07-01 | Closings | 0 | 0 | 0 | 0 | 0 | 0 | 0 | 0 | 0 | 0 | 0 | 0 | 0
| 2017-08-01 | Closings | 0 | 0 | 0 | 0 | 0 | 0 | 0 | 0 | 0 | 0 | 0 | 0 | 0
| 2017-09-01 | Closings | 0 | 0 | 0 | 0 | 0 | 0 | 0 | 0 | 0 | 0 | 0 | 0 | 0
| 2017-10-01 | Closings | 0 | 0 | 0 | 0 | 0 | 0 | 0 | 0 | 0 | 0 | 0 | 0 | 0
| 2017-11-01 | Closings | 0 | 0 | 0 | 0 | 0 | 0 | 0 | 0 | 0 | 0 | 0 | 0 | 0
| 2017-12-01 | Closings | 0 | 0 | 0 | 0 | 0 | 0 | 0 | 0 | 0 | 0 | 0 | 0 | 0
Beginning CWIP Closed to Plant in Service
2013 CWIP Balances closed in Forecast Period
| Month |  | Total All Projects | Devers Colorado River (DCR) | Tehachapi Segments 1 - 3A | Tehachapi Segments 3B & 3C | Tehachapi Segments 4-11 | Red Bluff Substation | Eldorado - Ivanpah | Lugo-Pisgah | Coolwater-Lugo (formerly South of Kramer) | West of Devers | Colorado River Substation | Whirlwind Substation Expansion Project | Rancho Vista
Recorded | 2015-12-01 | Closings | 0 | 0 | 0 | 0 | 0 | 0 | 0 | 0 | 0 | 0 | 0 | 0 | 0
Forecast | 2016-01-01 | Closings | 9581.618 | 0 | 0 | 0 | 361.5238 | 9220.0943 | 0 | 0 | 0 | 0 | 0 | 0 | 0
| 2016-02-01 | Closings | 0 | 0 | 0 | 0 | 0 | 0 | 0 | 0 | 0 | 0 | 0 | 0 | 0
| 2016-03-01 | Closings | 0 | 0 | 0 | 0 | 0 | 0 | 0 | 0 | 0 | 0 | 0 | 0 | 0
| 2016-04-01 | Closings | 210.4992 | 0 | 0 | 0 | 0 | 0 | 0 | 0 | 0 | 0 | 0 | 210.4992 | 0
| 2016-05-01 | Closings | 0 | 0 | 0 | 0 | 0 | 0 | 0 | 0 | 0 | 0 | 0 | 0 | 0
| 2016-06-01 | Closings | 0 | 0 | 0 | 0 | 0 | 0 | 0 | 0 | 0 | 0 | 0 | 0 | 0
| 2016-07-01 | Closings | 0 | 0 | 0 | 0 | 0 | 0 | 0 | 0 | 0 | 0 | 0 | 0 | 0
| 2016-08-01 | Closings | 0 | 0 | 0 | 0 | 0 | 0 | 0 | 0 | 0 | 0 | 0 | 0 | 0
| 2016-09-01 | Closings | 0 | 0 | 0 | 0 | 0 | 0 | 0 | 0 | 0 | 0 | 0 | 0 | 0
| 2016-10-01 | Closings | 225327.9767 | 0 | 0 | 0 | 225327.9767 | 0 | 0 | 0 | 0 | 0 | 0 | 0 | 0
| 2016-11-01 | Closings | 0 | 0 | 0 | 0 | 0 | 0 | 0 | 0 | 0 | 0 | 0 | 0 | 0
| 2016-12-01 | Closings | 0 | 0 | 0 | 0 | 0 | 0 | 0 | 0 | 0 | 0 | 0 | 0 | 0
| 2017-01-01 | Closings | 0 | 0 | 0 | 0 | 0 | 0 | 0 | 0 | 0 | 0 | 0 | 0 | 0
| 2017-02-01 | Closings | 6558.5873 | 0 | 0 | 0 | 0 | 0 | 0 | 0 | 0 | 0 | 0 | 6558.5873 | 0
| 2017-03-01 | Closings | 0 | 0 | 0 | 0 | 0 | 0 | 0 | 0 | 0 | 0 | 0 | 0 | 0
| 2017-04-01 | Closings | 0 | 0 | 0 | 0 | 0 | 0 | 0 | 0 | 0 | 0 | 0 | 0 | 0
| 2017-05-01 | Closings | 0 | 0 | 0 | 0 | 0 | 0 | 0 | 0 | 0 | 0 | 0 | 0 | 0
| 2017-06-01 | Closings | 0 | 0 | 0 | 0 | 0 | 0 | 0 | 0 | 0 | 0 | 0 | 0 | 0
| 2017-07-01 | Closings | 0 | 0 | 0 | 0 | 0 | 0 | 0 | 0 | 0 | 0 | 0 | 0 | 0
| 2017-08-01 | Closings | 0 | 0 | 0 | 0 | 0 | 0 | 0 | 0 | 0 | 0 | 0 | 0 | 0
| 2017-09-01 | Closings | 0 | 0 | 0 | 0 | 0 | 0 | 0 | 0 | 0 | 0 | 0 | 0 | 0
| 2017-10-01 | Closings | 0 | 0 | 0 | 0 | 0 | 0 | 0 | 0 | 0 | 0 | 0 | 0 | 0
| 2017-11-01 | Closings | 0 | 0 | 0 | 0 | 0 | 0 | 0 | 0 | 0 | 0 | 0 | 0 | 0
| 2017-12-01 | Closings | 0 | 0 | 0 | 0 | 0 | 0 | 0 | 0 | 0 | 0 | 0 | 0 | 0
Formulas:
Month = EOMONTH([Month, row above],0)+1

## Incentive CWIP
Southern California Edison Company
Incentive CWIP - FERC Projects Detail
Month | TRTP All Segments | DCR | Red Bluff | Eldorado-Ivanpah | Lugo-Pisgah | Colorado River | West of Devers | Whirlwind | South of Kramer | Rancho Vista | Coolwater-Lugo | Total
2014-12-01 | 680873754.19 | 89732.97 | 3445382.67 | 0 | 0 | 587963.37 | 36074030.56 | 23158.43 | 2847715.01 | 0 | 32406732.61 | 756348469.81
2015-01-01 | 658202539.5 | 99432.46 | 3612416.35 | 0 | 0 | 651019.19 | 36418821.87 | 44459.93 | 2843568.34 | 0 | 32812334.53 | 734684592.17
2015-02-01 | 699934160.26 | 100838.8 | 5020612.62 | 0 | 0 | 861354.66 | 37389129.19 | 77561.54 | 2843568.34 | 0 | 33799502.85 | 780026728.26
2015-03-01 | 301183850.04 | 104025.87 | 5217609.91 | 0 | 0 | 1631418.75 | 38420161.94 | 110629.18 | 2843568.34 | 0 | 35170217.53 | 384681481.56
2015-04-01 | 87770147.8 | 111889.86 | 6944483.26 | 0 | 0 | 2033419.94 | 42611402.4 | 191950.49 | 2850581.62 | 0 | 35870379.35 | 178384254.72
2015-05-01 | 99654118.17 | 126179.66 | 7416316.03 | 0 | 0 | 0 | 44003190.2 | 218821.15 | 2850581.62 | 0 | 36748598.24 | 191017805.07
2015-06-01 | 121421438.73 | 132174.46 | 7591057.42 | 0 | 0 | 0 | 46201393.76 | 1646069.62 | 2850581.62 | 0 | 36844921.86 | 216687637.47
2015-07-01 | 144516037.12 | 133490.13 | 7940352.09 | 0 | 0 | 0 | 48006362.81 | 2327457.12 | 2850581.62 | 0 | 36863992.78 | 242638273.67
2015-08-01 | 158363930.02 | 45788.56 | 8134394.46 | 0 | 0 | 0 | 49065921.62 | 4035918.63 | 2850581.62 | 0 | 36991983.97 | 259488518.88
2015-09-01 | 172750158.62 | 6363.68 | 8405181.11 | 0 | 0 | 0 | 49723659.89 | 5546413.21 | 2850581.62 | 0 | 37063283.39 | 276345641.52
2015-10-01 | 190065568.24 | 0 | 8409465 | 0 | 0 | 0 | 50500771.29 | 5738649.33 | 2850581.62 | 0 | 37161149.7 | 294726185.18
2015-11-01 | 203943440.15 | 0 | 8453161.46 | 0 | 0 | 0 | 50993980.04 | 6565172.63 | 2850581.62 | 0 | 37070650.7 | 309876986.6
2015-12-01 | 225689500.47 | 0 | 9220094.26 | 0 | 0 | 0 | 52084175.73 | 6769086.51 | 2844116.01 | 0 | 0 | 296606972.98
13 Mo. Avg | 288028357.1777 | 73070.4962 | 6908502.0492 | 0 | 0 | 443475.07 | 44730230.8692 | 2561180.5977 | 2848245.3077 | 0 | 32984903.6546 | 378577965.2223
Current 2015 File
Month | TRTP All Segments | DCR | Red Bluff | Eldorado-Ivanpah | Lugo-Pisgah | Colorado River | West of Devers | Whirlwind | South of Kramer | Rancho Vista | Coolwater-Lugo | Total
2014-12-01 | 680873754.19 | 89732.97 | 3445382.67 | 0 | 0 | 587963.37 | 36074030.56 | 23158.43 | 2847715.01 | 0 | 32406732.61 | 756348469.81
2015-01-01 | 658202539.5 | 99432.46 | 3612416.35 | 0 | 0 | 651019.19 | 36418821.87 | 44459.93 | 2843568.34 | 0 | 32812334.53 | 734684592.17
2015-02-01 | 699934160.26 | 100838.8 | 5020612.62 | 0 | 0 | 861354.66 | 37389129.19 | 77561.54 | 2843568.34 | 0 | 33799502.85 | 780026728.26
2015-03-01 | 301183850.04 | 104025.87 | 5217609.91 | 0 | 0 | 1631418.75 | 38420161.94 | 110629.18 | 2843568.34 | 0 | 35170217.53 | 384681481.56
2015-04-01 | 87770147.8 | 111889.86 | 6944483.26 | 0 | 0 | 2033419.94 | 42611402.4 | 191950.49 | 2850581.62 | 0 | 35870379.35 | 178384254.72
2015-05-01 | 99654118.17 | 126179.66 | 7416316.03 | 0 | 0 | 0 | 44003190.2 | 218821.15 | 2850581.62 | 0 | 36748598.24 | 191017805.07
2015-06-01 | 121421438.73 | 132174.46 | 7591057.42 | 0 | 0 | 0 | 46201393.76 | 1646069.62 | 2850581.62 | 0 | 36844921.86 | 216687637.47
2015-07-01 | 144516037.12 | 133490.13 | 7940352.09 | 0 | 0 | 0 | 48006362.81 | 2327457.12 | 2850581.62 | 0 | 36863992.78 | 242638273.67
2015-08-01 | 158363930.02 | 45788.56 | 8134394.46 | 0 | 0 | 0 | 49065921.62 | 4035918.63 | 2850581.62 | 0 | 36991983.97 | 259488518.88
2015-09-01 | 172750158.62 | 6363.68 | 8405181.11 | 0 | 0 | 0 | 49723659.89 | 5546413.21 | 2850581.62 | 0 | 37063283.39 | 276345641.52
2015-10-01 | 190065568.24 | 0 | 8409465 | 0 | 0 | 0 | 50500771.29 | 5738649.33 | 2850581.62 | 0 | 37161149.7 | 294726185.18
2015-11-01 | 203943440.15 | 0 | 8453161.46 | 0 | 0 | 0 | 50993980.04 | 6565172.63 | 2850581.62 | 0 | 37070650.7 | 309876986.6
2015-12-01 | 225689500.47 | 0 | 9220094.26 | 0 | 0 | 0 | 52084175.73 | 6769086.51 | 2844116.01 | 0 | 0 | 296606972.98
Adjustments
Month | TRTP All Segments | DCR | Red Bluff | Eldorado-Ivanpah | Lugo-Pisgah | Colorado River | West of Devers | Whirlwind | South of Kramer | Rancho Vista |  | Total
2014-12-01
2015-01-01
2015-02-01
2015-03-01
2015-04-01
2015-05-01
2015-06-01
2015-07-01
2015-08-01
2015-09-01
2015-10-01
2015-11-01
2015-12-01
Formulas:
Month = EOMONTH([Month, row above],0)+1