## Batch Files (hidden)
Skip | FileName | Status
| D:\home\My Projects\ABC\EEGA\EEGA\Test_Workbooks\Test_Directory\1185-04_IDEEA_SCE_SCE_July04_v1_CPUC.xls |  | X
D:\home\My Projects\ABC\EEGA\EEGA\Test_Workbooks\Test_Directory\1185-04_IDEEA_SCE_SCE_July04_v1_CPUC.xls
X | D:\home\My Projects\ABC\EEGA\EEGA\Test_Workbooks\Test_Directory\1185-04_IDEEA_SCE_SCE_July04_v1_CPUC.xls | Skipped
X | D:\home\My Projects\ABC\EEGA\EEGA\Test_Workbooks\Test_Directory\1185-04_IDEEA_SCE_SCE_PIP_V1[1].6.xls | Skipped
X | D:\home\My Projects\ABC\EEGA\EEGA\Test_Workbooks\Test_Directory\1326-04_pomona_SCE_SCE_July04_v1_CPUC.xls | Skipped
X | D:\home\My Projects\ABC\EEGA\EEGA\Test_Workbooks\Test_Directory\1334-04_HVAC_SDGE_SDGE_PIP_v1[1].5.xls | Skipped
X | D:\home\My Projects\ABC\EEGA\EEGA\Test_Workbooks\Test_Directory\1349-04_SFRebates_SDGE_SDGE_July04_v1_CPUC.xls | Skipped
| Test no file | File Not Found
X | D:\home\My Projects\ABC\EEGA\EEGA\Test_Workbooks\1490-04_UTEEM_Staples_SCE_June04_v1[1].2_IOU.xls | Skipped

## Validation
Sheet | Range | Type |  | Validation Types | Description | EEGA Version | 2 | Import/Export Ranges | Range | Destination | Export Ranges | Range | Destination
4 - Other Performance Goals | B8:B101 | Text |  | Version | Check version | Validator Version | 2.6 | Validation Messages |  |  | 1 - Budget Worksheet | E4 | E4
4 - Other Performance Goals | C8:C101 | Number |  | Text | text must be < 255 characters | Update Version | 2.6 | Validation |  |  | 1 - Budget Worksheet | E9 | E9
4 - Other Performance Goals | D8:D101 | Date |  | Number | must be an number | Stamp Status Location | B4 | Batch Files |  |  | 1 - Budget Worksheet | H3 | H3
4 - Other Performance Goals | E8:AF101 | Percentage |  | Date | must be a date | Stamp Version Location | C4 | Navigation |  |  | 1 - Budget Worksheet | H9:H11 | H9
5 - Marketing Activities | B8:B101 | Text |  | Percentage | must be less than 1? | Standalone Mode | FALSE | Program Summary | B1 | B1 | 2 - ProjectedEEActivities | C4 | C4
5 - Marketing Activities | C8:C101 | Number |  | MustBeFormula | Must be a formula. Can not be hard-coded |  |  | Program Summary | B3:E3 | B3 | 2 - ProjectedEEActivities | C5 | C5
5 - Marketing Activities | D8:D101 | Date |  | SheetProtected | sheet is protected (PIP only) |  |  | Program Summary | F3 | F3 | 2 - ProjectedEEActivities | E4:E8 | E4
5 - Marketing Activities | E8:AF101 | Number |  | BudgetItem | must be a budget item |  |  | 1 - Budget Worksheet | B16:P29 | B16 | 2 - ProjectedEEActivities | G5 | G5
6 - EM&V Activities | C8:C21 | Date |  | PIP | check PIP for locked cells and formulas |  |  | 1 - Budget Worksheet | B32:P53 | B32 | 2 - ProjectedEEActivities | I4 | I4
6 - EM&V Activities | D8:AG21 | Percentage |  | Compare | compare workbook with PIP |  |  | 1 - Budget Worksheet | B56:P71 | B56 | 2 – ProjectedEEActivities | I5 | I5
7 - Subcontractor Activities | C8:C51 | Text | [5 empty] | 1 - Budget Worksheet | B74:P119 | B74
7 - Subcontractor Activities | E8:AF51 | Number | [5 empty] | 1 - Budget Worksheet | B125:P146 | B125
8 - Labor | B8:D66 | Text | [5 empty] | 1 - Budget Worksheet | B154:P161 | B154
8 - Labor | E8:E66 | Percentage | [5 empty] | 1 - Budget Worksheet | B165:P168 | B165
8 - Labor | J8:DQ66 | Number | [5 empty] | 1 - Budget Worksheet | B171:P180 | B171
Program Summary | G1 | Version | [5 empty] | 1 - Budget Worksheet | B183:P190 | B183
1 - Budget Worksheet | B16:B29 | BudgetItem | [5 empty] | 1 - Budget Worksheet | B196:P198 | B196
1 - Budget Worksheet | B32:B53 | BudgetItem | [5 empty] | 1 - Budget Worksheet | B201:P210 | B201
1 - Budget Worksheet | B56:B71 | BudgetItem | Warning |  |  |  |  | 1 - Budget Worksheet | C214:P214 | C214
1 - Budget Worksheet | B74:B119 | BudgetItem | Warning |  |  |  |  | 1 - Budget Worksheet | C216 | C216
1 - Budget Worksheet | B125:B146 | BudgetItem | Warning |  |  |  |  | 1 - Budget Worksheet | H11:I11 | H11
1 - Budget Worksheet | B154:B161 | BudgetItem | Warning |  |  |  |  | 1 - Budget Worksheet | S14:Z218 | S14
1 - Budget Worksheet | B165:B168 | BudgetItem | Warning |  |  |  |  | 1A - Expenditures Worksheet | C9 | C9
1 - Budget Worksheet | B171:B180 | BudgetItem | Warning |  |  |  |  | 1A - Expenditures Worksheet | C214 | C214
1 - Budget Worksheet | B183:B190 | BudgetItem | Warning |  |  |  |  | 1A - Expenditures Worksheet | F14:AH27 | F14
1 - Budget Worksheet | B196:B198 | BudgetItem | Warning |  |  |  |  | 1A - Expenditures Worksheet | F30:AH51 | F30
1 - Budget Worksheet | B201:B210 | BudgetItem | Warning |  |  |  |  | 1A - Expenditures Worksheet | F54:AH69 | F54
1 - Budget Worksheet | C152 | MustBeFormula | [5 empty] | 1A - Expenditures Worksheet | F72:AH117 | F72
1 - Budget Worksheet | C162 | MustBeFormula | [5 empty] | 1A - Expenditures Worksheet | F123:AH144 | F123
1 - Budget Worksheet | C169 | MustBeFormula | [5 empty] | 1A - Expenditures Worksheet | F150:AH150 | F150
1 - Budget Worksheet | C181 | MustBeFormula | [5 empty] | 1A - Expenditures Worksheet | F152:AH159 | F152
1 - Budget Worksheet | C191 | MustBeFormula | [5 empty] | 1A - Expenditures Worksheet | F162:AH166 | F162
2 - ProjectedEEActivities | E4 | MustBeFormula | [5 empty] | 1A - Expenditures Worksheet | F169:AH178 | F169
2 - ProjectedEEActivities | E5 | MustBeFormula | [5 empty] | 1A - Expenditures Worksheet | F181:AH188 | F181
2 - ProjectedEEActivities | E6 | MustBeFormula | [5 empty] | 1A - Expenditures Worksheet | F194:AH196 | F194
2 - ProjectedEEActivities | E7 | MustBeFormula | [5 empty] | 1A - Expenditures Worksheet | F199:AH208 | F199
2 - ProjectedEEActivities | E8 | MustBeFormula | [5 empty] | 1A - Expenditures Worksheet | F212:AH212 | F212
Program Summary | B1 | PIP | [5 empty] | 1A - Expenditures Worksheet | AJ12:AQ216 | AJ12
Program Summary | B3:F3 | PIP | [5 empty] | 2 - ProjectedEEActivities | B11:N310 | B11
1A - Expenditures Worksheet | F14:AH27 | PIP | [5 empty] | 2A - RecordedEEActivities | Q11:AS310 | Q11
1A - Expenditures Worksheet | F30:AH51 | PIP | [5 empty] | 3 - ProjectedNONEEActivities | B8:E101 | B8
1A - Expenditures Worksheet | F54:AH69 | PIP | [5 empty] | 3 - ProjectedNONEEActivities | H8:AJ101 | H8
1A - Expenditures Worksheet | F72:AH117 | PIP | [5 empty] | 4 - Other Performance Goals | B8:AF101 | B8
1A - Expenditures Worksheet | F123:AH144 | PIP | [5 empty] | 5 - Marketing Activities | B8:AF101 | B8
1A - Expenditures Worksheet | F150:AH150 | PIP | [5 empty] | 6 - EM&V Activities | B8:AG21 | B8
1A - Expenditures Worksheet | F152:AH159 | PIP | [5 empty] | 7 - Subcontractor Activities | B8:C51 | B8
1A - Expenditures Worksheet | F162:AH166 | PIP | [5 empty] | 7 - Subcontractor Activities | E8:AF51 | E8
1A - Expenditures Worksheet | F169:AH178 | PIP | [5 empty] | 8 - Labor | B8:E67 | B8
1A - Expenditures Worksheet | F181:AH188 | PIP | [5 empty] | 8 - Labor | J8:DQ67 | J8
1A - Expenditures Worksheet | F194:AH196 | PIP | [5 empty] | LU - Avd. Costs TRC
1A - Expenditures Worksheet | F199:AH208 | PIP | [5 empty] | LU - Avd. Costs PT
1A - Expenditures Worksheet | F212:AH212 | PIP | [5 empty] | LU - Levelized Cost Electric
2A - RecordedEEActivities | Q11:AS310 | PIP | [5 empty] | LU - Levelized Cost Gas
3 - ProjectedNONEEActivities | H8:AJ101 | PIP | [5 empty] | Ref - Budget Categories List
4 - Other Performance Goals | E8:AF101 | PIP
5 - Marketing Activities | B8:AF101 | PIP
6 - EM&V Activities | B8:AG21 | PIP
8 - Labor | B8:E67 | PIP
8 - Labor | J8:DQ67 | PIP
Program Summary | A1 | SheetProtected
1A - Expenditures Worksheet | A1 | SheetProtected
2A - RecordedEEActivities | A1 | SheetProtected
3 - ProjectedNONEEActivities | A1 | SheetProtected
4 - Other Performance Goals | A1 | SheetProtected
5 - Marketing Activities | A1 | SheetProtected
6 - EM&V Activities | A1 | SheetProtected
7 - Subcontractor Activities | A1 | SheetProtected
8 - Labor | A1 | SheetProtected
Program Summary | E3 | StartDate
1 - Budget Worksheet | E4 | Compare
1 - Budget Worksheet | E9 | Compare
1 - Budget Worksheet | H3 | Compare
1 - Budget Worksheet | H9:H11 | Compare
2 - ProjectedEEActivities | C4 | Compare
2 - ProjectedEEActivities | C5 | Compare
2 - ProjectedEEActivities | E4:E8 | Compare
2 - ProjectedEEActivities | G5 | Compare
2 - ProjectedEEActivities | I4 | Compare
2 - ProjectedEEActivities | I5 | Compare
3 - ProjectedNONEEActivities | B8:E11 | Compare
4 - Other Performance Goals | B8:D11 | Compare

## Validation Messages
Main Menu | Workbook: C:\Documents and Settings\hanwayd\My Documents\Monthly Reporting\2005\December 2005\Complete\PGC - SW2 SF Rebates SCE December 2005.xls
Validated Passed!

## Navigation
Failed | 2.6

## Program Summary
| 1234 | Program Summary |  |  | WBVersion | 2 |  |  | CV Result | 1
Gas | Implementer Name | Program Name | IOU Service Area | Report Month | Program Type |  | Program Number
Electric | Southern California Edison | Single Family EE Rebates | SCE | Dec-05 | IOU Statewide Program | IOU Statewide Program | 1234-04
Electric and Gas
| Primary Contact Person | Primary Contact Phone | Primary Contact E-mail | Number of Complementary Programs Proposed (i.e. same program in other area or program intended to operate jointly with this program) | Description of Hard to Reach
Yes
No
| Mail Address | Web Address | Organization Type | Total Number of Programs Proposed
Private Firm
Utility Company
Nonprofit Corporation / CBO | Summary Budget (+ Performance Award) | 10437999.6667 | Net Projected Energy Effects |  | Projected Cost Effectiveness
Government Agency | Administrative Budget | 2149126 | Net Coincident kW | 21993.2498 | Costs (TRC) | 16987679.9515
Utility Company / Local Government Joint Venture | Marketing Budget | 594000 | Net Annual kWh | 74818691.8685 | Benefits (TRC) | 39653613.7841
Other Joint Venture | Direct Implementation Budget | 7256873.5 | Net Lifecycle kWh | 817217243.8742 | Net Benefits (TRC) | 22665933.8326
Other | EM&V Budget | 438000.1667 | Net Annual Therms | 0 | TRC | 2.3343
IOU Statewide Program | Financing Costs | 0 | Net Lifecycle Therms | 0 | PT | 7.5756
IOU Local Program | Potential Performance Award | 0 |  |  | TRC Levelized Cost Electric | 0.030576
IOU Procurement Program |  |  |  |  | TRC Levelized Cost Gas | #DIV/0!
IOU Partnership Program
Non-IOU Program
| Program Type | Select All That Apply (Yes/No) | Targeted Sectors | Select All That Apply (Yes/No) | NR Customer Size | (Yes/No)
PGE | Incentives or Rebates |  | Agricultural |  | Large (> 500 kW, or > 250,000 therms, or both)
SCE | Direct Install |  | Commercial |  | Medium (100 kW to 500 kW, or 50,000 to 250,000 therms, or both)
SDGE | Education and Training |  | Industrial |  | Small (20 kW to 100 kW, or 10,000 to 50,000 therms, or both)
SCG | Financing |  | Government |  | Very small (< 20 kW, or < 10,000 therms, or both)
PGE | Audits |  | Residential - multi-family |  | List Titles of All Programs Proposed
| Facilitation / Coordination |  | Residential - single family
| Design Assistance |  | Institutional
| Performance Contract |  | Schools
| Building Commissioning |  | New Construction
| Upstream Program |  | Other (Describe)
Other (Describe)
| End Use Measures | Select All That Apply (Y/N) | Market Actors Targeted | Select All That Apply (Y/N)
| Air Conditioning Systems |  | Nonresidential Building, Facility, Plant Manager
| Appliances |  | Corporate Management
| Insulation / Windows / Building Shell |  | Business Owner
| Comprehensive Measures / Whole Building |  | Code Official
| Compressed Air Systems |  | Contractor / Builder
| Custom End Use - Commercial / Industrial |  | Product Dealer / Distributor / Wholesaler
| Food Service Technologies |  | Designer / Architect / Engineer
| Heating Systems |  | Home Owner
| HVAC Controls |  | Lender
| HVAC / Ducts |  | Local / County / State Government
| Lighting - Exterior |  | Product Manufacturer
| Lighting - Interior |  | Multi-Family Building Owner / Manager
| Lighting Controls |  | Nonresidential Building Owner
| Motor Controls |  | Home Buyer
| Motors |  | Purchasing / Procurement Official
| Office Equipment |  | Building Inspector / Real Estate Professional
| Process Optimization |  | Renter
| Pumping Systems |  | Retailer
| Refrigeration - Commercial / Industrial |  | School Administrator / Teacher
| Roof Color |  | Student
| Ventilation Systems |  | Other (Describe)
Water Heating Controls
Water Heating Systems
Appliance Recycling
Other (Describe)
| Implementer Name: | Southern California Edison
| Program Name: | Single Family EE Rebates
| IOU Service Area: | SCE
| Program Number: | 1234-04
| Program Type: | IOU Statewide Program
| Month | Dec-05
Jan-04
Feb-04 | Budget and Expenditures | Budget | Dec-05 | % of Bdgt | Cumulative | % of Bdgt | Committed | % of Bdgt | Cumulative & Committed | % of Bdgt | Unspent
Mar-04 | Total | 10437999.6667 | 522015.71 | 5.001% | 10258742.76 | 98.28% | 695940 | 6.667% | 10954682.76 | 105% | 179256.9067
Apr-04 | Admin | 2149126 | 102748.85 | 4.781% | 1841558.58 | 85.69% | 0 | 0% | 1841558.58 | 85.69% | 307567.42
May-04 | Marketing | 594000 | -5191.97 | -0.8741% | 466855.94 | 78.6% | 0 | 0% | 466855.94 | 78.6% | 127144.06
Jun-04 | DI | 7256873.5 | 424458.83 | 5.849% | 7950328.24 | 109.6% | 695940 | 9.59% | 8646268.24 | 119.1% | -693454.74
Jul-04 | EM&V | 438000.1667 | 0 | 0% | 0 | 0% | 0 | 0% | 0 | 0% | 438000.1667
Aug-04 | Financing | 0 | 0 | NA | 0 | NA | 0 | NA | 0 | NA | 0
Sep-04
Oct-04 | Energy Effects | Goals | Dec-05 | % of Goals | Cumulative | % of Goals | Committed | % of Goals | Cumulative & Committed | % of Goals | Goals Minus Cumulative
Nov-04 | Coinc Peak kW | 21993.2498 | 2165.1936 | 9.845% | 25569.0464 | 116.3% | 732.4698 | 3.33% | 26301.5162 | 119.6% | -3575.7966
Dec-04 | Annual kWh | 74818691.8685 | 11038911.6298 | 14.75% | 104082515.5817 | 139.1% | 1111507.1094 | 1.486% | 105194022.6911 | 140.6% | -29263823.7132
Jan-05 | Lifecyc kWh | 817217243.8742 | 105397521.4721 | 12.9% | 1136674374.0849 | 139.1% | 16620904.5603 | 2.034% | 1153295278.6452 | 141.1% | -319457130.2106
Feb-05 | Annual Therms | 0 | 0 | NA | 0 | NA | 0 | NA | 0 | NA | 0
Mar-05 | Lifecyc Therms | 0 | 0 | NA | 0 | NA | 0 | NA | 0 | NA | 0
Apr-05 | [9 empty] | 2 | 0 | 0 | 0 | 0 | 0 | 0 | 0 | 0 | 0 | 0 | 0 | 0 | 0 | 0 | 0 | 0 | 0 | 0 | 0 | 0 | 0 | 0 | 0 | 2 | 0 | 0 | 0 | 0
May-05 | Content Validation Score |  | 11 |  | 5 |  | 4 |  | 0 |  | 5 | 6 | 3 | 2 | 3 | 2 | 2 | 3 | 6 | 1 | 9 | 0 | 9 | 3 | 2 | 0 | 0 | 1 | 1 | 2 | 2 | 4 | 4 | 2 | 0 | 0 | 0 | 0
Jun-05 | Secondary Budget Items |  |  |  | Total Exp & Com |  | Total Exp |  | Commits |  | Jan-04 | Feb-04 | Mar-04 | Apr-04 | May-04 | Jun-04 | Jul-04 | Aug-04 | Sep-04 | Oct-04 | Nov-04 | Dec-04 | Jan-05 | Feb-05 | Mar-05 | Apr-05 | May-05 | Jun-05 | Jul-05 | Aug-05 | Sep-05 | Oct-05 | Nov-05 | Dec-05 | Jan-06 | Feb-06 | Mar-06 | Apr-06
Jul-05 | Subtotal Managerial and Clerical Labor |  |  |  | 0 |  | 0 |  | 0 |  | 0 | 0 | 0 | 0 | 0 | 0 | 0 | 0 | 0 | 0 | 1 | 0 | 0 | 0 | 0 | 0 | 0 | 0 | 0 | 0 | 0 | 0 | 0 | 0 | 0 | 0 | 0 | 0 | x
Aug-05 | Subtotal HR Support and Development |  |  |  | 0 |  | 0 |  | 0 |  | 0 | 0 | 1 | 1 | 1 | 0 | 0 | 1 | 0 | 0 | 0 | 0 | 1 | 1 | 0 | 0 | 0 | 1 | 0 | 0 | 0 | 1 | 1 | 0 | 0 | 0 | 0 | 0 | x
Sep-05 | Subtotal Travel and Conference Fees |  |  |  | 1 |  | 1 |  | 0 |  | 1 | 0 | 1 | 1 | 0 | 0 | 1 | 1 | 1 | 1 | 0 | 0 | 1 | 0 | 1 | 0 | 0 | 0 | 0 | 0 | 0 | 0 | 1 | 1 | 0 | 0 | 0 | 0 | x
Oct-05 | Subtotal Overhead |  |  |  | 0 |  | 0 |  | 0 |  | 1 | 1 | 0 | 0 | 0 | 1 | 0 | 0 | 0 | 0 | 1 | 0 | 1 | 1 | 0 | 0 | 0 | 0 | 0 | 0 | 0 | 0 | 0 | 0 | 0 | 0 | 0 | 0 | x
Nov-05 | Total Administrative Costs |  |  |  | 0 |  | 0 |  | 0 |  | 0 | 0 | 0 | 0 | 0 | 0 | 0 | 0 | 0 | 0 | 1 | 0 | 1 | 0 | 0 | 0 | 0 | 0 | 0 | 0 | 0 | 0 | 0 | 0 | 0 | 0 | 0 | 0 | x
Dec-05 | Total Marketing/Advertising/Outreach |  |  |  | 0 |  | 0 |  | 0 |  | 1 | 1 | 1 | 0 | 1 | 0 | 1 | 0 | 1 | 0 | 1 | 0 | 1 | 0 | 1 | 0 | 0 | 0 | 0 | 0 | 1 | 1 | 1 | 1 | 0 | 0 | 0 | 0 | x
Jan-06 | Financial Incentives from 2-MeasurableEEActivities |  |  |  | 1 |  | 1 |  | 0 |  | 0 | 1 | 0 | 0 | 0 | 1 | 0 | 0 | 1 | 0 | 1 | 0 | 1 | 0 | 0 | 0 | 0 | 0 | 0 | 1 | 0 | 0 | 0 | 0 | 0 | 0 | 0 | 0 | x
Feb-06 | Subtotal Activity |  |  |  | 0 |  | 0 |  | 0 |  | 0 | 0 | 0 | 0 | 0 | 0 | 0 | 0 | 0 | 0 | 0 | 0 | 0 | 0 | 0 | 0 | 0 | 0 | 0 | 0 | 0 | 0 | 0 | 0 | 0 | 0 | 0 | 0 | x
Mar-06 | Subtotal Installation |  |  |  | 0 |  | 0 |  | 0 |  | 0 | 0 | 0 | 0 | 0 | 0 | 0 | 0 | 0 | 0 | 0 | 0 | 0 | 0 | 0 | 0 | 0 | 0 | 0 | 0 | 0 | 0 | 0 | 0 | 0 | 0 | 0 | 0 | x
Apr-06 | Subtotal Hardware and Materials |  |  |  | 0 |  | 0 |  | 0 |  | 0 | 0 | 0 | 0 | 1 | 0 | 0 | 1 | 1 | 0 | 1 | 0 | 0 | 0 | 0 | 0 | 0 | 0 | 1 | 0 | 1 | 1 | 1 | 0 | 0 | 0 | 0 | 0 | x
May-06 | Subtotal Rebate Processing and Inspection |  |  |  | 1 |  | 1 |  | 0 |  | 0 | 1 | 0 | 0 | 0 | 0 | 0 | 0 | 0 | 0 | 1 | 0 | 1 | 1 | 0 | 0 | 0 | 0 | 0 | 0 | 0 | 1 | 0 | 0 | 0 | 0 | 0 | 0 | x
Jun-06 | Total Direct Implementation |  |  |  | 1 |  | 1 |  | 0 |  | 1 | 1 | 0 | 0 | 0 | 0 | 0 | 0 | 1 | 0 | 1 | 0 | 1 | 0 | 0 | 0 | 0 | 0 | 0 | 1 | 0 | 0 | 0 | 0 | 0 | 0 | 0 | 0 | x
Jul-06 | Subtotal EM&V Activity - Labor |  |  |  | 0 |  | 0 |  | 0 |  | 0 | 0 | 0 | 0 | 0 | 0 | 0 | 0 | 0 | 0 | 0 | 0 | 0 | 0 | 0 | 0 | 0 | 0 | 0 | 0 | 0 | 0 | 0 | 0 | 0 | 0 | 0 | 0 | x
Aug-06 | Subtotal EM&V Overhead |  |  |  | 0 |  | 0 |  | 0 |  | 0 | 0 | 0 | 0 | 0 | 0 | 0 | 0 | 0 | 0 | 0 | 0 | 0 | 0 | 0 | 0 | 0 | 0 | 0 | 0 | 0 | 0 | 0 | 0 | 0 | 0 | 0 | 0 | x
| Total EM&V |  |  |  | 0 |  | 0 |  | 0 |  | 0 | 0 | 0 | 0 | 0 | 0 | 0 | 0 | 0 | 0 | 0 | 0 | 0 | 0 | 0 | 0 | 0 | 0 | 0 | 0 | 0 | 0 | 0 | 0 | 0 | 0 | 0 | 0 | x
| Financing Costs |  |  |  | 0 |  | 0 |  | 0 |  | 0 | 0 | 0 | 0 | 0 | 0 | 0 | 0 | 0 | 0 | 0 | 0 | 0 | 0 | 0 | 0 | 0 | 0 | 0 | 0 | 0 | 0 | 0 | 0 | 0 | 0 | 0 | 0 | x
| Total Budget |  |  |  | 1 |  | 0 |  | 0 |  | 1 | 1 | 0 | 0 | 0 | 0 | 0 | 0 | 1 | 0 | 1 | 0 | 1 | 0 | 0 | 0 | 0 | 0 | 0 | 0 | 0 | 0 | 0 | 0 | 0 | 0 | 0 | 0 | x
| x | x | x | x | x | x | x | x | x | x
| Content Validation Score |  | 0 |  | 0
| Energy Effects |  |  |  | Total Exp & Com/ Energy Effects Ratio |  | Ratio
| Coinc Peak kW |  |  |  | 0 |  | 87.76%
| Annual kWh |  |  |  | 0 |  | 74.65%
| Lifecyc kWh |  |  |  | 0 |  | 74.37%
| Annual Therms |  |  |  | 0 |  | NA
| Lifecyc Therms |  |  |  | 0 |  | NA
|  |  | Total | Limit
| Content Validation Score |  | 11 | 5
Note on F83: Indicates if the program is over budget for the line item
Note on H103: Indicates the percentage by which the ratio of achieved energy effects over goals is out of proportion compared to the ratio of total expenditures over budget.
Note on L83: For All Months: Indicates if the line item expenditures are out of the expected range

## 1 - Budget Worksheet
1234 - Southern California Edison - Single Family EE Rebates - SCE service area - IOU Statewide Program - Dec-05 Report | [10 empty] | x
1 - Budget Worksheet | [10 empty] | x
Projected Benefit / Cost |  | Total Program Budget | 10437999.6667 | (%) | Total Direct Implementation | 7256873.5 | 69.52% | Net Projected Energy Effects |  |  | x
TRC Net Benefits | 22665933.8326 | Total Administrative | 2149126 | 20.59% | Financial Incentives | 5917753.5 | 56.69%
TRC Ratio | 2.3343 | Managerial & Clerical | 986076 | 9.447% | Activity | 0 | 0% | Net Coincident Peak kW | 21993.2498 |  | x
PT Net Benefits | 97887867.3475 | HR Support & Development | 61200 | 0.5863% | Installation | 0 | 0% | Net Annual kWh | 74818691.8685 |  | x
PT Ratio | 7.5756 | Travel & Conference Fees | 30000 | 0.2874% | Hardware & Materials | 170000 | 1.629% | Net Lifecycle kWh | 817217243.8742 |  | x
TRC Levelized Cost Electric | 0.030576 | Overhead | 1071850 | 10.27% | Rebate Processing & Inspection | 1169120 | 11.2% | Net Annual Therms | 0 |  | x
TRC Levelized Cost Gas | #DIV/0! | Total EM&V Costs | 438000.1667 | 4.196% | Total Marketing | 594000 | 5.691% | Net Lifecycle Therms | 0 |  | x
|  | EM&V Activity | 239271 | 2.292% | Financing Costs | 0 | 0%
|  | EM&V Overhead | 198729.1667 | 1.904% | Potential Performance Award | 0 | 0% |  |  |  | x
Budget Items | Budget | Allocation Rate (%) | Allocation Base ($) | Notes | [6 empty] | x | "Scratch Paper"
(Choose from list) |  | If Applicable | If Applicable | Describe base upon which allocation rate is applied. | [6 empty] | x
Administrative | [10 empty] | x
Managerial and Clerical Labor | [10 empty] | x
Labor - Staff Management | 257400 | [9 empty] | x
Labor - Program/Project Management | 495476
Labor - Clerical | 33200 | [9 empty] | x
Labor - Program Planning | 200000 | [9 empty] | x
x
x
x
x
x
x
x
x
x
x
Subtotal Managerial and Clerical Labor | 986076 | [9 empty] | x
Human Resource Support and Development | [10 empty] | x
Labor - Staff Development and Training | 61200 | [9 empty] | x
x
x
x
x
x
x
x
x
x
x
x
x
x
x
x
x
x
x
x
x
x
Subtotal HR Support and Development | 61200 | [9 empty] | x
Travel and Conference Fees | [10 empty] | x
Conference Fees | 22000 | [9 empty] | x
Travel - Mileage | 8000 | [9 empty] | x
Travel - Per Diem for Misc. Expenses | [10 empty] | x
x
x
x
x
x
x
x
x
x
x
x
x
x
Subtotal Travel and Conference Fees | 30000 | [9 empty] | x
Overhead (General and Administrative) - Labor and Materials | [10 empty] | x
Labor - Regulatory Reporting | 120200 | [9 empty] | x
Labor - Communications | 125200 | [9 empty] | x
Labor - Administrative | 105200 | [9 empty] | x
Equipment - Transportation | 16000 | [9 empty] | x
Equipment - Computing | 12000 | [9 empty] | x
Labor - Information Technology | 428000 | [9 empty] | x
Office Supplies | 50000 | [9 empty] | x
Postage | 215250 | [9 empty] | x
x
x
x
x
x
x
x
x
x
x
x
x
x
x
x
x
x
x
x
x
x
x
x
x
x
x
x
x
x
x
x
x
x
x
x
x
x
x
Subtotal Overhead | 1071850 | [9 empty] | x
Total Administrative Costs | 2149126 | [9 empty] | x
x
Marketing/Advertising/Outreach | [10 empty] | x
x
Advertisements / Media Promotions | 450000 | [9 empty] | x
Brochures | 40000 | [9 empty] | x
Radio Spots | 30000 | [9 empty] | x
Bill Inserts | 74000 | [9 empty] | x
x
x
x
x
x
x
x
x
x
x
x
x
x
x
x
x
x
x
x
Total Marketing/Advertising/Outreach | 594000 | [9 empty] | x
x
Direct Implementation | [10 empty] | x
Financial Incentives to Customers | [10 empty] | x
Financial Incentives from 2-MeasurableEEActivities | 5917753.5 | [9 empty] | x
Activity - Labor | [10 empty] | x
x
x
x
x
x
x
x
x
Subtotal Activity | 0 | [9 empty] | x
Installation and Service - Labor | [10 empty] | x
Installation and Service from 2-MeasurableEEActivities | 0 | [9 empty] | x
x
x
x
x
Subtotal Installation | 0 | [9 empty] | x
Hardware and Materials - Installation and Other DI Activity | [10 empty] | x
Energy Measurement Tools | 170000 | [9 empty] | x
x
x
x
x
x
x
x
x
x
Subtotal Hardware and Materials | 170000 | [9 empty] | x
Rebate Processing and Inspection - Labor and Materials | [10 empty] | x
Labor - Rebate Processing | 847480 | [9 empty] | x
Labor - Rebate Processing | 321640 | [9 empty] | x
x
x
x
x
x
x
Subtotal Rebate Processing and Inspection | 1169120 | [9 empty] | x
Total Direct Implementation | 7256873.5 | [9 empty] | x
x
Evaluation, Measurement and Verification | [10 empty] | x
EM&V Labor and Materials | [10 empty] | x
Labor - EM&V | 42500 | [9 empty] | x
Materials - EM&V | 2500 | [9 empty] | x
Subcontractor Labor - EM&V | 194271 | [9 empty] | x
Subtotal EM&V Activity - Labor | 239271 | [9 empty] | x
EM&V Overhead | [10 empty] | x
Overhead - EM&V | 17500 | [9 empty] | x
Subcontractor Benefits - EM&V Labor | 23312.5 | [9 empty] | x
Subcontractor Overhead - EM&V | 116562.5 | [9 empty] | x
Subcontractor Payroll Tax - EM&V Labor | 13598.9583 | [9 empty] | x
Subcontractor Pension - EM&V Labor | 15541.6667 | [9 empty] | x
Subcontractor Travel - EM&V | 9713.5417 | [9 empty] | x
Travel - EM&V | 2500 | [9 empty] | x
x
x
x
Subtotal EM&V Overhead | 198729.1667 | [9 empty] | x
Total EM&V | 438000.1667 | [9 empty] | x
x
Financing Costs | [10 empty] | x
Potential Performance Award | [10 empty] | x
x
Total Budget | 10437999.6667 | [9 empty] | x
Labor - Clerical | Benefits - Administrative Labor | Conference Fees | Equipment - Communications | Advertisements / Media Promotions | Labor - Curriculum Development | Labor - Customer Equipment Repair and Servicing | Audit Applications and Forms | Labor - Field Verification | Labor - EM&V | Benefits - EM&V Labor
Labor - Program Design | Benefits - Direct Implementation Labor | Labor - Conference Attendance | Equipment - Computing | Bill Inserts | Labor - Customer Education and Training | Labor - Measure Installation | Direct Implementation Literature | Labor - Rebate Processing | Materials - EM&V | Overhead - EM&V
Labor - Program Development | Benefits - Marketing/Advertising/Outreach Labor | Subcontractor - Conference Fees | Equipment - Document Reproduction | Brochures | Labor - Customer Equipment Testing and Diagnostics | Subcontractor Labor - Customer Equipment Repair and Servicing | Education Materials | Labor - Site Inspections | Subcontractor Labor - EM&V | Payroll Tax - EM&V Labor
Labor - Program Planning | Labor - Human Resources | Subcontractor - Travel - Airfare | Equipment - General Office | Door Hangers | Labor - Facilities Audits | Subcontractor Labor - Measure Installation | Energy Measurement Tools | Rebate Applications |  | Pension - EM&V Labor
Labor - Program/Project Management | Labor - Staff Development and Training | Subcontractor - Travel - Lodging | Equipment - Transportation | Labor - Business Outreach | Subcontractor Labor - Facilities Audits |  | Installation Hardware | Subcontractor - Rebate Applications |  | Subcontractor Benefits - EM&V Labor
Labor - Staff Management | Payroll Tax - Administrative Labor | Subcontractor - Travel - Meals | Facilities - Lease/Rent Payment | Labor - Customer Outreach | Subcontractor Labor - Curriculum Development |  | Subcontractor - Direct Implementation Literature | Subcontractor Labor - Field Verification |  | Subcontractor Overhead - EM&V
Labor - Staff Supervision | Payroll Tax - Direct Implementation Labor | Subcontractor - Travel - Mileage | Labor - Accounts Payable | Labor - Customer Relations | Subcontractor Labor - Customer Education and Training |  | Subcontractor - Education Materials | Subcontractor Labor - Rebate Processing |  | Subcontractor Payroll Tax - EM&V Labor
Subcontractor Labor - Clerical | Payroll Tax - Marketing/Advertising/Outreach Labor | Subcontractor - Travel - Parking | Labor - Accounts Receivable | Labor - Marketing | Subcontractor Labor - Customer Equipment Testing and Diagnostics |  | Subcontractor - Energy Measurement Tools | Subcontractor Labor - Site Inspections |  | Subcontractor Pension - EM&V Labor
Subcontractor Labor - Program Design | Pension - Administrative Labor | Subcontractor - Travel - Per Diem for Misc. Expenses | Labor - Administrative | Print Advertisements |  |  | Subcontractor - Installation Hardware |  |  | Subcontractor Travel - EM&V
Subcontractor Labor - Program Development | Pension - Direct Implementation Labor | Subcontractor Labor - Conference Attendance | Labor - Automated Systems | Radio Spots |  |  | Subcontractor -Audit Applications and Forms |  |  | Travel - EM&V
Subcontractor Labor - Program Planning | Pension - Marketing/Advertising/Outreach Labor | Travel - Airfare | Labor - Communications | Subcontractor - Bill Inserts
Subcontractor Labor - Program/Project Management | Subcontractor Benefits - Administrative Labor | Travel - Lodging | Labor - Contract Reporting | Subcontractor - Brochures
Subcontractor Labor - Staff Management | Subcontractor Benefits - Direct Implementation Labor | Travel - Meals | Labor - Corporate Services | Subcontractor - Door Hangers
Subcontractor Labor - Staff Supervision | Subcontractor Benefits - Marketing/Advertising/Outreach Labor | Travel - Mileage | Labor - Facilities Maintenance | Subcontractor - Print Advertisements
| Subcontractor Labor - Human Resources | Travel - Parking | Labor - Information Technology | Subcontractor - Radio Spots
| Subcontractor Labor - Staff Development and Training | Travel - Per Diem for Misc. Expenses | Labor - Materials Management | Subcontractor - Television Spots
| Subcontractor Payroll Tax - Administrative Labor |  | Labor - Procurement | Subcontractor Labor - Business Outreach
| Subcontractor Payroll Tax - Direct Implementation Labor |  | Labor - Regulatory Reporting | Subcontractor Labor - Customer Outreach
| Subcontractor Payroll Tax - Marketing/Advertising/Outreach Labor |  | Labor - Shop Services | Subcontractor Labor - Customer Relations
| Subcontractor Pension - Administrative Labor |  | Labor - Telecommunications | Subcontractor Labor - Marketing
| Subcontractor Pension - Direct Implementation Labor |  | Labor - Transportation Services | Television Spots
| Subcontractor Pension - Marketing/Advertising/Outreach Labor |  | Office Supplies | Website Development
|  |  | Postage | Labor - Media Production
|  |  | Subcontractor - Equipment - Communications | Subcontractor Labor - Media Production
Subcontractor - Equipment - Computing
Subcontractor - Equipment - Document Reproduction
Subcontractor - Equipment - General Office
Subcontractor - Equipment - Transportation
Subcontractor - Facilities - Lease/Rent Payment
Subcontractor - Office Supplies
Subcontractor - Postage
Subcontractor Labor - Accounts Payable
Subcontractor Labor - Accounts Receivable
Subcontractor Labor - Administrative
Subcontractor Labor - Automated Systems
Subcontractor Labor - Communications
Subcontractor Labor - Contract Reporting
Subcontractor Labor - Corporate Services
Subcontractor Labor - Facilities Maintenance
Subcontractor Labor - Information Technology
Subcontractor Labor - Materials Management
Subcontractor Labor - Procurement
Subcontractor Labor - Regulatory Reporting
Subcontractor Labor - Shop Services
Subcontractor Labor - Telecommunications
Subcontractor Labor - Transportation Services
Food Service
Labor - Accounting Support
Subcontractor Labor - Accounting Support

## 1A - Expenditures Worksheet
1234 - Southern California Edison - Single Family EE Rebates - SCE service area - IOU Statewide Program - Dec-05 Report | [21 empty] | x | [10 empty] | x
1A - Expenditures Worksheet | Budget | Total Exp & Com | Total Exp | Commitments | Jan-04 | Feb-04 | Mar-04 | Apr-04 | May-04 | Jun-04 | Jul-04 | Aug-04 | Sep-04 | Oct-04 | Nov-04 | Dec-04 | Jan-05 | Feb-05 | Mar-05 | Apr-05 | May-05 | Jun-05 | Jul-05 | Aug-05 | Sep-05 | Oct-05 | Nov-05 | Dec-05 | Jan-06 | Feb-06 | Mar-06 | Apr-06 | x
Total | 10437999.6667 | 10954682.76 | 10258742.76 | 695940 | 106695.49 | 97361.77 | 494511.24 | 539619.36 | 758836.72 | 881850.96 | 665992.03 | 396914.6 | 163206.23 | 626184.16 | 87432.55 | 310954.58 | 139608.49 | 275331.22 | 359750.91 | 678874.07 | 767697.38 | 460019.98 | 376315.46 | 235269.23 | 505377.52 | 390987.9 | 417935.2 | 522015.71 | 0 | 0 | 0 | 0 | x
Total Administrative Costs | 2149126 | 1841558.58 | 1841558.58 | 0 | 76451.72 | 62688.6 | 88551.26 | 69022.58 | 66540.95 | 48127.77 | 88231.36 | 82489.56 | 65471.96 | 64623.87 | 35230.28 | 64592.76 | 42479.9 | 51404.54 | 73949.31 | 69917.63 | 73906.14 | 81663.19 | 97820.27 | 86470.74 | 178383.22 | 69198.15 | 101593.97 | 102748.85 | 0 | 0 | 0 | 0 | x
Total Marketing/Advertising/Outreach | 594000 | 466855.94 | 466855.94 | 0 | 5700.1 | 8809.39 | 9652.43 | 24421.94 | 12262.95 | 32507.75 | 9250.26 | 27603.06 | 5754.74 | 69802.4 | 3053 | 19939.81 | -5070.35 | 43854.96 | 190.87 | 13583.83 | 56063.49 | 70595.48 | 25675.06 | 30030 | -48.53 | 8362.77 | 52.5 | -5191.97 | 0 | 0 | 0 | 0 | x
Total Direct Implementation | 7256873.5 | 8646268.24 | 7950328.24 | 695940 | 24543.67 | 25863.78 | 396307.55 | 446174.84 | 680032.82 | 801215.44 | 568510.41 | 286821.98 | 91979.53 | 491757.89 | 49149.27 | 226422.01 | 102198.94 | 180071.72 | 285610.73 | 595372.61 | 637727.75 | 307761.31 | 252820.13 | 118768.49 | 327042.83 | 313426.98 | 316288.73 | 424458.83 | 0 | 0 | 0 | 0 | x
Total EM&V | 438000.1667 | 0 | 0 | 0 | 0 | 0 | 0 | 0 | 0 | 0 | 0 | 0 | 0 | 0 | 0 | 0 | 0 | 0 | 0 | 0 | 0 | 0 | 0 | 0 | 0 | 0 | 0 | 0 | 0 | 0 | 0 | 0 | x
Financing Costs | 0 | 0 | 0 | 0 | 0 | 0 | 0 | 0 | 0 | 0 | 0 | 0 | 0 | 0 | 0 | 0 | 0 | 0 | 0 | 0 | 0 | 0 | 0 | 0 | 0 | 0 | 0 | 0 | 0 | 0 | 0 | 0 | x
Potential Performance Award | 0 | 0 | 0 | 0 | 0 | 0 | 0 | 0 | 0 | 0 | 0 | 0 | 0 | 0 | 0 | 0 | 0 | 0 | 0 | 0 | 0 | 0 | 0 | 0 | 0 | 0 | 0 | 0 | 0 | 0 | 0 | 0 | x
Budget Items | Budget | Total Expenditures | Total Expenditures | Total Commitments | Jan-04 | Feb-04 | Mar-04 | Apr-04 | May-04 | Jun-04 | Jul-04 | Aug-04 | Sep-04 | Oct-04 | Nov-04 | Dec-04 | Jan-05 | Feb-05 | Mar-05 | Apr-05 | May-05 | Jun-05 | Jul-05 | Aug-05 | Sep-05 | Oct-05 | Nov-05 | Dec-05 | Jan-06 | Feb-06 | Mar-06 | Apr-06 | x | "Scratch Paper"
|  | & Commitments | [30 empty] | x
Administrative | [32 empty] | x
Managerial and Clerical Labor | [32 empty] | x
Labor - Staff Management | 257400 | 269930.91 | 269930.91 |  | 12496.26 | 10756.78 | 12003.24 | 11550.26 | 10292.05 | 5256.87 | 11247.88 | 11988.21 | 12803.12 | 9456.86 | 11288.19 | 10909.76 | 9313.96 | 10906.09 | 13016.36 | 12946.17 | 12896.7 | 13551.85 | 11805.48 | 8025.05 | 15943.73 | 8805.21 | 11938.51 | 10732.32 |  |  |  |  | x
Labor - Program/Project Management | 495476 | 492764.81 | 492764.81 |  | 36171.03 | 23316.49 | 25360.66 | 4084.99 | 22099.85 | 20525.28 | 20808.97 | 24829.93 | 23161.41 | 13749.63 | 15842.98 | 17566.59 | 19786.74 | 19322.69 | 25543.9 | 21274.13 | 21921.39 | 22404.26 | 9026.62 | 15979.8 | 28135.82 | 19372.48 | 19407.02 | 23072.15 |  |  |  |  | x
Labor - Clerical | 33200 | 25247.01 | 25247.01 |  | 1064.04 | 1223.4 | 1632.89 | 1338.35 | -469.83 | 2619.96 | 1424.71 | 1312.3 | 645.4 | 1841.16 | 1324.92 | 1093.36 | 1087.46 | 1383.96 | 1702.3 | 129.3 |  | -202.9 | 30.68 | 21.76 |  | 2445.85 | 1814.12 | 1783.82 |  |  |  |  | x
Labor - Program Planning | 200000 | 195766.75 | 195766.75 |  | 7236.75 | 8449.63 | 8254.44 | 7731.73 | 10397.83 | 6426.82 | 7069.32 | 7159.24 | 4143.32 | 5349.51 | -8408.94 | 4114.15 | 50.31 | 1319.71 | 2897.95 | 4340.39 | 5291.58 | 11290.22 | 12363.65 | 10110.92 | 45962.27 | 1767.14 | 12106.57 | 20342.24 |  |  |  |  | x
0 | 0 | 0 | 0 | [29 empty] | x
0 | 0 | 0 | 0 | [29 empty] | x
0 | 0 | 0 | 0 | [29 empty] | x
0 | 0 | 0 | 0 | [29 empty] | x
0 | 0 | 0 | 0 | [29 empty] | x
0 | 0 | 0 | 0 | [29 empty] | x
0 | 0 | 0 | 0 | [29 empty] | x
0 | 0 | 0 | 0 | [29 empty] | x
0 | 0 | 0 | 0 | 0 | [28 empty] | x
0 | 0 | 0 | 0 | 0 | [28 empty] | x
Subtotal Managerial and Clerical Labor | 986076 | 983709.48 | 983709.48 | 0 | 56968.08 | 43746.3 | 47251.23 | 24705.33 | 42319.9 | 34828.93 | 40550.88 | 45289.68 | 40753.25 | 30397.16 | 20047.15 | 33683.86 | 30238.47 | 32932.45 | 43160.51 | 38689.99 | 40109.67 | 47043.43 | 33226.43 | 34137.53 | 90041.82 | 32390.68 | 45266.22 | 55930.53 | 0 | 0 | 0 | 0 | x
Human Resource Support and Development | [32 empty] | x
Labor - Staff Development and Training | 61200 | 50964.21 | 50964.21 |  | 3329.55 | 1607.57 | 10534.51 | 939.74 | -3788.77 | 5214.22 | 3316.1 | -238.53 | 1738.69 | 1781.6 | 2086.72 | 1323.71 | 440.46 | 334.48 | 1368.79 | 3217.46 | 1393.71 | 700.53 | 3082.13 | 1971.61 | 1626.18 | 1001.97 | 1039.2 | 6942.58 |  |  |  |  | x
0 | 0 | 0 | 0 | [29 empty] | x
0 | 0 | 0 | 0 | [29 empty] | x
0 | 0 | 0 | 0 | [29 empty] | x
0 | 0 | 0 | 0 | [29 empty] | x
0 | 0 | 0 | 0 | [29 empty] | x
0 | 0 | 0 | 0 | [29 empty] | x
0 | 0 | 0 | 0 | [29 empty] | x
0 | 0 | 0 | 0 | [29 empty] | x
0 | 0 | 0 | 0 | [29 empty] | x
0 | 0 | 0 | 0 | [29 empty] | x
0 | 0 | 0 | 0 | [29 empty] | x
0 | 0 | 0 | 0 | [29 empty] | x
0 | 0 | 0 | 0 | [29 empty] | x
0 | 0 | 0 | 0 | [29 empty] | x
0 | 0 | 0 | 0 | [29 empty] | x
0 | 0 | 0 | 0 | [29 empty] | x
0 | 0 | 0 | 0 | [29 empty] | x
0 | 0 | 0 | 0 | [29 empty] | x
0 | 0 | 0 | 0 | 0 | [28 empty] | x
0 | 0 | 0 | 0 | 0 | [28 empty] | x
0 | 0 | 0 | 0 | 0 | [28 empty] | x
Subtotal HR Support and Development | 61200 | 50964.21 | 50964.21 | 0 | 3329.55 | 1607.57 | 10534.51 | 939.74 | -3788.77 | 5214.22 | 3316.1 | -238.53 | 1738.69 | 1781.6 | 2086.72 | 1323.71 | 440.46 | 334.48 | 1368.79 | 3217.46 | 1393.71 | 700.53 | 3082.13 | 1971.61 | 1626.18 | 1001.97 | 1039.2 | 6942.58 | 0 | 0 | 0 | 0 | x
Travel and Conference Fees | [32 empty] | x
Conference Fees | 22000 | 30578.03 | 30578.03 |  |  |  |  | 238.4 | 2637.6 | 637.09 | 4900 | 0 | 178.2 | 5875.06 | 1271.43 | 2900.78 | 273.18 | 860.05 | 316.27 | 1403.22 | 71 |  |  |  | 775.2 | 1100.63 |  | 7139.92 |  |  |  |  | x
Travel - Mileage | 8000 | 3993.77 | 3993.77 |  |  |  | 166.49 | 78.34 | 100.86 | 160.19 | 48.38 | 37.97 | -1709.26 | 1911 | 186.5 | 498.9 |  | 141.26 |  | 22.02 | 696.72 | 75.12 | 62.68 | 146.08 | 43.43 | 245.42 | 254.86 | 826.81 |  |  |  |  | x
Travel - Per Diem for Misc. Expenses | 0 | 11165.51 | 11165.51 |  | 11.74 |  |  | 146.21 | 443.49 | 107.73 | -211.74 |  | 1907.82 | 825 | 816.85 | -320.59 |  |  |  |  | 1335.15 | 960.2 | 868.41 | 844.36 | 633.9 | 1302.2 | 112.7 | 1382.08 |  |  |  |  | x
0 | 0 | 0 | 0 | [29 empty] | x
0 | 0 | 0 | 0 | [29 empty] | x
0 | 0 | 0 | 0 | [29 empty] | x
0 | 0 | 0 | 0 | [29 empty] | x
0 | 0 | 0 | 0 | [29 empty] | x
0 | 0 | 0 | 0 | [29 empty] | x
0 | 0 | 0 | 0 | [29 empty] | x
0 | 0 | 0 | 0 | [29 empty] | x
0 | 0 | 0 | 0 | 0 | [28 empty] | x
0 | 0 | 0 | 0 | 0 | [28 empty] | x
0 | 0 | 0 | 0 | 0 | [28 empty] | x
0 | 0 | 0 | 0 | 0 | [28 empty] | x
0 | 0 | 0 | 0 | 0 | [28 empty] | x
Subtotal Travel and Conference Fees | 30000 | 45737.31 | 45737.31 | 0 | 11.74 | 0 | 166.49 | 462.95 | 3181.95 | 905.01 | 4736.64 | 37.97 | 376.76 | 8611.06 | 2274.78 | 3079.09 | 273.18 | 1001.31 | 316.27 | 1425.24 | 2102.87 | 1035.32 | 931.09 | 990.44 | 1452.53 | 2648.25 | 367.56 | 9348.81 | 0 | 0 | 0 | 0 | x
Overhead (General and Administrative) - Labor and Materials |  |  |  | 0 | [28 empty] | x
Labor - Regulatory Reporting | 120200 | 120520.46 | 120520.46 |  | 5085.3 | 5996.78 | 12649.85 | 20024.42 | -1658.89 | -12708.19 | 6794.76 | 4497.94 | 4441.52 | 6378.98 | 2470.44 | 2470.8 | 2770.45 | 2856.85 | 4482.02 | 5680.93 | 6922.17 | 5049.88 | 11111.81 | 3811.86 | 7523.77 | 4821.16 | 5102.07 | 3943.78 |  |  |  |  | x
Labor - Communications |  | 111023.47 | 111023.47 |  | 2617.68 | 3077.02 | 4283.22 | 15246.89 | -285.47 | 4820.81 | 3845.42 | 5604.47 | 5189.86 | 4470.78 | 4722.06 | 7398.59 | 2518.87 | 5631.3 | 5895.1 | 4640.45 | 2799.84 | 3873.83 | 3786.63 | 2847.7 | 5566.08 | 3779.95 | 3844.67 | 4847.72 |  |  |  |  | x
Labor - Administrative | 105200 | 129239.21 | 129239.21 |  | 6290.75 | 5334.06 | 6365.35 | 3346.75 | 2254.52 | 4626.62 | 6567.39 | 4831.57 | 5738.83 | 4850.06 | 5135.11 | 8394.47 | 3887.61 | 4161.7 | 6214.41 | 7236.36 | 4404.3 | 5643.26 | 3958.29 | 3180.8 | 5951.81 | 4480.07 | 4572.97 | 11812.15 |  |  |  |  | x
Equipment - Transportation | 16000 | 597.79 | 597.79 | [6 empty] | 597.79 | [22 empty] | x
Equipment - Computing | 12000 | 712.49 | 712.49 |  |  |  |  | 1832.25 |  | 352.4 | 432.74 | 432.74 | 235.53 | 13.7 | -3142.56 | 36.8 |  | 0.38 | 130.9 |  |  | 63 |  |  | 117.84 |  |  | 206.77 |  |  |  |  | x
Labor - Information Technology | 428000 | 244471.76 | 244471.76 |  |  |  |  | 863.31 | 3733.59 | 2732.25 | 3293.4 | 2415.14 | 1871.4 | 3989.43 | 395.82 | 15584.32 | -1469.56 | 1450.11 | 8148.89 | 2141.21 | 10853.43 | 16183.35 | 32475.55 | 30077.86 | 58208.12 | 12345.16 | 34155.42 | 5023.56 |  |  |  |  | x
Office Supplies | 50000 | 116458.43 | 116458.43 |  | 2148.62 | 2926.87 | 7300.61 | 1600.94 | 20784.12 | -19867.8 | 18694.03 | 8120.34 | 5126.12 | 4131.1 | 1240.76 | -7378.88 | 3820.42 | 3035.96 | 4232.42 | 6885.99 | 5320.15 | 2070.59 | 9248.34 | 9452.94 | 7895.07 | 7730.91 | 7245.86 | 4692.95 |  |  |  |  | x
Postage | 215250 | 38123.97 | 38123.97 | [6 empty] | 26625.73 |  | 11498.24 | [20 empty] | x
0 | 0 | 0 | 0 | [29 empty] | x
0 | 0 | 0 | 0 | [29 empty] | x
0 | 0 | 0 | 0 | [29 empty] | x
0 | 0 | 0 | 0 | [29 empty] | x
0 | 0 | 0 | 0 | [29 empty] | x
0 | 0 | 0 | 0 | [29 empty] | x
0 | 0 | 0 | 0 | [29 empty] | x
0 | 0 | 0 | 0 | [29 empty] | x
0 | 0 | 0 | 0 | [29 empty] | x
0 | 0 | 0 | 0 | [29 empty] | x
0 | 0 | 0 | 0 | [29 empty] | x
0 | 0 | 0 | 0 | [29 empty] | x
0 | 0 | 0 | 0 | [29 empty] | x
0 | 0 | 0 | 0 | [29 empty] | x
0 | 0 | 0 | 0 | [29 empty] | x
0 | 0 | 0 | 0 | [29 empty] | x
0 | 0 | 0 | 0 | [29 empty] | x
0 | 0 | 0 | 0 | [29 empty] | x
0 | 0 | 0 | 0 | [29 empty] | x
0 | 0 | 0 | 0 | [29 empty] | x
0 | 0 | 0 | 0 | [29 empty] | x
0 | 0 | 0 | 0 | 0 | [28 empty] | x
0 | 0 | 0 | 0 | 0 | [28 empty] | x
0 | 0 | 0 | 0 | 0 | [28 empty] | x
0 | 0 | 0 | 0 | 0 | [28 empty] | x
0 | 0 | 0 | 0 | 0 | [28 empty] | x
0 | 0 | 0 | 0 | 0 | [28 empty] | x
0 | 0 | 0 | 0 | 0 | [28 empty] | x
0 | 0 | 0 | 0 | 0 | [28 empty] | x
0 | 0 | 0 | 0 | 0 | [28 empty] | x
0 | 0 | 0 | 0 | 0 | [28 empty] | x
0 | 0 | 0 | 0 | 0 | [28 empty] | x
0 | 0 | 0 | 0 | 0 | [28 empty] | x
0 | 0 | 0 | 0 | 0 | [28 empty] | x
0 | 0 | 0 | 0 | 0 | [28 empty] | x
0 | 0 | 0 | 0 | 0 | [28 empty] | x
0 | 0 | 0 | 0 | 0 | [28 empty] | x
0 | 0 | 0 | 0 | 0 | [28 empty] | x
Subtotal Overhead | 1071850 | 761147.58 | 761147.58 | 0 | 16142.35 | 17334.73 | 30599.03 | 42914.56 | 24827.87 | 7179.61 | 39627.74 | 37400.44 | 22603.26 | 23834.05 | 10821.63 | 26506.1 | 11527.79 | 17136.3 | 29103.74 | 26584.94 | 30299.89 | 32883.91 | 60580.62 | 49371.16 | 85262.69 | 33157.25 | 54920.99 | 30526.93 | 0 | 0 | 0 | 0 | x
Total Administrative Costs | 2149126 | 1841558.58 | 1841558.58 | 0 | 76451.72 | 62688.6 | 88551.26 | 69022.58 | 66540.95 | 48127.77 | 88231.36 | 82489.56 | 65471.96 | 64623.87 | 35230.28 | 64592.76 | 42479.9 | 51404.54 | 73949.31 | 69917.63 | 73906.14 | 81663.19 | 97820.27 | 86470.74 | 178383.22 | 69198.15 | 101593.97 | 102748.85 | 0 | 0 | 0 | 0 | x
0 | [32 empty] | x
Marketing/Advertising/Outreach | [32 empty] | x
0 | [32 empty] | x
Advertisements / Media Promotions | 450000 | 345930.92 | 345930.92 |  |  |  | 2882.86 | 15124.14 | 8829 | 16872.07 | -0.06 | 24851.25 |  | 63000 | 2735.79 | 10602.1 | -7002.45 | 43504.06 |  | 13126.58 | 48261.49 | 71004.2 |  | 28974.94 |  | 8362.77 |  | -5197.82 |  |  |  |  | x
Brochures | 40000 | 4647.98 | 4647.98 | [7 empty] | 4647.98 | 0 | [20 empty] | x
Radio Spots | 30000 | 7802 | 7802 | [17 empty] | 7802 | [11 empty] | x
Bill Inserts | 74000 | 108416.69 | 108416.69 |  | 5700.1 | 8809.39 | 6769.57 | 9297.8 | 3433.95 | 15635.68 | 4602.34 | 2751.81 | 5754.74 | 6802.4 | 317.21 | 9337.71 | 1932.1 | 350.9 | 190.87 |  |  |  | 25675.06 | 1055.06 | [8 empty] | x
0 | 0 | 58.35 | 58.35 | [16 empty] | 457.25 |  | -408.72 |  |  | -48.53 |  | 52.5 | 5.85 |  |  |  |  | x
0 | 0 | 0 | 0 | [29 empty] | x
0 | 0 | 0 | 0 | 0 | [28 empty] | x
0 | 0 | 0 | 0 | 0 | [28 empty] | x
0 | 0 | 0 | 0 | 0 | [28 empty] | x
0 | 0 | 0 | 0 | 0 | [28 empty] | x
0 | 0 | 0 | 0 | 0 | [28 empty] | x
0 | 0 | 0 | 0 | 0 | [28 empty] | x
0 | 0 | 0 | 0 | 0 | [28 empty] | x
0 | 0 | 0 | 0 | 0 | [28 empty] | x
0 | 0 | 0 | 0 | 0 | [28 empty] | x
0 | 0 | 0 | 0 | 0 | [28 empty] | x
0 | 0 | 0 | 0 | 0 | [28 empty] | x
0 | 0 | 0 | 0 | 0 | [28 empty] | x
0 | 0 | 0 | 0 | 0 | [28 empty] | x
0 | 0 | 0 | 0 | 0 | [28 empty] | x
0 | 0 | 0 | 0 | 0 | [28 empty] | x
0 | 0 | 0 | 0 | 0 | [28 empty] | x
0 | [32 empty] | x
Total Marketing/Advertising/Outreach | 594000 | 466855.94 | 466855.94 | 0 | 5700.1 | 8809.39 | 9652.43 | 24421.94 | 12262.95 | 32507.75 | 9250.26 | 27603.06 | 5754.74 | 69802.4 | 3053 | 19939.81 | -5070.35 | 43854.96 | 190.87 | 13583.83 | 56063.49 | 70595.48 | 25675.06 | 30030 | -48.53 | 8362.77 | 52.5 | -5191.97 | 0 | 0 | 0 | 0 | x
0 | [32 empty] | x
Direct Implementation |  |  |  | 0 | [28 empty] | x
Financial Incentives to Customers | [32 empty] | x
Financial Incentives from 2-MeasurableEEActivities | 5917753.5 | 7382366 | 6686426 | 695940 | 0 | 3982 | 356717 | 390715.44 | 613458.18 | 748408.13 | 495543.93 | 225164.25 | 15912.32 | 443424.5 | 7703 | 194267 | 88046 | 160222.25 | 238410 | 553394 | 565675 | 212257 | 211248 | 74620 | 263720 | 289706 | 199637 | 334195 | 0 | 0 | 0 | 0 | x
Activity - Labor | [32 empty] | x
0 | 0 | 0 | 0 | [29 empty] | x
0 | 0 | 0 | 0 | [29 empty] | x
0 | 0 | 0 | 0 | [29 empty] | x
0 | 0 | 0 | 0 | [29 empty] | x
0 | 0 | 0 | 0 | [29 empty] | x
0 | 0 | 0 | 0 | [29 empty] | x
0 | 0 | 0 | 0 | [29 empty] | x
0 | 0 | 0 | 0 | [29 empty] | x
Subtotal Activity | 0 | 0 | 0 | 0 | 0 | 0 | 0 | 0 | 0 | 0 | 0 | 0 | 0 | 0 | 0 | 0 | 0 | 0 | 0 | 0 | 0 | 0 | 0 | 0 | 0 | 0 | 0 | 0 | 0 | 0 | 0 | 0 | x
Installation and Service - Labor | [32 empty] | x
Installation and Service from 2-MeasurableEEActivities | 0 | 0 | 0 | 0 | 0 | 0 | 0 | 0 | 0 | 0 | 0 | 0 | 0 | 0 | 0 | 0 | 0 | 0 | 0 | 0 | 0 | 0 | 0 | 0 | 0 | 0 | 0 | 0 | 0 | 0 | 0 | 0 | x
0 | 0 | 0 | 0 | 0 | [28 empty] | x
0 | 0 | 0 | 0 | 0 | [28 empty] | x
0 | 0 | 0 | 0 | 0 | [28 empty] | x
0 | 0 | 0 | 0 | 0 | [28 empty] | x
Subtotal Installation | 0 | 0 | 0 | 0 | 0 | 0 | 0 | 0 | 0 | 0 | 0 | 0 | 0 | 0 | 0 | 0 | 0 | 0 | 0 | 0 | 0 | 0 | 0 | 0 | 0 | 0 | 0 | 0 | 0 | 0 | 0 | 0 | x
Hardware and Materials - Installation and Other DI Activity | [32 empty] | x
Energy Measurement Tools | 170000 | 84116.38 | 84116.38 |  |  |  |  | 4345.96 | 20 |  | 15496.91 | 3102.99 | 3002.75 |  | 36956.86 | [6 empty] | 16560 | -16350 |  | 1722.5 | 941.14 | 448.69 | 17868.58 |  |  |  |  | x
0 | 0 | 0 | 0 | [29 empty] | x
0 | 0 | 0 | 0 | [29 empty] | x
0 | 0 | 0 | 0 | 0 | [28 empty] | x
0 | 0 | 0 | 0 | 0 | [28 empty] | x
0 | 0 | 0 | 0 | 0 | [28 empty] | x
0 | 0 | 0 | 0 | 0 | [28 empty] | x
0 | 0 | 0 | 0 | 0 | [28 empty] | x
0 | 0 | 0 | 0 | 0 | [28 empty] | x
0 | 0 | 0 | 0 | 0 | [28 empty] | x
Subtotal Hardware and Materials | 170000 | 84116.38 | 84116.38 | 0 | 0 | 0 | 0 | 4345.96 | 20 | 0 | 15496.91 | 3102.99 | 3002.75 | 0 | 36956.86 | 0 | 0 | 0 | 0 | 0 | 0 | 16560 | -16350 | 0 | 1722.5 | 941.14 | 448.69 | 17868.58 | 0 | 0 | 0 | 0 | x
Rebate Processing and Inspection - Labor and Materials | [32 empty] | x
Labor - Rebate Processing | 847480 | 943978.66 | 943978.66 |  | 17099.59 | 15576.01 | 31012.53 | 38667.94 | 56652.37 | 43024.49 | 50277.73 | 49181.45 | 59802.11 | 37633.88 | 1534.83 | 25463.86 | 12917.38 | 18289.96 | 45391.83 | 39039.16 | 60431.26 | 73577.13 | 52804.73 | 38471.65 | 51080.89 | 19729.89 | 39748.2 | 66569.79 |  |  |  |  | x
Labor - Rebate Processing | 321640 | 193521.17 | 193521.17 | 0 | 7444.08 | 6305.77 | 8578.02 | 12445.5 | 9902.27 | 9782.82 | 7191.84 | 9373.29 | 13262.35 | 10699.51 | 2954.58 | 6691.15 | 1235.56 | 1559.51 | 1808.9 | 2939.45 | 11621.49 | 5367.18 | 5117.4 | 5676.84 | 10519.44 | 3049.95 | 34168.81 | 5825.46 |  |  |  |  | x
0 | 0 | 42286.03 | 42286.03 | 0 | [22 empty] | 42286.03 | [5 empty] | x
0 | 0 | 0 | 0 | 0 | [28 empty] | x
0 | 0 | 0 | 0 | 0 | [28 empty] | x
0 | 0 | 0 | 0 | 0 | [28 empty] | x
0 | 0 | 0 | 0 | 0 | [28 empty] | x
0 | 0 | 0 | 0 | 0 | [28 empty] | x
Subtotal Rebate Processing and Inspection | 1169120 | 1179785.86 | 1179785.86 | 0 | 24543.67 | 21881.78 | 39590.55 | 51113.44 | 66554.64 | 52807.31 | 57469.57 | 58554.74 | 73064.46 | 48333.39 | 4489.41 | 32155.01 | 14152.94 | 19849.47 | 47200.73 | 41978.61 | 72052.75 | 78944.31 | 57922.13 | 44148.49 | 61600.33 | 22779.84 | 116203.04 | 72395.25 | 0 | 0 | 0 | 0 | x
Total Direct Implementation | 7256873.5 | 8646268.24 | 7950328.24 | 695940 | 24543.67 | 25863.78 | 396307.55 | 446174.84 | 680032.82 | 801215.44 | 568510.41 | 286821.98 | 91979.53 | 491757.89 | 49149.27 | 226422.01 | 102198.94 | 180071.72 | 285610.73 | 595372.61 | 637727.75 | 307761.31 | 252820.13 | 118768.49 | 327042.83 | 313426.98 | 316288.73 | 424458.83 | 0 | 0 | 0 | 0 | x
0 | [32 empty] | x
Evaluation, Measurement and Verification | [32 empty] | x
EM&V Labor and Materials | [32 empty] | x
Labor - EM&V | 42500 | 0 | 0 | [29 empty] | x
Materials - EM&V | 2500 | 0 | 0 | 0 | [28 empty] | x
Subcontractor Labor - EM&V | 194271 | 0 | 0 | 0 | [28 empty] | x
Subtotal EM&V Activity - Labor | 239271 | 0 | 0 | 0 | 0 | 0 | 0 | 0 | 0 | 0 | 0 | 0 | 0 | 0 | 0 | 0 | 0 | 0 | 0 | 0 | 0 | 0 | 0 | 0 | 0 | 0 | 0 | 0 | 0 | 0 | 0 | 0 | x
EM&V Overhead | [32 empty] | x
Overhead - EM&V | 17500 | 0 | 0 | 0 | [28 empty] | x
Subcontractor Benefits - EM&V Labor | 23312.5 | 0 | 0 | 0 | [28 empty] | x
Subcontractor Overhead - EM&V | 116562.5 | 0 | 0 | 0 | [28 empty] | x
Subcontractor Payroll Tax - EM&V Labor | 13598.9583 | 0 | 0 | 0 | [28 empty] | x
Subcontractor Pension - EM&V Labor | 15541.6667 | 0 | 0 | 0 | [28 empty] | x
Subcontractor Travel - EM&V | 9713.5417 | 0 | 0 | 0 | [28 empty] | x
Travel - EM&V | 2500 | 0 | 0 | 0 | [28 empty] | x
0 | 0 | 0 | 0 | 0 | [28 empty] | x
0 | 0 | 0 | 0 | 0 | [28 empty] | x
0 | 0 | 0 | 0 | 0 | [28 empty] | x
Subtotal EM&V Overhead | 198729.1667 | 0 | 0 | 0 | 0 | 0 | 0 | 0 | 0 | 0 | 0 | 0 | 0 | 0 | 0 | 0 | 0 | 0 | 0 | 0 | 0 | 0 | 0 | 0 | 0 | 0 | 0 | 0 | 0 | 0 | 0 | 0
Total EM&V | 438000.1667 | 0 | 0 | 0 | 0 | 0 | 0 | 0 | 0 | 0 | 0 | 0 | 0 | 0 | 0 | 0 | 0 | 0 | 0 | 0 | 0 | 0 | 0 | 0 | 0 | 0 | 0 | 0 | 0 | 0 | 0 | 0 | x
0 | [32 empty] | x
Financing Costs | 0 |  |  | 0 | [28 empty] | x
0
Potential Performance Award | [32 empty] | x
0 | [32 empty] | x
Total Budget | 10437999.6667 | 10954682.76 | 10258742.76 | 695940 | 106695.49 | 97361.77 | 494511.24 | 539619.36 | 758836.72 | 881850.96 | 665992.03 | 396914.6 | 163206.23 | 626184.16 | 87432.55 | 310954.58 | 139608.49 | 275331.22 | 359750.91 | 678874.07 | 767697.38 | 460019.98 | 376315.46 | 235269.23 | 505377.52 | 390987.9 | 417935.2 | 522015.71 | 0 | 0 | 0 | 0 | x

## 2 - ProjectedEEActivities
1234 - Southern California Edison - Single Family EE Rebates - SCE service area - IOU Statewide Program - Dec-05 Report
2 - ProjectedEEActivities
Projected Total Resource Costs and Benefits |  | Net Projected Energy Effects |  | Direct Implementation Budget |  | Projected Participant Costs and Benefits
TRC Costs | 16987679.9515 | Net Coincident Peak kW | 21993.2498 | Total Direct Implementation | 7256873.5 | PT Costs | 14886477.24
TRC Benefits | 39653613.7841 | Net Annual kWh | 74818691.8685 | Financial Incentives | 5917753.5 | PT Benefits | 112774344.5875
TRC Net Benefits | 22665933.8326 | Net Lifecycle kWh | 817217243.8742 | Activity | 0 | PT Net Benefits | 97887867.3475
TRC Ratio | 2.3343 | Net Annual Therms | 0 | Installation | 0 | PT Ratio | 7.5756
TRC Levelized Cost Electric | 0.030576 | Net Lifecycle Therms | 0 | Hardware & Materials | 170000 | [50 empty] | LOAD INCREASES
TRC Levelized Cost Gas | #DIV/0! |  |  | Rebate Processing & Inspection | 1169120 | [50 empty] | 0 | 0 | 0 | 0
MEASURE TYPE / END USE LOAD Select from List | TARGET SECTOR Select From List See Instructions For List Definitions | MEASURE / ACTIVITY NAME Provide Measure Descriptions in Proposal Narrative | UNIT GOALS | UNIT DEFINITION | FINANCIAL INCENTIVE PER UNIT | INSTALLATION, SERVICE, AND REPAIR LABOR COSTS PER UNIT | GROSS COINCIDENT PEAK DEMAND REDUCTION PER UNIT (kW) | GROSS ANNUAL ENERGY SAVINGS PER UNIT (kWh) | GROSS ANNUAL ENERGY SAVINGS PER UNIT (THERMS) | GROSS IMC | EUL | NTG | FINANCIAL INCENTIVE PER MEASURE | INSTALLATION, SERVICE, AND REPAIR LABOR COSTS PER MEASURE | TOTAL GROSS INCREMENTAL MEASURE COST PER MEASURE | TOTAL NET INCREMENTAL MEASURE COST PER MEASURE | PROJECTED NET COINCIDENT PEAK DEMAND REDUCTION (KW) | PROJECTED ANNUAL NET KWH SAVINGS | PROJECTED ANNUAL NET THERM SAVINGS | PROJECTED LIFECYCLE NET KWH SAVINGS | PROJECTED LIFECYCLE NET THERM SAVINGS | PRESENT VALUE OF ANNUALIZED ELECTRIC SAVINGS per KWH - TRC | PRESENT VALUE OF ANNUALIZED GAS SAVINGS per THERM - TRC | PG&E Res | PG&E Small Comm | PG&E Med Comm | PG&E Large Comm | PG&E Ag | SCE Res | SCE Small Comm | SCE Med Comm | SCE Large Comm | SCE Ag | SDGE Res | SDGE Small Comm | SDGE Med Comm | SDGE Large Comm | SDGE Ag | PRESENT VALUE OF ANNUALIZED ELECTRIC SAVINGS per KWH - PT | PG&E Res | PG&E Small Comm | PG&E Med Comm | PG&E Large Comm | PG&E Ag | SCG Res | SCG Small Comm | SCG Med Comm | SCG Large Comm | SCG Ag | SDGE Res | SDGE Small Comm | SDGE Med Comm | SDGE Large Comm | SDGE Ag | PRESENT VALUE OF ANNUALIZED GAS SAVINGS per THERM - PT | GROSS ELECTRICITY BENEFITS - PT | GROSS GAS BENEFITS - PT | NET ELECTRICITY BENEFITS - TRC | NET GAS BENEFITS -TRC | GROSS RESOURCE BENEFITS | NET RESOURCE BENEFITS
Residential - Comprehensive Measures | RES | Pool Pump & Motor - Single Speed | 4500 | Site | 125 |  | 0.765 | 1417 |  | 528 | 15 | 0.8 | 562500 | 0 | 2376000 | 1900800 | 2754 | 5101200 | 0 | 76518000 | 0 | 0.68336 | 4.7167 | 0 | 0 | 0 | 0 | 0 | 1.4782 | 0 | 0 | 0 | 0 | 0 | 0 | 0 | 0 | 0 | 1.4782 | 0 | 0 | 0 | 0 | 0 | 0 | 0 | 0 | 0 | 0 | 0 | 0 | 0 | 0 | 0 | 0 | 9425527.2606 | 0 | 3485973.8275 | 0 | 9425527.2606 | 3485973.8275
Residential - Comprehensive Measures | RES | Pool Pump & Motor - Two speed | 400 | Site | 300 |  | 0.765 | 785 |  | 528 | 15 | 0.8 | 120000 | 0 | 211200 | 168960 | 244.8 | 251200 | 0 | 3768000 | 0 | 0.68336 | 4.7167 | 0 | 0 | 0 | 0 | 0 | 1.4782 | 0 | 0 | 0 | 0 | 0 | 0 | 0 | 0 | 0 | 1.4782 | 0 | 0 | 0 | 0 | 0 | 0 | 0 | 0 | 0 | 0 | 0 | 0 | 0 | 0 | 0 | 0 | 464144.2107 | 0 | 171660.9083 | 0 | 464144.2107 | 171660.9083
HVAC - Air Conditioning Systems | RES | Room A/C - 5,000 to 18,000 btuh | 1500 | Unit | 50 |  | 0.14732 | 127 |  | 106 | 15 | 0.8 | 75000 | 0 | 159000 | 127200 | 176.784 | 152400 | 0 | 2286000 | 0 | 0.68336 | 4.7167 | 0 | 0 | 0 | 0 | 0 | 1.4782 | 0 | 0 | 0 | 0 | 0 | 0 | 0 | 0 | 0 | 1.4782 | 0 | 0 | 0 | 0 | 0 | 0 | 0 | 0 | 0 | 0 | 0 | 0 | 0 | 0 | 0 | 0 | 281590.6756 | 0 | 104144.5956 | 0 | 281590.6756 | 104144.5956
Water Heating - Systems | RES | Electric Water Heater >.93 | 500 | Unit | 40 |  | 0 | 171 |  | 60 | 13 | 0.89 | 20000 | 0 | 30000 | 26700 | 0 | 76095 | 0 | 989235 | 0 | 0.61483 | 4.2688 | 0 | 0 | 0 | 0 | 0 | 1.3466 | 0 | 0 | 0 | 0 | 0 | 0 | 0 | 0 | 0 | 1.3466 | 0 | 0 | 0 | 0 | 0 | 0 | 0 | 0 | 0 | 0 | 0 | 0 | 0 | 0 | 0 | 0 | 115131.2034 | 0 | 46785.5764 | 0 | 115131.2034 | 46785.5764
Water Heating - Systems | RES | Electric Water Heater >.93 (2005) |  | Unit | 30 |  | 0 | 171 |  | 60 | 13 | 0.89 | 0 | 0 | 0 | 0 | 0 | 0 | 0 | 0 | 0 | 0.61483 | 4.2688 | 0 | 0 | 0 | 0 | 0 | 1.3466 | 0 | 0 | 0 | 0 | 0 | 0 | 0 | 0 | 0 | 1.3466 | 0 | 0 | 0 | 0 | 0 | 0 | 0 | 0 | 0 | 0 | 0 | 0 | 0 | 0 | 0 | 0 | 0 | 0 | 0 | 0 | 0 | 0
Building Shell - Windows | RES | High Performance Window | 814519 | sq. ft. | 1 |  | 0.001264 | 1.2417 |  | 1.68 | 20 | 0.89 | 814519 | 0 | 1368391.92 | 1217868.8088 | 916.3013 | 900135.5356 | 0 | 18002710.7129 | 0 | 0.83625 | 5.6989 | 0 | 0 | 0 | 0 | 0 | 1.7479 | 0 | 0 | 0 | 0 | 0 | 0 | 0 | 0 | 0 | 1.7479 | 0 | 0 | 0 | 0 | 0 | 0 | 0 | 0 | 0 | 0 | 0 | 0 | 0 | 0 | 0 | 0 | 1767850.4829 | 0 | 752737.3652 | 0 | 1767850.4829 | 752737.3652
HVAC - Controls | RES | Programmable Thermostat | 25500 | Unit | 20 |  | 0.12 | 286.91 |  | 58 | 12 | 0.89 | 510000 | 0 | 1479000 | 1316310 | 2723.4 | 6511422.45 | 0 | 78137069.4 | 0 | 0.57879 | 4.0305 | 0 | 0 | 0 | 0 | 0 | 1.2749 | 0 | 0 | 0 | 0 | 0 | 0 | 0 | 0 | 0 | 1.2749 | 0 | 0 | 0 | 0 | 0 | 0 | 0 | 0 | 0 | 0 | 0 | 0 | 0 | 0 | 0 | 0 | 9327103.3483 | 0 | 3768751.2473 | 0 | 9327103.3483 | 3768751.2473
HVAC - Controls | RES | Programmable Thermostat (2005) |  | Unit | 10 |  | 0.12 | 286.91 |  | 58 | 12 | 0.89 | 0 | 0 | 0 | 0 | 0 | 0 | 0 | 0 | 0 | 0.57879 | 4.0305 | 0 | 0 | 0 | 0 | 0 | 1.2749 | 0 | 0 | 0 | 0 | 0 | 0 | 0 | 0 | 0 | 1.2749 | 0 | 0 | 0 | 0 | 0 | 0 | 0 | 0 | 0 | 0 | 0 | 0 | 0 | 0 | 0 | 0 | 0 | 0 | 0 | 0 | 0 | 0
Building Shell - Insulation | RES | Attic Insulation | 2000 | sq. ft. | 0.15 |  | 2.342e-05 | 0.030431 |  | 0.5 | 20 | 0.89 | 300 | 0 | 1000 | 890 | 0.041688 | 54.1665 | 0 | 1083.3298 | 0 | 0.83625 | 5.6989 | 0 | 0 | 0 | 0 | 0 | 1.7479 | 0 | 0 | 0 | 0 | 0 | 0 | 0 | 0 | 0 | 1.7479 | 0 | 0 | 0 | 0 | 0 | 0 | 0 | 0 | 0 | 0 | 0 | 0 | 0 | 0 | 0 | 0 | 106.382 | 0 | 45.2967 | 0 | 106.382 | 45.2967
Building Shell - Insulation | RES | Wall Insulation | 1900 | sq. ft. | 0.15 |  | 6.8817e-05 | 0.046163 |  | 0.9 | 20 | 0.89 | 285 | 0 | 1710 | 1521.9 | 0.11637 | 78.0609 | 0 | 1561.2188 | 0 | 0.83625 | 5.6989 | 0 | 0 | 0 | 0 | 0 | 1.7479 | 0 | 0 | 0 | 0 | 0 | 0 | 0 | 0 | 0 | 1.7479 | 0 | 0 | 0 | 0 | 0 | 0 | 0 | 0 | 0 | 0 | 0 | 0 | 0 | 0 | 0 | 0 | 153.3103 | 0 | 65.2784 | 0 | 153.3103 | 65.2784
HVAC - Ventilation Systems | RES | Whole House Fan | 3400 | Unit | 100 |  | 0.80135 | 517 |  | 142 | 18 | 0.89 | 340000 | 0 | 482800 | 429692 | 2424.8851 | 1564442 | 0 | 28159956 | 0 | 0.77786 | 5.3306 | 0 | 0 | 0 | 0 | 0 | 1.6492 | 0 | 0 | 0 | 0 | 0 | 0 | 0 | 0 | 0 | 1.6492 | 0 | 0 | 0 | 0 | 0 | 0 | 0 | 0 | 0 | 0 | 0 | 0 | 0 | 0 | 0 | 0 | 2899039.3686 | 0 | 1216920.3423 | 0 | 2899039.3686 | 1216920.3423
HVAC - Air Conditioning Systems | RES | Evaporative Cooler Tier I | 1500 | Unit | 300 |  | 1.5829 | 1849 |  | 360 | 7 | 0.89 | 450000 | 0 | 540000 | 480600 | 2113.1715 | 2468415 | 0 | 17278905 | 0 | 0.37731 | 2.7008 | 0 | 0 | 0 | 0 | 0 | 0.84736 | 0 | 0 | 0 | 0 | 0 | 0 | 0 | 0 | 0 | 0.84736 | 0 | 0 | 0 | 0 | 0 | 0 | 0 | 0 | 0 | 0 | 0 | 0 | 0 | 0 | 0 | 0 | 2350141.987 | 0 | 931346.2366 | 0 | 2350141.987 | 931346.2366
HVAC - Air Conditioning Systems | RES | Evaporative Cooler Tier I/damper | 120 | Unit | 400 |  | 1.5829 | 1891.1773 |  | 360 | 7 | 0.89 | 48000 | 0 | 43200 | 38448 | 169.0537 | 201977.7395 | 0 | 1413844.1766 | 0 | 0.37731 | 2.7008 | 0 | 0 | 0 | 0 | 0 | 0.84736 | 0 | 0 | 0 | 0 | 0 | 0 | 0 | 0 | 0 | 0.84736 | 0 | 0 | 0 | 0 | 0 | 0 | 0 | 0 | 0 | 0 | 0 | 0 | 0 | 0 | 0 | 0 | 192300.0655 | 0 | 76207.2859 | 0 | 192300.0655 | 76207.2859
HVAC - Air Conditioning Systems | RES | Evaporative Cooler Tier II | 100 | Unit | 500 |  | 1.5829 | 1972.8109 |  | 360 | 7 | 0.89 | 50000 | 0 | 36000 | 32040 | 140.8781 | 175580.1692 | 0 | 1229061.1847 | 0 | 0.37731 | 2.7008 | 0 | 0 | 0 | 0 | 0 | 0.84736 | 0 | 0 | 0 | 0 | 0 | 0 | 0 | 0 | 0 | 0.84736 | 0 | 0 | 0 | 0 | 0 | 0 | 0 | 0 | 0 | 0 | 0 | 0 | 0 | 0 | 0 | 0 | 167167.3231 | 0 | 66247.3408 | 0 | 167167.3231 | 66247.3408
HVAC - Air Conditioning Systems | RES | Evaporative Cooler Tier II/damper | 50 | Unit | 600 |  | 1.5829 | 2205.4665 |  | 360 | 7 | 0.89 | 30000 | 0 | 18000 | 16020 | 70.439 | 98143.2601 | 0 | 687002.8208 | 0 | 0.37731 | 2.7008 | 0 | 0 | 0 | 0 | 0 | 0.84736 | 0 | 0 | 0 | 0 | 0 | 0 | 0 | 0 | 0 | 0.84736 | 0 | 0 | 0 | 0 | 0 | 0 | 0 | 0 | 0 | 0 | 0 | 0 | 0 | 0 | 0 | 0 | 93440.7692 | 0 | 37029.9791 | 0 | 93440.7692 | 37029.9791
HVAC - Air Conditioning Systems | RES | Energy Star AC - Tier I | 981 | Unit | 200 |  | 0.746 | 396 |  | 636 | 18 | 0.89 | 196200 | 0 | 623916 | 555285.24 | 651.3251 | 345743.64 | 0 | 6223385.52 | 0 | 0.77786 | 5.3306 | 0 | 0 | 0 | 0 | 0 | 1.6492 | 0 | 0 | 0 | 0 | 0 | 0 | 0 | 0 | 0 | 1.6492 | 0 | 0 | 0 | 0 | 0 | 0 | 0 | 0 | 0 | 0 | 0 | 0 | 0 | 0 | 0 | 0 | 640691.3288 | 0 | 268940.9187 | 0 | 640691.3288 | 268940.9187
HVAC - Air Conditioning Systems | RES | Energy Star AC - Tier I with TXV | 730 | Unit | 225 |  | 0.79822 | 423.72 |  | 636 | 18 | 0.89 | 164250 | 0 | 464280 | 413209.2 | 518.6035 | 275290.884 | 0 | 4955235.912 | 0 | 0.77786 | 5.3306 | 0 | 0 | 0 | 0 | 0 | 1.6492 | 0 | 0 | 0 | 0 | 0 | 0 | 0 | 0 | 0 | 1.6492 | 0 | 0 | 0 | 0 | 0 | 0 | 0 | 0 | 0 | 0 | 0 | 0 | 0 | 0 | 0 | 0 | 510136.5922 | 0 | 214138.3808 | 0 | 510136.5922 | 214138.3808
HVAC - Air Conditioning Systems | RES | Central AC - Tier II | 600 | Unit | 425 |  | 1.0153 | 540.4375 |  | 1684 | 18 | 0.89 | 255000 | 0 | 1010400 | 899256 | 542.1493 | 288593.625 | 0 | 5194685.25 | 0 | 0.77786 | 5.3306 | 0 | 0 | 0 | 0 | 0 | 1.6492 | 0 | 0 | 0 | 0 | 0 | 0 | 0 | 0 | 0 | 1.6492 | 0 | 0 | 0 | 0 | 0 | 0 | 0 | 0 | 0 | 0 | 0 | 0 | 0 | 0 | 0 | 0 | 534787.6626 | 0 | 224486.0806 | 0 | 534787.6626 | 224486.0806
HVAC - Heating Systems | RES | Energy Star HP - Tier I | 60 | Unit | 275 |  | 0.65375 | 526.58 |  | 398 | 18 | 0.89 | 16500 | 0 | 23880 | 21253.2 | 34.9102 | 28119.372 | 0 | 506148.696 | 0 | 0.77786 | 5.3306 | 0 | 0 | 0 | 0 | 0 | 1.6492 | 0 | 0 | 0 | 0 | 0 | 0 | 0 | 0 | 0 | 1.6492 | 0 | 0 | 0 | 0 | 0 | 0 | 0 | 0 | 0 | 0 | 0 | 0 | 0 | 0 | 0 | 0 | 52107.5032 | 0 | 21872.9974 | 0 | 52107.5032 | 21872.9974
HVAC - Heating Systems | RES | Energy Star HP - Tier I (2005) |  | Unit | 200 |  | 0.65375 | 526.58 |  | 398 | 18 | 0.89 | 0 | 0 | 0 | 0 | 0 | 0 | 0 | 0 | 0 | 0.77786 | 5.3306 | 0 | 0 | 0 | 0 | 0 | 1.6492 | 0 | 0 | 0 | 0 | 0 | 0 | 0 | 0 | 0 | 1.6492 | 0 | 0 | 0 | 0 | 0 | 0 | 0 | 0 | 0 | 0 | 0 | 0 | 0 | 0 | 0 | 0 | 0 | 0 | 0 | 0 | 0 | 0
HVAC - Heating Systems | RES | Energy Star HP - Tier I, with TXV | 180 | Unit | 300 |  | 0.69951 | 563.44 |  | 398 | 18 | 0.89 | 54000 | 0 | 71640 | 63759.6 | 112.0615 | 90263.088 | 0 | 1624735.584 | 0 | 0.77786 | 5.3306 | 0 | 0 | 0 | 0 | 0 | 1.6492 | 0 | 0 | 0 | 0 | 0 | 0 | 0 | 0 | 0 | 1.6492 | 0 | 0 | 0 | 0 | 0 | 0 | 0 | 0 | 0 | 0 | 0 | 0 | 0 | 0 | 0 | 0 | 167264.907 | 0 | 70212.2469 | 0 | 167264.907 | 70212.2469
HVAC - Heating Systems | RES | Central Heat Pump - Tier II | 14 | Unit | 500 |  | 0.95 | 1054.445 |  | 613 | 18 | 0.89 | 7000 | 0 | 8582 | 7637.98 | 11.837 | 13138.3847 | 0 | 236490.9246 | 0 | 0.77786 | 5.3306 | 0 | 0 | 0 | 0 | 0 | 1.6492 | 0 | 0 | 0 | 0 | 0 | 0 | 0 | 0 | 0 | 1.6492 | 0 | 0 | 0 | 0 | 0 | 0 | 0 | 0 | 0 | 0 | 0 | 0 | 0 | 0 | 0 | 0 | 24346.5047 | 0 | 10219.8532 | 0 | 24346.5047 | 10219.8532
HVAC - Heating Systems | RES | Central Heat Pump - Tier II (2005) |  | Unit | 425 |  | 0.95 | 1054.445 |  | 613 | 18 | 0.89 | 0 | 0 | 0 | 0 | 0 | 0 | 0 | 0 | 0 | 0.77786 | 5.3306 | 0 | 0 | 0 | 0 | 0 | 1.6492 | 0 | 0 | 0 | 0 | 0 | 0 | 0 | 0 | 0 | 1.6492 | 0 | 0 | 0 | 0 | 0 | 0 | 0 | 0 | 0 | 0 | 0 | 0 | 0 | 0 | 0 | 0 | 0 | 0 | 0 | 0 | 0 | 0
Residential - Comprehensive Measures | RES | Duct Test - Single Family | 0 | unit | 50 |  | 0 | 0 |  | 100 | 10 | 0.89 | 0 | 0 | 0 | 0 | 0 | 0 | 0 | 0 | 0 | 0.50271 | 3.5343 | 0 | 0 | 0 | 0 | 0 | 1.1185 | 0 | 0 | 0 | 0 | 0 | 0 | 0 | 0 | 0 | 1.1185 | 0 | 0 | 0 | 0 | 0 | 0 | 0 | 0 | 0 | 0 | 0 | 0 | 0 | 0 | 0 | 0 | 0 | 0 | 0 | 0 | 0 | 0
Residential - Comprehensive Measures | RES | Duct Sealing - Single Family | 0 | site | 200 |  | 0.24 | 402 |  | 358.38 | 20 | 0.89 | 0 | 0 | 0 | 0 | 0 | 0 | 0 | 0 | 0 | 0.83625 | 5.6989 | 0 | 0 | 0 | 0 | 0 | 1.7479 | 0 | 0 | 0 | 0 | 0 | 0 | 0 | 0 | 0 | 1.7479 | 0 | 0 | 0 | 0 | 0 | 0 | 0 | 0 | 0 | 0 | 0 | 0 | 0 | 0 | 0 | 0 | 0 | 0 | 0 | 0 | 0 | 0
Lighting - Comprehensive Measures | RES | Screw-in CFL 5 Watt <450 Lumens | 0 | Unit | 0 |  | 0.003 | 19.17 |  | 4.28 | 9 | 0.8 | 0 | 0 | 0 | 0 | 0 | 0 | 0 | 0 | 0 | 0.4625 | 3.2675 | 0 | 0 | 0 | 0 | 0 | 1.0333 | 0 | 0 | 0 | 0 | 0 | 0 | 0 | 0 | 0 | 1.0333 | 0 | 0 | 0 | 0 | 0 | 0 | 0 | 0 | 0 | 0 | 0 | 0 | 0 | 0 | 0 | 0 | 0 | 0 | 0 | 0 | 0 | 0
Lighting - Comprehensive Measures | RES | Screw-in CFL 7 Watt 450 to 799 Lumens | 0 | Unit | 1 |  | 0.0036 | 23.004 |  | 4.28 | 9 | 0.8 | 0 | 0 | 0 | 0 | 0 | 0 | 0 | 0 | 0 | 0.4625 | 3.2675 | 0 | 0 | 0 | 0 | 0 | 1.0333 | 0 | 0 | 0 | 0 | 0 | 0 | 0 | 0 | 0 | 1.0333 | 0 | 0 | 0 | 0 | 0 | 0 | 0 | 0 | 0 | 0 | 0 | 0 | 0 | 0 | 0 | 0 | 0 | 0 | 0 | 0 | 0 | 0
Lighting - Comprehensive Measures | RES | Screw-in CFL 9 Watt 450 to 799 Lumens | 291 | Unit | 1 |  | 0.0032 | 20.448 |  | 4.28 | 9 | 0.8 | 291 | 0 | 1245.48 | 996.384 | 0.74496 | 4760.2944 | 0 | 42842.6496 | 0 | 0.4625 | 3.2675 | 0 | 0 | 0 | 0 | 0 | 1.0333 | 0 | 0 | 0 | 0 | 0 | 0 | 0 | 0 | 0 | 1.0333 | 0 | 0 | 0 | 0 | 0 | 0 | 0 | 0 | 0 | 0 | 0 | 0 | 0 | 0 | 0 | 0 | 6148.2705 | 0 | 2201.6249 | 0 | 6148.2705 | 2201.6249
Lighting - Comprehensive Measures | RES | Screw-in CFL 10 Watt <450 Lumens | 0 | Unit | 1 |  | 0.003 | 19.17 |  | 4.28 | 9 | 0.8 | 0 | 0 | 0 | 0 | 0 | 0 | 0 | 0 | 0 | 0.4625 | 3.2675 | 0 | 0 | 0 | 0 | 0 | 1.0333 | 0 | 0 | 0 | 0 | 0 | 0 | 0 | 0 | 0 | 1.0333 | 0 | 0 | 0 | 0 | 0 | 0 | 0 | 0 | 0 | 0 | 0 | 0 | 0 | 0 | 0 | 0 | 0 | 0 | 0 | 0 | 0 | 0
Lighting - Comprehensive Measures | RES | Screw-in CFL 10 Watt 450 to 799 Lumens | 3152 | Unit | 1 |  | 0.006 | 38.34 |  | 4.28 | 9 | 0.8 | 3152 | 0 | 13490.56 | 10792.448 | 15.1296 | 96678.144 | 0 | 870103.296 | 0 | 0.4625 | 3.2675 | 0 | 0 | 0 | 0 | 0 | 1.0333 | 0 | 0 | 0 | 0 | 0 | 0 | 0 | 0 | 0 | 1.0333 | 0 | 0 | 0 | 0 | 0 | 0 | 0 | 0 | 0 | 0 | 0 | 0 | 0 | 0 | 0 | 0 | 124866.9365 | 0 | 44713.4134 | 0 | 124866.9365 | 44713.4134
Lighting - Comprehensive Measures | RES | Screw-in CFL 10 Watt 800 to 1,099 Lumens | 0 | Unit | 1.5 |  | 0.01 | 63.9 |  | 4.28 | 9 | 0.8 | 0 | 0 | 0 | 0 | 0 | 0 | 0 | 0 | 0 | 0.4625 | 3.2675 | 0 | 0 | 0 | 0 | 0 | 1.0333 | 0 | 0 | 0 | 0 | 0 | 0 | 0 | 0 | 0 | 1.0333 | 0 | 0 | 0 | 0 | 0 | 0 | 0 | 0 | 0 | 0 | 0 | 0 | 0 | 0 | 0 | 0 | 0 | 0 | 0 | 0 | 0 | 0
Lighting - Comprehensive Measures | RES | Screw-in CFL 11 Watt <450 Lumens | 0 | Unit | 1 |  | 0.0028 | 17.892 |  | 4.28 | 9 | 0.8 | 0 | 0 | 0 | 0 | 0 | 0 | 0 | 0 | 0 | 0.4625 | 3.2675 | 0 | 0 | 0 | 0 | 0 | 1.0333 | 0 | 0 | 0 | 0 | 0 | 0 | 0 | 0 | 0 | 1.0333 | 0 | 0 | 0 | 0 | 0 | 0 | 0 | 0 | 0 | 0 | 0 | 0 | 0 | 0 | 0 | 0 | 0 | 0 | 0 | 0 | 0 | 0
Lighting - Comprehensive Measures | RES | Screw-in CFL 11 Watt 450 to 799 Lumens | 2683 | Unit | 1 |  | 0.0058 | 37.062 |  | 4.28 | 9 | 0.8 | 2683 | 0 | 11483.24 | 9186.592 | 12.4491 | 79549.8768 | 0 | 715948.8912 | 0 | 0.4625 | 3.2675 | 0 | 0 | 0 | 0 | 0 | 1.0333 | 0 | 0 | 0 | 0 | 0 | 0 | 0 | 0 | 0 | 1.0333 | 0 | 0 | 0 | 0 | 0 | 0 | 0 | 0 | 0 | 0 | 0 | 0 | 0 | 0 | 0 | 0 | 102744.5192 | 0 | 36791.6303 | 0 | 102744.5192 | 36791.6303
Lighting - Comprehensive Measures | RES | Screw-in CFL 11 Watt 800 to 1,099 Lumens | 0 | Unit | 1.5 |  | 0.0098 | 62.622 |  | 4.28 | 9 | 0.8 | 0 | 0 | 0 | 0 | 0 | 0 | 0 | 0 | 0 | 0.4625 | 3.2675 | 0 | 0 | 0 | 0 | 0 | 1.0333 | 0 | 0 | 0 | 0 | 0 | 0 | 0 | 0 | 0 | 1.0333 | 0 | 0 | 0 | 0 | 0 | 0 | 0 | 0 | 0 | 0 | 0 | 0 | 0 | 0 | 0 | 0 | 0 | 0 | 0 | 0 | 0 | 0
Lighting - Comprehensive Measures | RES | Screw-in CFL 12 Watt <450 Lumens (closed lamp) | 0 | Unit | 1 |  | 0.0026 | 16.614 |  | 4.28 | 9 | 0.8 | 0 | 0 | 0 | 0 | 0 | 0 | 0 | 0 | 0 | 0.4625 | 3.2675 | 0 | 0 | 0 | 0 | 0 | 1.0333 | 0 | 0 | 0 | 0 | 0 | 0 | 0 | 0 | 0 | 1.0333 | 0 | 0 | 0 | 0 | 0 | 0 | 0 | 0 | 0 | 0 | 0 | 0 | 0 | 0 | 0 | 0 | 0 | 0 | 0 | 0 | 0 | 0
Lighting - Comprehensive Measures | RES | Screw-in CFL 12 Watt 450 to 799 Lumens | 2672 | Unit | 1 |  | 0.0056 | 35.784 |  | 4.28 | 9 | 0.8 | 2672 | 0 | 11436.16 | 9148.928 | 11.9706 | 76491.8784 | 0 | 688426.9056 | 0 | 0.4625 | 3.2675 | 0 | 0 | 0 | 0 | 0 | 1.0333 | 0 | 0 | 0 | 0 | 0 | 0 | 0 | 0 | 0 | 1.0333 | 0 | 0 | 0 | 0 | 0 | 0 | 0 | 0 | 0 | 0 | 0 | 0 | 0 | 0 | 0 | 0 | 98794.8892 | 0 | 35377.3132 | 0 | 98794.8892 | 35377.3132
Lighting - Comprehensive Measures | RES | Screw-in CFL 12 Watt 800 to 1,099 Lumens | 0 | Unit | 1.5 |  | 0.0096 | 61.344 |  | 4.28 | 9 | 0.8 | 0 | 0 | 0 | 0 | 0 | 0 | 0 | 0 | 0 | 0.4625 | 3.2675 | 0 | 0 | 0 | 0 | 0 | 1.0333 | 0 | 0 | 0 | 0 | 0 | 0 | 0 | 0 | 0 | 1.0333 | 0 | 0 | 0 | 0 | 0 | 0 | 0 | 0 | 0 | 0 | 0 | 0 | 0 | 0 | 0 | 0 | 0 | 0 | 0 | 0 | 0 | 0
Lighting - Comprehensive Measures | RES | Screw-in CFL 13 Watt <450 Lumens (closed lamp) | 0 | Unit | 1 |  | 0.0024 | 15.336 |  | 4.28 | 9 | 0.8 | 0 | 0 | 0 | 0 | 0 | 0 | 0 | 0 | 0 | 0.4625 | 3.2675 | 0 | 0 | 0 | 0 | 0 | 1.0333 | 0 | 0 | 0 | 0 | 0 | 0 | 0 | 0 | 0 | 1.0333 | 0 | 0 | 0 | 0 | 0 | 0 | 0 | 0 | 0 | 0 | 0 | 0 | 0 | 0 | 0 | 0 | 0 | 0 | 0 | 0 | 0 | 0
Lighting - Comprehensive Measures | RES | Screw-in CFL 13 Watt 450 to 799 Lumens | 5343 | Unit | 1 |  | 0.0054 | 34.506 |  | 4.28 | 9 | 0.8 | 5343 | 0 | 22868.04 | 18294.432 | 23.0818 | 147492.4464 | 0 | 1327432.0176 | 0 | 0.4625 | 3.2675 | 0 | 0 | 0 | 0 | 0 | 1.0333 | 0 | 0 | 0 | 0 | 0 | 0 | 0 | 0 | 0 | 1.0333 | 0 | 0 | 0 | 0 | 0 | 0 | 0 | 0 | 0 | 0 | 0 | 0 | 0 | 0 | 0 | 0 | 190497.347 | 0 | 68214.9083 | 0 | 190497.347 | 68214.9083
Lighting - Comprehensive Measures | RES | Screw-in CFL 13 Watt 800 to 1,099 Lumens | 106866 | Unit | 1.5 |  | 0.0094 | 60.066 |  | 4.28 | 9 | 0.8 | 160299 | 0 | 457386.48 | 365909.184 | 803.6323 | 5135210.5248 | 0 | 46216894.7232 | 0 | 0.4625 | 3.2675 | 0 | 0 | 0 | 0 | 0 | 1.0333 | 0 | 0 | 0 | 0 | 0 | 0 | 0 | 0 | 0 | 1.0333 | 0 | 0 | 0 | 0 | 0 | 0 | 0 | 0 | 0 | 0 | 0 | 0 | 0 | 0 | 0 | 0 | 6632502.2411 | 0 | 2375022.7472 | 0 | 6632502.2411 | 2375022.7472
Lighting - Comprehensive Measures | RES | Screw-in CFL 14 Watt 450 to 799 Lumens | 668 | Unit | 1 |  | 0.0052 | 33.228 |  | 4.28 | 9 | 0.8 | 668 | 0 | 2859.04 | 2287.232 | 2.7789 | 17757.0432 | 0 | 159813.3888 | 0 | 0.4625 | 3.2675 | 0 | 0 | 0 | 0 | 0 | 1.0333 | 0 | 0 | 0 | 0 | 0 | 0 | 0 | 0 | 0 | 1.0333 | 0 | 0 | 0 | 0 | 0 | 0 | 0 | 0 | 0 | 0 | 0 | 0 | 0 | 0 | 0 | 0 | 22934.5279 | 0 | 8212.5906 | 0 | 22934.5279 | 8212.5906
Lighting - Comprehensive Measures | RES | Screw-in CFL 14 Watt 800 to 1,099 Lumens | 133588 | Unit | 1.5 |  | 0.0092 | 58.788 |  | 4.28 | 9 | 0.8 | 200382 | 0 | 571756.64 | 457405.312 | 983.2077 | 6282697.0752 | 0 | 56544273.6768 | 0 | 0.4625 | 3.2675 | 0 | 0 | 0 | 0 | 0 | 1.0333 | 0 | 0 | 0 | 0 | 0 | 0 | 0 | 0 | 0 | 1.0333 | 0 | 0 | 0 | 0 | 0 | 0 | 0 | 0 | 0 | 0 | 0 | 0 | 0 | 0 | 0 | 0 | 8114565.5529 | 0 | 2905732.5683 | 0 | 8114565.5529 | 2905732.5683
Lighting - Comprehensive Measures | RES | Screw-in CFL 15 Watt 450 to 799 Lumens | 401 | Unit | 1 |  | 0.005 | 31.95 |  | 4.28 | 9 | 0.8 | 401 | 0 | 1716.28 | 1373.024 | 1.604 | 10249.56 | 0 | 92246.04 | 0 | 0.4625 | 3.2675 | 0 | 0 | 0 | 0 | 0 | 1.0333 | 0 | 0 | 0 | 0 | 0 | 0 | 0 | 0 | 0 | 1.0333 | 0 | 0 | 0 | 0 | 0 | 0 | 0 | 0 | 0 | 0 | 0 | 0 | 0 | 0 | 0 | 0 | 13238.0609 | 0 | 4740.3973 | 0 | 13238.0609 | 4740.3973
Lighting - Comprehensive Measures | RES | Screw-in CFL 15 Watt 800 to 1,099 Lumens | 80153 | Unit | 1.5 |  | 0.009 | 57.51 |  | 4.28 | 9 | 0.8 | 120229.5 | 0 | 343054.84 | 274443.872 | 577.1016 | 3687679.224 | 0 | 33189113.016 | 0 | 0.4625 | 3.2675 | 0 | 0 | 0 | 0 | 0 | 1.0333 | 0 | 0 | 0 | 0 | 0 | 0 | 0 | 0 | 0 | 1.0333 | 0 | 0 | 0 | 0 | 0 | 0 | 0 | 0 | 0 | 0 | 0 | 0 | 0 | 0 | 0 | 0 | 4762909.0569 | 0 | 1705542.9371 | 0 | 4762909.0569 | 1705542.9371
Lighting - Comprehensive Measures | RES | Screw-in CFL 16 Watt 450 to 799 Lumens | 267 | Unit | 1 |  | 0.0048 | 30.672 |  | 4.28 | 9 | 0.8 | 267 | 0 | 1142.76 | 914.208 | 1.0253 | 6551.5392 | 0 | 58963.8528 | 0 | 0.4625 | 3.2675 | 0 | 0 | 0 | 0 | 0 | 1.0333 | 0 | 0 | 0 | 0 | 0 | 0 | 0 | 0 | 0 | 1.0333 | 0 | 0 | 0 | 0 | 0 | 0 | 0 | 0 | 0 | 0 | 0 | 0 | 0 | 0 | 0 | 0 | 8461.7949 | 0 | 3030.0714 | 0 | 8461.7949 | 3030.0714
Lighting - Comprehensive Measures | RES | Screw-in CFL 16 Watt 800 to 1,099 Lumens | 668 | Unit | 1.5 |  | 0.0088 | 56.232 |  | 4.28 | 9 | 0.8 | 1002 | 0 | 2859.04 | 2287.232 | 4.7027 | 30050.3808 | 0 | 270453.4272 | 0 | 0.4625 | 3.2675 | 0 | 0 | 0 | 0 | 0 | 1.0333 | 0 | 0 | 0 | 0 | 0 | 0 | 0 | 0 | 0 | 1.0333 | 0 | 0 | 0 | 0 | 0 | 0 | 0 | 0 | 0 | 0 | 0 | 0 | 0 | 0 | 0 | 0 | 38812.2779 | 0 | 13898.2302 | 0 | 38812.2779 | 13898.2302
Lighting - Comprehensive Measures | RES | Screw-in CFL 16 Watt 1,100 to 1,399 Lumens | 0 | Unit | 2 |  | 0.0118 | 75.402 |  | 4.28 | 9 | 0.8 | 0 | 0 | 0 | 0 | 0 | 0 | 0 | 0 | 0 | 0.4625 | 3.2675 | 0 | 0 | 0 | 0 | 0 | 1.0333 | 0 | 0 | 0 | 0 | 0 | 0 | 0 | 0 | 0 | 1.0333 | 0 | 0 | 0 | 0 | 0 | 0 | 0 | 0 | 0 | 0 | 0 | 0 | 0 | 0 | 0 | 0 | 0 | 0 | 0 | 0 | 0 | 0
Lighting - Comprehensive Measures | RES | Screw-in CFL 17 Watt 450 to 799 Lumens | 668 | Unit | 1 |  | 0.0046 | 29.394 |  | 4.28 | 9 | 0.8 | 668 | 0 | 2859.04 | 2287.232 | 2.4582 | 15708.1536 | 0 | 141373.3824 | 0 | 0.4625 | 3.2675 | 0 | 0 | 0 | 0 | 0 | 1.0333 | 0 | 0 | 0 | 0 | 0 | 0 | 0 | 0 | 0 | 1.0333 | 0 | 0 | 0 | 0 | 0 | 0 | 0 | 0 | 0 | 0 | 0 | 0 | 0 | 0 | 0 | 0 | 20288.2362 | 0 | 7264.984 | 0 | 20288.2362 | 7264.984
Lighting - Comprehensive Measures | RES | Screw-in CFL 17 Watt 800 to 1,099 Lumens | 668 | Unit | 1.5 |  | 0.0086 | 54.954 |  | 4.28 | 9 | 0.8 | 1002 | 0 | 2859.04 | 2287.232 | 4.5958 | 29367.4176 | 0 | 264306.7584 | 0 | 0.4625 | 3.2675 | 0 | 0 | 0 | 0 | 0 | 1.0333 | 0 | 0 | 0 | 0 | 0 | 0 | 0 | 0 | 0 | 1.0333 | 0 | 0 | 0 | 0 | 0 | 0 | 0 | 0 | 0 | 0 | 0 | 0 | 0 | 0 | 0 | 0 | 37930.1807 | 0 | 13582.3613 | 0 | 37930.1807 | 13582.3613
Lighting - Comprehensive Measures | RES | Screw-in CFL 17 Watt 1,100 to 1,399 Lumens | 0 | Unit | 2 |  | 0.0116 | 74.124 |  | 4.28 | 9 | 0.8 | 0 | 0 | 0 | 0 | 0 | 0 | 0 | 0 | 0 | 0.4625 | 3.2675 | 0 | 0 | 0 | 0 | 0 | 1.0333 | 0 | 0 | 0 | 0 | 0 | 0 | 0 | 0 | 0 | 1.0333 | 0 | 0 | 0 | 0 | 0 | 0 | 0 | 0 | 0 | 0 | 0 | 0 | 0 | 0 | 0 | 0 | 0 | 0 | 0 | 0 | 0 | 0
Lighting - Comprehensive Measures | RES | Screw-in CFL 18 Watt 450 to 799 Lumens | 673 | Unit | 1 |  | 0.0044 | 28.116 |  | 4.28 | 9 | 0.8 | 673 | 0 | 2880.44 | 2304.352 | 2.369 | 15137.6544 | 0 | 136238.8896 | 0 | 0.4625 | 3.2675 | 0 | 0 | 0 | 0 | 0 | 1.0333 | 0 | 0 | 0 | 0 | 0 | 0 | 0 | 0 | 0 | 1.0333 | 0 | 0 | 0 | 0 | 0 | 0 | 0 | 0 | 0 | 0 | 0 | 0 | 0 | 0 | 0 | 0 | 19551.3945 | 0 | 7001.1294 | 0 | 19551.3945 | 7001.1294
Lighting - Comprehensive Measures | RES | Screw-in CFL 18 Watt 800 to 1,099 Lumens | 6679 | Unit | 1.5 |  | 0.0084 | 53.676 |  | 4.28 | 9 | 0.8 | 10018.5 | 0 | 28586.12 | 22868.896 | 44.8829 | 286801.6032 | 0 | 2581214.4288 | 0 | 0.4625 | 3.2675 | 0 | 0 | 0 | 0 | 0 | 1.0333 | 0 | 0 | 0 | 0 | 0 | 0 | 0 | 0 | 0 | 1.0333 | 0 | 0 | 0 | 0 | 0 | 0 | 0 | 0 | 0 | 0 | 0 | 0 | 0 | 0 | 0 | 0 | 370425.3734 | 0 | 132645.0645 | 0 | 370425.3734 | 132645.0645
Lighting - Comprehensive Measures | RES | Screw-in CFL 18 Watt 1,100 to 1,399 Lumens | 80154 | Unit | 2 |  | 0.0114 | 72.846 |  | 4.28 | 9 | 0.8 | 160308 | 0 | 343059.12 | 274447.296 | 731.0045 | 4671118.6272 | 0 | 42040067.6448 | 0 | 0.4625 | 3.2675 | 0 | 0 | 0 | 0 | 0 | 1.0333 | 0 | 0 | 0 | 0 | 0 | 0 | 0 | 0 | 0 | 1.0333 | 0 | 0 | 0 | 0 | 0 | 0 | 0 | 0 | 0 | 0 | 0 | 0 | 0 | 0 | 0 | 0 | 6033093.4075 | 0 | 2160381.3399 | 0 | 6033093.4075 | 2160381.3399
Lighting - Comprehensive Measures | RES | Screw-in CFL 19 Watt 450 to 799 Lumens | 0 | Unit | 1 |  | 0.0042 | 26.838 |  | 4.28 | 9 | 0.8 | 0 | 0 | 0 | 0 | 0 | 0 | 0 | 0 | 0 | 0.4625 | 3.2675 | 0 | 0 | 0 | 0 | 0 | 1.0333 | 0 | 0 | 0 | 0 | 0 | 0 | 0 | 0 | 0 | 1.0333 | 0 | 0 | 0 | 0 | 0 | 0 | 0 | 0 | 0 | 0 | 0 | 0 | 0 | 0 | 0 | 0 | 0 | 0 | 0 | 0 | 0 | 0
Lighting - Comprehensive Measures | RES | Screw-in CFL 19 Watt 800 to 1,099 Lumens | 2672 | Unit | 1.5 |  | 0.0082 | 52.398 |  | 4.28 | 9 | 0.8 | 4008 | 0 | 11436.16 | 9148.928 | 17.5283 | 112005.9648 | 0 | 1008053.6832 | 0 | 0.4625 | 3.2675 | 0 | 0 | 0 | 0 | 0 | 1.0333 | 0 | 0 | 0 | 0 | 0 | 0 | 0 | 0 | 0 | 1.0333 | 0 | 0 | 0 | 0 | 0 | 0 | 0 | 0 | 0 | 0 | 0 | 0 | 0 | 0 | 0 | 0 | 144663.9449 | 0 | 51802.4944 | 0 | 144663.9449 | 51802.4944
Lighting - Comprehensive Measures | RES | Screw-in CFL 19 Watt 1,100 to 1,399 Lumens | 66794 | Unit | 2 |  | 0.0112 | 71.568 |  | 4.28 | 9 | 0.8 | 133588 | 0 | 285878.32 | 228702.656 | 598.4742 | 3824250.3936 | 0 | 34418253.5424 | 0 | 0.4625 | 3.2675 | 0 | 0 | 0 | 0 | 0 | 1.0333 | 0 | 0 | 0 | 0 | 0 | 0 | 0 | 0 | 0 | 1.0333 | 0 | 0 | 0 | 0 | 0 | 0 | 0 | 0 | 0 | 0 | 0 | 0 | 0 | 0 | 0 | 0 | 4939300.7713 | 0 | 1768706.7807 | 0 | 4939300.7713 | 1768706.7807
Lighting - Comprehensive Measures | RES | Screw-in CFL 20 Watt 800 to 1,099 Lumens | 1336 | Unit | 1.5 |  | 0.008 | 51.12 |  | 4.28 | 9 | 0.8 | 2004 | 0 | 5718.08 | 4574.464 | 8.5504 | 54637.056 | 0 | 491733.504 | 0 | 0.4625 | 3.2675 | 0 | 0 | 0 | 0 | 0 | 1.0333 | 0 | 0 | 0 | 0 | 0 | 0 | 0 | 0 | 0 | 1.0333 | 0 | 0 | 0 | 0 | 0 | 0 | 0 | 0 | 0 | 0 | 0 | 0 | 0 | 0 | 0 | 0 | 70567.778 | 0 | 25269.5094 | 0 | 70567.778 | 25269.5094
Lighting - Comprehensive Measures | RES | Screw-in CFL 20 Watt 1,100 to 1,399 Lumens | 240458 | Unit | 2 |  | 0.011 | 70.29 |  | 4.28 | 9 | 0.8 | 480916 | 0 | 1029160.24 | 823328.192 | 2116.0304 | 13521434.256 | 0 | 121692908.304 | 0 | 0.4625 | 3.2675 | 0 | 0 | 0 | 0 | 0 | 1.0333 | 0 | 0 | 0 | 0 | 0 | 0 | 0 | 0 | 0 | 1.0333 | 0 | 0 | 0 | 0 | 0 | 0 | 0 | 0 | 0 | 0 | 0 | 0 | 0 | 0 | 0 | 0 | 17463927.2476 | 0 | 6253631.429 | 0 | 17463927.2476 | 6253631.429
Lighting - Comprehensive Measures | RES | Screw-in CFL 21 Watt 800 to 1,099 Lumens | 668 | Unit | 1.5 |  | 0.0078 | 49.842 |  | 4.28 | 9 | 0.8 | 1002 | 0 | 2859.04 | 2287.232 | 4.1683 | 26635.5648 | 0 | 239720.0832 | 0 | 0.4625 | 3.2675 | 0 | 0 | 0 | 0 | 0 | 1.0333 | 0 | 0 | 0 | 0 | 0 | 0 | 0 | 0 | 0 | 1.0333 | 0 | 0 | 0 | 0 | 0 | 0 | 0 | 0 | 0 | 0 | 0 | 0 | 0 | 0 | 0 | 0 | 34401.7918 | 0 | 12318.8859 | 0 | 34401.7918 | 12318.8859
Lighting - Comprehensive Measures | RES | Screw-in CFL 21 Watt 1,100 to 1,399 Lumens | 1336 | Unit | 2 |  | 0.0108 | 69.012 |  | 4.28 | 9 | 0.8 | 2672 | 0 | 5718.08 | 4574.464 | 11.543 | 73760.0256 | 0 | 663840.2304 | 0 | 0.4625 | 3.2675 | 0 | 0 | 0 | 0 | 0 | 1.0333 | 0 | 0 | 0 | 0 | 0 | 0 | 0 | 0 | 0 | 1.0333 | 0 | 0 | 0 | 0 | 0 | 0 | 0 | 0 | 0 | 0 | 0 | 0 | 0 | 0 | 0 | 0 | 95266.5003 | 0 | 34113.8377 | 0 | 95266.5003 | 34113.8377
Lighting - Comprehensive Measures | RES | Screw-in CFL 22 Watt 800 to 1,099 Lumens | 0 | Unit | 1.5 |  | 0.0076 | 48.564 |  | 4.28 | 9 | 0.8 | 0 | 0 | 0 | 0 | 0 | 0 | 0 | 0 | 0 | 0.4625 | 3.2675 | 0 | 0 | 0 | 0 | 0 | 1.0333 | 0 | 0 | 0 | 0 | 0 | 0 | 0 | 0 | 0 | 1.0333 | 0 | 0 | 0 | 0 | 0 | 0 | 0 | 0 | 0 | 0 | 0 | 0 | 0 | 0 | 0 | 0 | 0 | 0 | 0 | 0 | 0 | 0
Lighting - Comprehensive Measures | RES | Screw-in CFL 22 Watt 1,100 to 1,399 Lumens | 1336 | Unit | 2 |  | 0.0106 | 67.734 |  | 4.28 | 9 | 0.8 | 2672 | 0 | 5718.08 | 4574.464 | 11.3293 | 72394.0992 | 0 | 651546.8928 | 0 | 0.4625 | 3.2675 | 0 | 0 | 0 | 0 | 0 | 1.0333 | 0 | 0 | 0 | 0 | 0 | 0 | 0 | 0 | 0 | 1.0333 | 0 | 0 | 0 | 0 | 0 | 0 | 0 | 0 | 0 | 0 | 0 | 0 | 0 | 0 | 0 | 0 | 93502.3059 | 0 | 33482.1 | 0 | 93502.3059 | 33482.1
Lighting - Comprehensive Measures | RES | Screw-in CFL 23 Watt 800 to 1,099 Lumens | 668 | Unit | 1.5 |  | 0.0074 | 47.286 |  | 4.28 | 9 | 0.8 | 1002 | 0 | 2859.04 | 2287.232 | 3.9546 | 25269.6384 | 0 | 227426.7456 | 0 | 0.4625 | 3.2675 | 0 | 0 | 0 | 0 | 0 | 1.0333 | 0 | 0 | 0 | 0 | 0 | 0 | 0 | 0 | 0 | 1.0333 | 0 | 0 | 0 | 0 | 0 | 0 | 0 | 0 | 0 | 0 | 0 | 0 | 0 | 0 | 0 | 0 | 32637.5973 | 0 | 11687.1481 | 0 | 32637.5973 | 11687.1481
Lighting - Comprehensive Measures | RES | Screw-in CFL 23 Watt 1,100 to 1,399 Lumens | 13359 | Unit | 2 |  | 0.0104 | 66.456 |  | 4.28 | 9 | 0.8 | 26718 | 0 | 57176.52 | 45741.216 | 111.1469 | 710228.5632 | 0 | 6392057.0688 | 0 | 0.4625 | 3.2675 | 0 | 0 | 0 | 0 | 0 | 1.0333 | 0 | 0 | 0 | 0 | 0 | 0 | 0 | 0 | 0 | 1.0333 | 0 | 0 | 0 | 0 | 0 | 0 | 0 | 0 | 0 | 0 | 0 | 0 | 0 | 0 | 0 | 0 | 917312.4479 | 0 | 328479.0341 | 0 | 917312.4479 | 328479.0341
Lighting - Comprehensive Measures | RES | Screw-in CFL 23 Watt 1400 to 1,599 Lumens | 20038 | Unit | 2 |  | 0.0134 | 85.626 |  | 4.28 | 9 | 0.8 | 40076 | 0 | 85762.64 | 68610.112 | 214.8074 | 1372619.0304 | 0 | 12353571.2736 | 0 | 0.4625 | 3.2675 | 0 | 0 | 0 | 0 | 0 | 1.0333 | 0 | 0 | 0 | 0 | 0 | 0 | 0 | 0 | 0 | 1.0333 | 0 | 0 | 0 | 0 | 0 | 0 | 0 | 0 | 0 | 0 | 0 | 0 | 0 | 0 | 0 | 0 | 1772838.475 | 0 | 634833.0618 | 0 | 1772838.475 | 634833.0618
Lighting - Comprehensive Measures | RES | Screw-in CFL 23 Watt 1,600 to 1,999 Lumens | 15340 | Unit | 2 |  | 0.0154 | 98.406 |  | 4.28 | 9 | 0.8 | 30680 | 0 | 65655.2 | 52524.16 | 188.9888 | 1207638.432 | 0 | 10868745.888 | 0 | 0.4625 | 3.2675 | 0 | 0 | 0 | 0 | 0 | 1.0333 | 0 | 0 | 0 | 0 | 0 | 0 | 0 | 0 | 0 | 1.0333 | 0 | 0 | 0 | 0 | 0 | 0 | 0 | 0 | 0 | 0 | 0 | 0 | 0 | 0 | 0 | 0 | 1559753.8929 | 0 | 558529.9244 | 0 | 1559753.8929 | 558529.9244
Lighting - Comprehensive Measures | RES | Screw-in CFL 24 Watt 800 to 1,099 Lumens | 401 | Unit | 2 |  | 0.0072 | 46.008 |  | 4.28 | 9 | 0.8 | 802 | 0 | 1716.28 | 1373.024 | 2.3098 | 14759.3664 | 0 | 132834.2976 | 0 | 0.4625 | 3.2675 | 0 | 0 | 0 | 0 | 0 | 1.0333 | 0 | 0 | 0 | 0 | 0 | 0 | 0 | 0 | 0 | 1.0333 | 0 | 0 | 0 | 0 | 0 | 0 | 0 | 0 | 0 | 0 | 0 | 0 | 0 | 0 | 0 | 0 | 19062.8077 | 0 | 6826.1721 | 0 | 19062.8077 | 6826.1721
Lighting - Comprehensive Measures | RES | Screw-in CFL 24 Watt 1,100 to 1,399 Lumens | 0 | Unit | 2 |  | 0.0102 | 65.178 |  | 4.28 | 9 | 0.8 | 0 | 0 | 0 | 0 | 0 | 0 | 0 | 0 | 0 | 0.4625 | 3.2675 | 0 | 0 | 0 | 0 | 0 | 1.0333 | 0 | 0 | 0 | 0 | 0 | 0 | 0 | 0 | 0 | 1.0333 | 0 | 0 | 0 | 0 | 0 | 0 | 0 | 0 | 0 | 0 | 0 | 0 | 0 | 0 | 0 | 0 | 0 | 0 | 0 | 0 | 0 | 0
Lighting - Comprehensive Measures | RES | Screw-in CFL 24 Watt 1400 to 1,599 Lumens | 2672 | Unit | 2 |  | 0.0132 | 84.348 |  | 4.28 | 9 | 0.8 | 5344 | 0 | 11436.16 | 9148.928 | 28.2163 | 180302.2848 | 0 | 1622720.5632 | 0 | 0.4625 | 3.2675 | 0 | 0 | 0 | 0 | 0 | 1.0333 | 0 | 0 | 0 | 0 | 0 | 0 | 0 | 0 | 0 | 1.0333 | 0 | 0 | 0 | 0 | 0 | 0 | 0 | 0 | 0 | 0 | 0 | 0 | 0 | 0 | 0 | 0 | 232873.6674 | 0 | 83389.3812 | 0 | 232873.6674 | 83389.3812
Lighting - Comprehensive Measures | RES | Screw-in CFL 24 Watt 1,600 to 1,999 Lumens | 4008 | Unit | 2 |  | 0.0152 | 97.128 |  | 4.28 | 9 | 0.8 | 8016 | 0 | 17154.24 | 13723.392 | 48.7373 | 311431.2192 | 0 | 2802880.9728 | 0 | 0.4625 | 3.2675 | 0 | 0 | 0 | 0 | 0 | 1.0333 | 0 | 0 | 0 | 0 | 0 | 0 | 0 | 0 | 0 | 1.0333 | 0 | 0 | 0 | 0 | 0 | 0 | 0 | 0 | 0 | 0 | 0 | 0 | 0 | 0 | 0 | 0 | 402236.3347 | 0 | 144036.2038 | 0 | 402236.3347 | 144036.2038
Lighting - Comprehensive Measures | RES | Screw-in CFL 25 Watt 800 to 1,099 Lumens | 1336 | Unit | 2 |  | 0.007 | 44.73 |  | 4.28 | 9 | 0.8 | 2672 | 0 | 5718.08 | 4574.464 | 7.4816 | 47807.424 | 0 | 430266.816 | 0 | 0.4625 | 3.2675 | 0 | 0 | 0 | 0 | 0 | 1.0333 | 0 | 0 | 0 | 0 | 0 | 0 | 0 | 0 | 0 | 1.0333 | 0 | 0 | 0 | 0 | 0 | 0 | 0 | 0 | 0 | 0 | 0 | 0 | 0 | 0 | 0 | 0 | 61746.8058 | 0 | 22110.8208 | 0 | 61746.8058 | 22110.8208
Lighting - Comprehensive Measures | RES | Screw-in CFL 25 Watt 1,100 to 1,399 Lumens | 4008 | Unit | 2 |  | 0.01 | 63.9 |  | 4.28 | 9 | 0.8 | 8016 | 0 | 17154.24 | 13723.392 | 32.064 | 204888.96 | 0 | 1844000.64 | 0 | 0.4625 | 3.2675 | 0 | 0 | 0 | 0 | 0 | 1.0333 | 0 | 0 | 0 | 0 | 0 | 0 | 0 | 0 | 0 | 1.0333 | 0 | 0 | 0 | 0 | 0 | 0 | 0 | 0 | 0 | 0 | 0 | 0 | 0 | 0 | 0 | 0 | 264629.1676 | 0 | 94760.6604 | 0 | 264629.1676 | 94760.6604
Lighting - Comprehensive Measures | RES | Screw-in CFL 25 Watt 1400 to 1,599 Lumens | 26718 | Unit | 2 |  | 0.013 | 83.07 |  | 4.28 | 9 | 0.8 | 53436 | 0 | 114353.04 | 91482.432 | 277.8672 | 1775571.408 | 0 | 15980142.672 | 0 | 0.4625 | 3.2675 | 0 | 0 | 0 | 0 | 0 | 1.0333 | 0 | 0 | 0 | 0 | 0 | 0 | 0 | 0 | 0 | 1.0333 | 0 | 0 | 0 | 0 | 0 | 0 | 0 | 0 | 0 | 0 | 0 | 0 | 0 | 0 | 0 | 0 | 2293281.1198 | 0 | 821197.5853 | 0 | 2293281.1198 | 821197.5853
Lighting - Comprehensive Measures | RES | Screw-in CFL 25 Watt 1,600 to 1,999 Lumens | 53435 | Unit | 2 |  | 0.015 | 95.85 |  | 4.28 | 9 | 0.8 | 106870 | 0 | 228701.8 | 182961.44 | 641.22 | 4097395.8 | 0 | 36876562.2 | 0 | 0.4625 | 3.2675 | 0 | 0 | 0 | 0 | 0 | 1.0333 | 0 | 0 | 0 | 0 | 0 | 0 | 0 | 0 | 0 | 1.0333 | 0 | 0 | 0 | 0 | 0 | 0 | 0 | 0 | 0 | 0 | 0 | 0 | 0 | 0 | 0 | 0 | 5292088.1617 | 0 | 1895035.8865 | 0 | 5292088.1617 | 1895035.8865
Lighting - Comprehensive Measures | RES | Screw-in CFL 26 Watt 800 to 1,099 Lumens | 671 | Unit | 2 |  | 0.0068 | 43.452 |  | 4.28 | 9 | 0.8 | 1342 | 0 | 2871.88 | 2297.504 | 3.6502 | 23325.0336 | 0 | 209925.3024 | 0 | 0.4625 | 3.2675 | 0 | 0 | 0 | 0 | 0 | 1.0333 | 0 | 0 | 0 | 0 | 0 | 0 | 0 | 0 | 0 | 1.0333 | 0 | 0 | 0 | 0 | 0 | 0 | 0 | 0 | 0 | 0 | 0 | 0 | 0 | 0 | 0 | 0 | 30125.9971 | 0 | 10787.773 | 0 | 30125.9971 | 10787.773
Lighting - Comprehensive Measures | RES | Screw-in CFL 26 Watt 1,100 to 1,399 Lumens | 0 | Unit | 2 |  | 0.0098 | 62.622 |  | 4.28 | 9 | 0.8 | 0 | 0 | 0 | 0 | 0 | 0 | 0 | 0 | 0 | 0.4625 | 3.2675 | 0 | 0 | 0 | 0 | 0 | 1.0333 | 0 | 0 | 0 | 0 | 0 | 0 | 0 | 0 | 0 | 1.0333 | 0 | 0 | 0 | 0 | 0 | 0 | 0 | 0 | 0 | 0 | 0 | 0 | 0 | 0 | 0 | 0 | 0 | 0 | 0 | 0 | 0 | 0
Lighting - Comprehensive Measures | RES | Screw-in CFL 26 Watt 1400 to 1,599 Lumens | 6679 | Unit | 2 |  | 0.0128 | 81.792 |  | 4.28 | 9 | 0.8 | 13358 | 0 | 28586.12 | 22868.896 | 68.393 | 437031.0144 | 0 | 3933279.1296 | 0 | 0.4625 | 3.2675 | 0 | 0 | 0 | 0 | 0 | 1.0333 | 0 | 0 | 0 | 0 | 0 | 0 | 0 | 0 | 0 | 1.0333 | 0 | 0 | 0 | 0 | 0 | 0 | 0 | 0 | 0 | 0 | 0 | 0 | 0 | 0 | 0 | 0 | 564457.7118 | 0 | 202125.8126 | 0 | 564457.7118 | 202125.8126
Lighting - Comprehensive Measures | RES | Screw-in CFL 26 Watt 1,600 to 1,999 Lumens | 16768 | Unit | 2 |  | 0.0148 | 94.572 |  | 4.28 | 9 | 0.8 | 33536 | 0 | 71767.04 | 57413.632 | 198.5331 | 1268626.6368 | 0 | 11417639.7312 | 0 | 0.4625 | 3.2675 | 0 | 0 | 0 | 0 | 0 | 1.0333 | 0 | 0 | 0 | 0 | 0 | 0 | 0 | 0 | 0 | 1.0333 | 0 | 0 | 0 | 0 | 0 | 0 | 0 | 0 | 0 | 0 | 0 | 0 | 0 | 0 | 0 | 0 | 1638524.6469 | 0 | 586736.8252 | 0 | 1638524.6469 | 586736.8252
Lighting - Comprehensive Measures | RES | Screw-in CFL 27 Watt 800 to 1,099 Lumens | 131 | Unit | 2 |  | 0.0066 | 42.174 |  | 4.28 | 9 | 0.8 | 262 | 0 | 560.68 | 448.544 | 0.69168 | 4419.8352 | 0 | 39778.5168 | 0 | 0.4625 | 3.2675 | 0 | 0 | 0 | 0 | 0 | 1.0333 | 0 | 0 | 0 | 0 | 0 | 0 | 0 | 0 | 0 | 1.0333 | 0 | 0 | 0 | 0 | 0 | 0 | 0 | 0 | 0 | 0 | 0 | 0 | 0 | 0 | 0 | 0 | 5708.5424 | 0 | 2044.1633 | 0 | 5708.5424 | 2044.1633
Lighting - Comprehensive Measures | RES | Screw-in CFL 27 Watt 1,100 to 1,399 Lumens | 267 | Unit | 2 |  | 0.0096 | 61.344 |  | 4.28 | 9 | 0.8 | 534 | 0 | 1142.76 | 914.208 | 2.0506 | 13103.0784 | 0 | 117927.7056 | 0 | 0.4625 | 3.2675 | 0 | 0 | 0 | 0 | 0 | 1.0333 | 0 | 0 | 0 | 0 | 0 | 0 | 0 | 0 | 0 | 1.0333 | 0 | 0 | 0 | 0 | 0 | 0 | 0 | 0 | 0 | 0 | 0 | 0 | 0 | 0 | 0 | 0 | 16923.5899 | 0 | 6060.1428 | 0 | 16923.5899 | 6060.1428
Lighting - Comprehensive Measures | RES | Screw-in CFL 27 Watt 1400 to 1,599 Lumens | 401 | Unit | 2 |  | 0.0126 | 80.514 |  | 4.28 | 9 | 0.8 | 802 | 0 | 1716.28 | 1373.024 | 4.0421 | 25828.8912 | 0 | 232460.0208 | 0 | 0.4625 | 3.2675 | 0 | 0 | 0 | 0 | 0 | 1.0333 | 0 | 0 | 0 | 0 | 0 | 0 | 0 | 0 | 0 | 1.0333 | 0 | 0 | 0 | 0 | 0 | 0 | 0 | 0 | 0 | 0 | 0 | 0 | 0 | 0 | 0 | 0 | 33359.9135 | 0 | 11945.8012 | 0 | 33359.9135 | 11945.8012
Lighting - Comprehensive Measures | RES | Screw-in CFL 27 Watt 1,600 to 1,999 Lumens | 668 | Unit | 2 |  | 0.0148 | 94.572 |  | 4.28 | 9 | 0.8 | 1336 | 0 | 2859.04 | 2287.232 | 7.9091 | 50539.2768 | 0 | 454853.4912 | 0 | 0.4625 | 3.2675 | 0 | 0 | 0 | 0 | 0 | 1.0333 | 0 | 0 | 0 | 0 | 0 | 0 | 0 | 0 | 0 | 1.0333 | 0 | 0 | 0 | 0 | 0 | 0 | 0 | 0 | 0 | 0 | 0 | 0 | 0 | 0 | 0 | 0 | 65275.1947 | 0 | 23374.2962 | 0 | 65275.1947 | 23374.2962
Lighting - Comprehensive Measures | RES | Screw-in CFL 28 Watt 1,100 to 1,399 Lumens | 0 | Unit | 2 |  | 0.0094 | 60.066 |  | 4.28 | 9 | 0.8 | 0 | 0 | 0 | 0 | 0 | 0 | 0 | 0 | 0 | 0.4625 | 3.2675 | 0 | 0 | 0 | 0 | 0 | 1.0333 | 0 | 0 | 0 | 0 | 0 | 0 | 0 | 0 | 0 | 1.0333 | 0 | 0 | 0 | 0 | 0 | 0 | 0 | 0 | 0 | 0 | 0 | 0 | 0 | 0 | 0 | 0 | 0 | 0 | 0 | 0 | 0 | 0
Lighting - Comprehensive Measures | RES | Screw-in CFL 28 Watt 1400 to 1,599 Lumens | 67 | Unit | 2 |  | 0.0124 | 79.236 |  | 4.28 | 9 | 0.8 | 134 | 0 | 286.76 | 229.408 | 0.66464 | 4247.0496 | 0 | 38223.4464 | 0 | 0.4625 | 3.2675 | 0 | 0 | 0 | 0 | 0 | 1.0333 | 0 | 0 | 0 | 0 | 0 | 0 | 0 | 0 | 0 | 1.0333 | 0 | 0 | 0 | 0 | 0 | 0 | 0 | 0 | 0 | 0 | 0 | 0 | 0 | 0 | 0 | 0 | 5485.3771 | 0 | 1964.2504 | 0 | 5485.3771 | 1964.2504
Lighting - Comprehensive Measures | RES | Screw-in CFL 28 Watt 1,600 to 1,999 Lumens | 67 | Unit | 2 |  | 0.0144 | 92.016 |  | 4.28 | 9 | 0.8 | 134 | 0 | 286.76 | 229.408 | 0.77184 | 4932.0576 | 0 | 44388.5184 | 0 | 0.4625 | 3.2675 | 0 | 0 | 0 | 0 | 0 | 1.0333 | 0 | 0 | 0 | 0 | 0 | 0 | 0 | 0 | 0 | 1.0333 | 0 | 0 | 0 | 0 | 0 | 0 | 0 | 0 | 0 | 0 | 0 | 0 | 0 | 0 | 0 | 0 | 6370.1153 | 0 | 2281.065 | 0 | 6370.1153 | 2281.065
Lighting - Comprehensive Measures | RES | Screw-in CFL 29 Watt 1,100 to 1,399 Lumens | 0 | Unit | 2 |  | 0.0092 | 58.788 |  | 4.28 | 9 | 0.8 | 0 | 0 | 0 | 0 | 0 | 0 | 0 | 0 | 0 | 0.4625 | 3.2675 | 0 | 0 | 0 | 0 | 0 | 1.0333 | 0 | 0 | 0 | 0 | 0 | 0 | 0 | 0 | 0 | 1.0333 | 0 | 0 | 0 | 0 | 0 | 0 | 0 | 0 | 0 | 0 | 0 | 0 | 0 | 0 | 0 | 0 | 0 | 0 | 0 | 0 | 0 | 0
Lighting - Comprehensive Measures | RES | Screw-in CFL 29 Watt 1400 to 1,599 Lumens | 67 | Unit | 2 |  | 0.0122 | 77.958 |  | 4.28 | 9 | 0.8 | 134 | 0 | 286.76 | 229.408 | 0.65392 | 4178.5488 | 0 | 37606.9392 | 0 | 0.4625 | 3.2675 | 0 | 0 | 0 | 0 | 0 | 1.0333 | 0 | 0 | 0 | 0 | 0 | 0 | 0 | 0 | 0 | 1.0333 | 0 | 0 | 0 | 0 | 0 | 0 | 0 | 0 | 0 | 0 | 0 | 0 | 0 | 0 | 0 | 0 | 5396.9032 | 0 | 1932.569 | 0 | 5396.9032 | 1932.569
Lighting - Comprehensive Measures | RES | Screw-in CFL 29 Watt 1,600 to 1,999 Lumens | 67 | Unit | 2 |  | 0.0142 | 90.738 |  | 4.28 | 9 | 0.8 | 134 | 0 | 286.76 | 229.408 | 0.76112 | 4863.5568 | 0 | 43772.0112 | 0 | 0.4625 | 3.2675 | 0 | 0 | 0 | 0 | 0 | 1.0333 | 0 | 0 | 0 | 0 | 0 | 0 | 0 | 0 | 0 | 1.0333 | 0 | 0 | 0 | 0 | 0 | 0 | 0 | 0 | 0 | 0 | 0 | 0 | 0 | 0 | 0 | 0 | 6281.6415 | 0 | 2249.3835 | 0 | 6281.6415 | 2249.3835
Lighting - Comprehensive Measures | RES | Screw-in CFL 30 Watt 1,100 to 1,399 Lumens | 0 | Unit | 2 |  | 0.009 | 57.51 |  | 4.28 | 9 | 0.8 | 0 | 0 | 0 | 0 | 0 | 0 | 0 | 0 | 0 | 0.4625 | 3.2675 | 0 | 0 | 0 | 0 | 0 | 1.0333 | 0 | 0 | 0 | 0 | 0 | 0 | 0 | 0 | 0 | 1.0333 | 0 | 0 | 0 | 0 | 0 | 0 | 0 | 0 | 0 | 0 | 0 | 0 | 0 | 0 | 0 | 0 | 0 | 0 | 0 | 0 | 0 | 0
Lighting - Comprehensive Measures | RES | Screw-in CFL 30 Watt 1400 to 1,599 Lumens | 134 | Unit | 2 |  | 0.012 | 76.68 |  | 4.28 | 9 | 0.8 | 268 | 0 | 573.52 | 458.816 | 1.2864 | 8220.096 | 0 | 73980.864 | 0 | 0.4625 | 3.2675 | 0 | 0 | 0 | 0 | 0 | 1.0333 | 0 | 0 | 0 | 0 | 0 | 0 | 0 | 0 | 0 | 1.0333 | 0 | 0 | 0 | 0 | 0 | 0 | 0 | 0 | 0 | 0 | 0 | 0 | 0 | 0 | 0 | 0 | 10616.8588 | 0 | 3801.775 | 0 | 10616.8588 | 3801.775
Lighting - Comprehensive Measures | RES | Screw-in CFL 30 Watt 1,600 to 1,999 Lumens | 67 | Unit | 2 |  | 0.014 | 89.46 |  | 4.28 | 9 | 0.8 | 134 | 0 | 286.76 | 229.408 | 0.7504 | 4795.056 | 0 | 43155.504 | 0 | 0.4625 | 3.2675 | 0 | 0 | 0 | 0 | 0 | 1.0333 | 0 | 0 | 0 | 0 | 0 | 0 | 0 | 0 | 0 | 1.0333 | 0 | 0 | 0 | 0 | 0 | 0 | 0 | 0 | 0 | 0 | 0 | 0 | 0 | 0 | 0 | 0 | 6193.1676 | 0 | 2217.7021 | 0 | 6193.1676 | 2217.7021
Lighting - Comprehensive Measures | RES | Screw-in CFL 30 Watt 2,000 to 2,599 Lumens | 0 | Unit | 2 |  | 0.018 | 115.02 |  | 4.28 | 9 | 0.8 | 0 | 0 | 0 | 0 | 0 | 0 | 0 | 0 | 0 | 0.4625 | 3.2675 | 0 | 0 | 0 | 0 | 0 | 1.0333 | 0 | 0 | 0 | 0 | 0 | 0 | 0 | 0 | 0 | 1.0333 | 0 | 0 | 0 | 0 | 0 | 0 | 0 | 0 | 0 | 0 | 0 | 0 | 0 | 0 | 0 | 0 | 0 | 0 | 0 | 0 | 0 | 0
Lighting - Comprehensive Measures | RES | Screw-in CFL 31 Watt 1,100 to 1,399 Lumens | 0 | Unit | 2 |  | 0.0088 | 56.232 |  | 4.28 | 9 | 0.8 | 0 | 0 | 0 | 0 | 0 | 0 | 0 | 0 | 0 | 0.4625 | 3.2675 | 0 | 0 | 0 | 0 | 0 | 1.0333 | 0 | 0 | 0 | 0 | 0 | 0 | 0 | 0 | 0 | 1.0333 | 0 | 0 | 0 | 0 | 0 | 0 | 0 | 0 | 0 | 0 | 0 | 0 | 0 | 0 | 0 | 0 | 0 | 0 | 0 | 0 | 0 | 0
Lighting - Comprehensive Measures | RES | Screw-in CFL 31 Watt 1400 to 1,599 Lumens | 67 | Unit | 2 |  | 0.0118 | 75.402 |  | 4.28 | 9 | 0.8 | 134 | 0 | 286.76 | 229.408 | 0.63248 | 4041.5472 | 0 | 36373.9248 | 0 | 0.4625 | 3.2675 | 0 | 0 | 0 | 0 | 0 | 1.0333 | 0 | 0 | 0 | 0 | 0 | 0 | 0 | 0 | 0 | 1.0333 | 0 | 0 | 0 | 0 | 0 | 0 | 0 | 0 | 0 | 0 | 0 | 0 | 0 | 0 | 0 | 0 | 5219.9556 | 0 | 1869.206 | 0 | 5219.9556 | 1869.206
Lighting - Comprehensive Measures | RES | Screw-in CFL 31 Watt 1,600 to 1,999 Lumens | 67 | Unit | 2 |  | 0.0138 | 88.182 |  | 4.28 | 9 | 0.8 | 134 | 0 | 286.76 | 229.408 | 0.73968 | 4726.5552 | 0 | 42538.9968 | 0 | 0.4625 | 3.2675 | 0 | 0 | 0 | 0 | 0 | 1.0333 | 0 | 0 | 0 | 0 | 0 | 0 | 0 | 0 | 0 | 1.0333 | 0 | 0 | 0 | 0 | 0 | 0 | 0 | 0 | 0 | 0 | 0 | 0 | 0 | 0 | 0 | 0 | 6104.6938 | 0 | 2186.0206 | 0 | 6104.6938 | 2186.0206
Lighting - Comprehensive Measures | RES | Screw-in CFL 32 Watt 1,100 to 1,399 Lumens | 0 | Unit | 2 |  | 0.0086 | 54.954 |  | 4.28 | 9 | 0.8 | 0 | 0 | 0 | 0 | 0 | 0 | 0 | 0 | 0 | 0.4625 | 3.2675 | 0 | 0 | 0 | 0 | 0 | 1.0333 | 0 | 0 | 0 | 0 | 0 | 0 | 0 | 0 | 0 | 1.0333 | 0 | 0 | 0 | 0 | 0 | 0 | 0 | 0 | 0 | 0 | 0 | 0 | 0 | 0 | 0 | 0 | 0 | 0 | 0 | 0 | 0 | 0
Lighting - Comprehensive Measures | RES | Screw-in CFL 32 Watt 1400 to 1,599 Lumens | 134 | Unit | 2 |  | 0.0116 | 74.124 |  | 4.28 | 9 | 0.8 | 268 | 0 | 573.52 | 458.816 | 1.2435 | 7946.0928 | 0 | 71514.8352 | 0 | 0.4625 | 3.2675 | 0 | 0 | 0 | 0 | 0 | 1.0333 | 0 | 0 | 0 | 0 | 0 | 0 | 0 | 0 | 0 | 1.0333 | 0 | 0 | 0 | 0 | 0 | 0 | 0 | 0 | 0 | 0 | 0 | 0 | 0 | 0 | 0 | 0 | 10262.9635 | 0 | 3675.0492 | 0 | 10262.9635 | 3675.0492
Lighting - Comprehensive Measures | RES | Screw-in CFL 32 Watt 1,600 to 1,999 Lumens | 67 | Unit | 2 |  | 0.0136 | 86.904 |  | 4.28 | 9 | 0.8 | 134 | 0 | 286.76 | 229.408 | 0.72896 | 4658.0544 | 0 | 41922.4896 | 0 | 0.4625 | 3.2675 | 0 | 0 | 0 | 0 | 0 | 1.0333 | 0 | 0 | 0 | 0 | 0 | 0 | 0 | 0 | 0 | 1.0333 | 0 | 0 | 0 | 0 | 0 | 0 | 0 | 0 | 0 | 0 | 0 | 0 | 0 | 0 | 0 | 0 | 6016.22 | 0 | 2154.3392 | 0 | 6016.22 | 2154.3392
Lighting - Comprehensive Measures | RES | Screw-in CFL 33 Watt 1,100 to 1,399 Lumens | 0 | Unit | 2 |  | 0.0084 | 53.676 |  | 4.28 | 9 | 0.8 | 0 | 0 | 0 | 0 | 0 | 0 | 0 | 0 | 0 | 0.4625 | 3.2675 | 0 | 0 | 0 | 0 | 0 | 1.0333 | 0 | 0 | 0 | 0 | 0 | 0 | 0 | 0 | 0 | 1.0333 | 0 | 0 | 0 | 0 | 0 | 0 | 0 | 0 | 0 | 0 | 0 | 0 | 0 | 0 | 0 | 0 | 0 | 0 | 0 | 0 | 0 | 0
Lighting - Comprehensive Measures | RES | Screw-in CFL 33 Watt 1400 to 1,599 Lumens | 0 | Unit | 2 |  | 0.0114 | 72.846 |  | 4.28 | 9 | 0.8 | 0 | 0 | 0 | 0 | 0 | 0 | 0 | 0 | 0 | 0.4625 | 3.2675 | 0 | 0 | 0 | 0 | 0 | 1.0333 | 0 | 0 | 0 | 0 | 0 | 0 | 0 | 0 | 0 | 1.0333 | 0 | 0 | 0 | 0 | 0 | 0 | 0 | 0 | 0 | 0 | 0 | 0 | 0 | 0 | 0 | 0 | 0 | 0 | 0 | 0 | 0 | 0
Lighting - Comprehensive Measures | RES | Screw-in CFL 33 Watt 1,600 to 1,999 Lumens | 0 | Unit | 2 |  | 0.0134 | 85.626 |  | 4.28 | 9 | 0.8 | 0 | 0 | 0 | 0 | 0 | 0 | 0 | 0 | 0 | 0.4625 | 3.2675 | 0 | 0 | 0 | 0 | 0 | 1.0333 | 0 | 0 | 0 | 0 | 0 | 0 | 0 | 0 | 0 | 1.0333 | 0 | 0 | 0 | 0 | 0 | 0 | 0 | 0 | 0 | 0 | 0 | 0 | 0 | 0 | 0 | 0 | 0 | 0 | 0 | 0 | 0 | 0
Lighting - Comprehensive Measures | RES | Screw-in CFL 34 Watt 1,100 to 1,399 Lumens | 0 | Unit | 2 |  | 0.0082 | 52.398 |  | 4.28 | 9 | 0.8 | 0 | 0 | 0 | 0 | 0 | 0 | 0 | 0 | 0 | 0.4625 | 3.2675 | 0 | 0 | 0 | 0 | 0 | 1.0333 | 0 | 0 | 0 | 0 | 0 | 0 | 0 | 0 | 0 | 1.0333 | 0 | 0 | 0 | 0 | 0 | 0 | 0 | 0 | 0 | 0 | 0 | 0 | 0 | 0 | 0 | 0 | 0 | 0 | 0 | 0 | 0 | 0
Lighting - Comprehensive Measures | RES | Screw-in CFL 34 Watt 1400 to 1,599 Lumens | 0 | Unit | 2 |  | 0.0112 | 71.568 |  | 4.28 | 9 | 0.8 | 0 | 0 | 0 | 0 | 0 | 0 | 0 | 0 | 0 | 0.4625 | 3.2675 | 0 | 0 | 0 | 0 | 0 | 1.0333 | 0 | 0 | 0 | 0 | 0 | 0 | 0 | 0 | 0 | 1.0333 | 0 | 0 | 0 | 0 | 0 | 0 | 0 | 0 | 0 | 0 | 0 | 0 | 0 | 0 | 0 | 0 | 0 | 0 | 0 | 0 | 0 | 0
Lighting - Comprehensive Measures | RES | Screw-in CFL 34 Watt 1,600 to 1,999 Lumens | 0 | Unit | 2 |  | 0.0132 | 84.348 |  | 4.28 | 9 | 0.8 | 0 | 0 | 0 | 0 | 0 | 0 | 0 | 0 | 0 | 0.4625 | 3.2675 | 0 | 0 | 0 | 0 | 0 | 1.0333 | 0 | 0 | 0 | 0 | 0 | 0 | 0 | 0 | 0 | 1.0333 | 0 | 0 | 0 | 0 | 0 | 0 | 0 | 0 | 0 | 0 | 0 | 0 | 0 | 0 | 0 | 0 | 0 | 0 | 0 | 0 | 0 | 0
Lighting - Comprehensive Measures | RES | Screw-in CFL 35 Watt 1400 to 1,599 Lumens | 0 | Unit | 2 |  | 0.011 | 70.29 |  | 4.28 | 9 | 0.8 | 0 | 0 | 0 | 0 | 0 | 0 | 0 | 0 | 0 | 0.4625 | 3.2675 | 0 | 0 | 0 | 0 | 0 | 1.0333 | 0 | 0 | 0 | 0 | 0 | 0 | 0 | 0 | 0 | 1.0333 | 0 | 0 | 0 | 0 | 0 | 0 | 0 | 0 | 0 | 0 | 0 | 0 | 0 | 0 | 0 | 0 | 0 | 0 | 0 | 0 | 0 | 0
Lighting - Comprehensive Measures | RES | Screw-in CFL 35 Watt 1,600 to 1,999 Lumens | 0 | Unit | 2 |  | 0.013 | 83.07 |  | 4.28 | 9 | 0.8 | 0 | 0 | 0 | 0 | 0 | 0 | 0 | 0 | 0 | 0.4625 | 3.2675 | 0 | 0 | 0 | 0 | 0 | 1.0333 | 0 | 0 | 0 | 0 | 0 | 0 | 0 | 0 | 0 | 1.0333 | 0 | 0 | 0 | 0 | 0 | 0 | 0 | 0 | 0 | 0 | 0 | 0 | 0 | 0 | 0 | 0 | 0 | 0 | 0 | 0 | 0 | 0
Lighting - Comprehensive Measures | RES | Screw-in CFL 35 Watt 2,000 to 2,599 Lumens | 0 | Unit | 2 |  | 0.017 | 108.63 |  | 4.28 | 9 | 0.8 | 0 | 0 | 0 | 0 | 0 | 0 | 0 | 0 | 0 | 0.4625 | 3.2675 | 0 | 0 | 0 | 0 | 0 | 1.0333 | 0 | 0 | 0 | 0 | 0 | 0 | 0 | 0 | 0 | 1.0333 | 0 | 0 | 0 | 0 | 0 | 0 | 0 | 0 | 0 | 0 | 0 | 0 | 0 | 0 | 0 | 0 | 0 | 0 | 0 | 0 | 0 | 0
Lighting - Comprehensive Measures | RES | Screw-in CFL 36 Watt 1400 to 1,599 Lumens | 0 | Unit | 2 |  | 0.0108 | 69.012 |  | 4.28 | 9 | 0.8 | 0 | 0 | 0 | 0 | 0 | 0 | 0 | 0 | 0 | 0.4625 | 3.2675 | 0 | 0 | 0 | 0 | 0 | 1.0333 | 0 | 0 | 0 | 0 | 0 | 0 | 0 | 0 | 0 | 1.0333 | 0 | 0 | 0 | 0 | 0 | 0 | 0 | 0 | 0 | 0 | 0 | 0 | 0 | 0 | 0 | 0 | 0 | 0 | 0 | 0 | 0 | 0
Lighting - Comprehensive Measures | RES | Screw-in CFL 36 Watt 1,600 to 1,999 Lumens | 0 | Unit | 2 |  | 0.0128 | 81.792 |  | 4.28 | 9 | 0.8 | 0 | 0 | 0 | 0 | 0 | 0 | 0 | 0 | 0 | 0.4625 | 3.2675 | 0 | 0 | 0 | 0 | 0 | 1.0333 | 0 | 0 | 0 | 0 | 0 | 0 | 0 | 0 | 0 | 1.0333 | 0 | 0 | 0 | 0 | 0 | 0 | 0 | 0 | 0 | 0 | 0 | 0 | 0 | 0 | 0 | 0 | 0 | 0 | 0 | 0 | 0 | 0
Lighting - Comprehensive Measures | RES | Screw-in CFL 36 Watt 2,000 to 2,599 Lumens | 668 | Unit | 2 |  | 0.0168 | 107.352 |  | 4.28 | 9 | 0.8 | 1336 | 0 | 2859.04 | 2287.232 | 8.9779 | 57368.9088 | 0 | 516320.1792 | 0 | 0.4625 | 3.2675 | 0 | 0 | 0 | 0 | 0 | 1.0333 | 0 | 0 | 0 | 0 | 0 | 0 | 0 | 0 | 0 | 1.0333 | 0 | 0 | 0 | 0 | 0 | 0 | 0 | 0 | 0 | 0 | 0 | 0 | 0 | 0 | 0 | 0 | 74096.1669 | 0 | 26532.9849 | 0 | 74096.1669 | 26532.9849
Lighting - Comprehensive Measures | RES | Screw-in CFL 37 Watt 1400 to 1,599 Lumens | 0 | Unit | 2 |  | 0.0106 | 67.734 |  | 4.28 | 9 | 0.8 | 0 | 0 | 0 | 0 | 0 | 0 | 0 | 0 | 0 | 0.4625 | 3.2675 | 0 | 0 | 0 | 0 | 0 | 1.0333 | 0 | 0 | 0 | 0 | 0 | 0 | 0 | 0 | 0 | 1.0333 | 0 | 0 | 0 | 0 | 0 | 0 | 0 | 0 | 0 | 0 | 0 | 0 | 0 | 0 | 0 | 0 | 0 | 0 | 0 | 0 | 0 | 0
Lighting - Comprehensive Measures | RES | Screw-in CFL 37 Watt 1,600 to 1,999 Lumens | 0 | Unit | 2 |  | 0.0126 | 80.514 |  | 4.28 | 9 | 0.8 | 0 | 0 | 0 | 0 | 0 | 0 | 0 | 0 | 0 | 0.4625 | 3.2675 | 0 | 0 | 0 | 0 | 0 | 1.0333 | 0 | 0 | 0 | 0 | 0 | 0 | 0 | 0 | 0 | 1.0333 | 0 | 0 | 0 | 0 | 0 | 0 | 0 | 0 | 0 | 0 | 0 | 0 | 0 | 0 | 0 | 0 | 0 | 0 | 0 | 0 | 0 | 0
Lighting - Comprehensive Measures | RES | Screw-in CFL 37 Watt 2,000 to 2,599 Lumens | 0 | Unit | 2 |  | 0.0166 | 106.074 |  | 4.28 | 9 | 0.8 | 0 | 0 | 0 | 0 | 0 | 0 | 0 | 0 | 0 | 0.4625 | 3.2675 | 0 | 0 | 0 | 0 | 0 | 1.0333 | 0 | 0 | 0 | 0 | 0 | 0 | 0 | 0 | 0 | 1.0333 | 0 | 0 | 0 | 0 | 0 | 0 | 0 | 0 | 0 | 0 | 0 | 0 | 0 | 0 | 0 | 0 | 0 | 0 | 0 | 0 | 0 | 0
Lighting - Comprehensive Measures | RES | Screw-in CFL 38 Watt 1400 to 1,599 Lumens | 0 | Unit | 2 |  | 0.0104 | 66.456 |  | 4.28 | 9 | 0.8 | 0 | 0 | 0 | 0 | 0 | 0 | 0 | 0 | 0 | 0.4625 | 3.2675 | 0 | 0 | 0 | 0 | 0 | 1.0333 | 0 | 0 | 0 | 0 | 0 | 0 | 0 | 0 | 0 | 1.0333 | 0 | 0 | 0 | 0 | 0 | 0 | 0 | 0 | 0 | 0 | 0 | 0 | 0 | 0 | 0 | 0 | 0 | 0 | 0 | 0 | 0 | 0
Lighting - Comprehensive Measures | RES | Screw-in CFL 38 Watt 1,600 to 1,999 Lumens | 0 | Unit | 2 |  | 0.0124 | 79.236 |  | 4.28 | 9 | 0.8 | 0 | 0 | 0 | 0 | 0 | 0 | 0 | 0 | 0 | 0.4625 | 3.2675 | 0 | 0 | 0 | 0 | 0 | 1.0333 | 0 | 0 | 0 | 0 | 0 | 0 | 0 | 0 | 0 | 1.0333 | 0 | 0 | 0 | 0 | 0 | 0 | 0 | 0 | 0 | 0 | 0 | 0 | 0 | 0 | 0 | 0 | 0 | 0 | 0 | 0 | 0 | 0
Lighting - Comprehensive Measures | RES | Screw-in CFL 38 Watt 2,000 to 2,599 Lumens | 0 | Unit | 2 |  | 0.0164 | 104.796 |  | 4.28 | 9 | 0.8 | 0 | 0 | 0 | 0 | 0 | 0 | 0 | 0 | 0 | 0.4625 | 3.2675 | 0 | 0 | 0 | 0 | 0 | 1.0333 | 0 | 0 | 0 | 0 | 0 | 0 | 0 | 0 | 0 | 1.0333 | 0 | 0 | 0 | 0 | 0 | 0 | 0 | 0 | 0 | 0 | 0 | 0 | 0 | 0 | 0 | 0 | 0 | 0 | 0 | 0 | 0 | 0
Lighting - Comprehensive Measures | RES | Screw-in CFL 38 Watt 2,600 to 3,599 Lumens | 0 | Unit | 2.5 |  | 0.0224 | 143.136 |  | 4.28 | 9 | 0.8 | 0 | 0 | 0 | 0 | 0 | 0 | 0 | 0 | 0 | 0.4625 | 3.2675 | 0 | 0 | 0 | 0 | 0 | 1.0333 | 0 | 0 | 0 | 0 | 0 | 0 | 0 | 0 | 0 | 1.0333 | 0 | 0 | 0 | 0 | 0 | 0 | 0 | 0 | 0 | 0 | 0 | 0 | 0 | 0 | 0 | 0 | 0 | 0 | 0 | 0 | 0 | 0
Lighting - Comprehensive Measures | RES | Screw-in CFL 39 Watt 1400 to 1,599 Lumens | 0 | Unit | 2 |  | 0.0102 | 65.178 |  | 4.28 | 9 | 0.8 | 0 | 0 | 0 | 0 | 0 | 0 | 0 | 0 | 0 | 0.4625 | 3.2675 | 0 | 0 | 0 | 0 | 0 | 1.0333 | 0 | 0 | 0 | 0 | 0 | 0 | 0 | 0 | 0 | 1.0333 | 0 | 0 | 0 | 0 | 0 | 0 | 0 | 0 | 0 | 0 | 0 | 0 | 0 | 0 | 0 | 0 | 0 | 0 | 0 | 0 | 0 | 0
Lighting - Comprehensive Measures | RES | Screw-in CFL 39 Watt 1,600 to 1,999 Lumens | 0 | Unit | 2 |  | 0.0122 | 77.958 |  | 4.28 | 9 | 0.8 | 0 | 0 | 0 | 0 | 0 | 0 | 0 | 0 | 0 | 0.4625 | 3.2675 | 0 | 0 | 0 | 0 | 0 | 1.0333 | 0 | 0 | 0 | 0 | 0 | 0 | 0 | 0 | 0 | 1.0333 | 0 | 0 | 0 | 0 | 0 | 0 | 0 | 0 | 0 | 0 | 0 | 0 | 0 | 0 | 0 | 0 | 0 | 0 | 0 | 0 | 0 | 0
Lighting - Comprehensive Measures | RES | Screw-in CFL 39 Watt 2,000 to 2,599 Lumens | 0 | Unit | 2 |  | 0.0162 | 103.518 |  | 4.28 | 9 | 0.8 | 0 | 0 | 0 | 0 | 0 | 0 | 0 | 0 | 0 | 0.4625 | 3.2675 | 0 | 0 | 0 | 0 | 0 | 1.0333 | 0 | 0 | 0 | 0 | 0 | 0 | 0 | 0 | 0 | 1.0333 | 0 | 0 | 0 | 0 | 0 | 0 | 0 | 0 | 0 | 0 | 0 | 0 | 0 | 0 | 0 | 0 | 0 | 0 | 0 | 0 | 0 | 0
Lighting - Comprehensive Measures | RES | Screw-in CFL 39 Watt 2,600 to 3,599 Lumens | 0 | Unit | 2.5 |  | 0.0222 | 141.858 |  | 4.28 | 9 | 0.8 | 0 | 0 | 0 | 0 | 0 | 0 | 0 | 0 | 0 | 0.4625 | 3.2675 | 0 | 0 | 0 | 0 | 0 | 1.0333 | 0 | 0 | 0 | 0 | 0 | 0 | 0 | 0 | 0 | 1.0333 | 0 | 0 | 0 | 0 | 0 | 0 | 0 | 0 | 0 | 0 | 0 | 0 | 0 | 0 | 0 | 0 | 0 | 0 | 0 | 0 | 0 | 0
Lighting - Comprehensive Measures | RES | Screw-in CFL 40 Watt 1,600 to 1,999 Lumens | 0 | Unit | 2 |  | 0.012 | 76.68 |  | 4.28 | 9 | 0.8 | 0 | 0 | 0 | 0 | 0 | 0 | 0 | 0 | 0 | 0.4625 | 3.2675 | 0 | 0 | 0 | 0 | 0 | 1.0333 | 0 | 0 | 0 | 0 | 0 | 0 | 0 | 0 | 0 | 1.0333 | 0 | 0 | 0 | 0 | 0 | 0 | 0 | 0 | 0 | 0 | 0 | 0 | 0 | 0 | 0 | 0 | 0 | 0 | 0 | 0 | 0 | 0
Lighting - Comprehensive Measures | RES | Screw-in CFL 40 Watt 2,000 to 2,599 Lumens | 0 | Unit | 2 |  | 0.016 | 102.24 |  | 4.28 | 9 | 0.8 | 0 | 0 | 0 | 0 | 0 | 0 | 0 | 0 | 0 | 0.4625 | 3.2675 | 0 | 0 | 0 | 0 | 0 | 1.0333 | 0 | 0 | 0 | 0 | 0 | 0 | 0 | 0 | 0 | 1.0333 | 0 | 0 | 0 | 0 | 0 | 0 | 0 | 0 | 0 | 0 | 0 | 0 | 0 | 0 | 0 | 0 | 0 | 0 | 0 | 0 | 0 | 0
Lighting - Comprehensive Measures | RES | Screw-in CFL 40 Watt 2,600 to 3,599 Lumens | 267 | Unit | 2.5 |  | 0.022 | 140.58 |  | 4.28 | 9 | 0.8 | 667.5 | 0 | 1142.76 | 914.208 | 4.6992 | 30027.888 | 0 | 270250.992 | 0 | 0.4625 | 3.2675 | 0 | 0 | 0 | 0 | 0 | 1.0333 | 0 | 0 | 0 | 0 | 0 | 0 | 0 | 0 | 0 | 1.0333 | 0 | 0 | 0 | 0 | 0 | 0 | 0 | 0 | 0 | 0 | 0 | 0 | 0 | 0 | 0 | 0 | 38783.2268 | 0 | 13887.8273 | 0 | 38783.2268 | 13887.8273
Lighting - Comprehensive Measures | RES | Screw-in CFL 41 Watt 1,600 to 1,999 Lumens | 0 | Unit | 2 |  | 0.0118 | 75.402 |  | 4.28 | 9 | 0.8 | 0 | 0 | 0 | 0 | 0 | 0 | 0 | 0 | 0 | 0.4625 | 3.2675 | 0 | 0 | 0 | 0 | 0 | 1.0333 | 0 | 0 | 0 | 0 | 0 | 0 | 0 | 0 | 0 | 1.0333 | 0 | 0 | 0 | 0 | 0 | 0 | 0 | 0 | 0 | 0 | 0 | 0 | 0 | 0 | 0 | 0 | 0 | 0 | 0 | 0 | 0 | 0
Lighting - Comprehensive Measures | RES | Screw-in CFL 41 Watt 2,000 to 2,599 Lumens | 0 | Unit | 2 |  | 0.0158 | 100.962 |  | 4.28 | 9 | 0.8 | 0 | 0 | 0 | 0 | 0 | 0 | 0 | 0 | 0 | 0.4625 | 3.2675 | 0 | 0 | 0 | 0 | 0 | 1.0333 | 0 | 0 | 0 | 0 | 0 | 0 | 0 | 0 | 0 | 1.0333 | 0 | 0 | 0 | 0 | 0 | 0 | 0 | 0 | 0 | 0 | 0 | 0 | 0 | 0 | 0 | 0 | 0 | 0 | 0 | 0 | 0 | 0
Lighting - Comprehensive Measures | RES | Screw-in CFL 41 Watt 2,600 to 3,599 Lumens | 0 | Unit | 2.5 |  | 0.0218 | 139.302 |  | 4.28 | 9 | 0.8 | 0 | 0 | 0 | 0 | 0 | 0 | 0 | 0 | 0 | 0.4625 | 3.2675 | 0 | 0 | 0 | 0 | 0 | 1.0333 | 0 | 0 | 0 | 0 | 0 | 0 | 0 | 0 | 0 | 1.0333 | 0 | 0 | 0 | 0 | 0 | 0 | 0 | 0 | 0 | 0 | 0 | 0 | 0 | 0 | 0 | 0 | 0 | 0 | 0 | 0 | 0 | 0
Lighting - Comprehensive Measures | RES | Screw-in CFL 42 Watt 1,600 to 1,999 Lumens | 0 | Unit | 2 |  | 0.0116 | 74.124 |  | 4.28 | 9 | 0.8 | 0 | 0 | 0 | 0 | 0 | 0 | 0 | 0 | 0 | 0.4625 | 3.2675 | 0 | 0 | 0 | 0 | 0 | 1.0333 | 0 | 0 | 0 | 0 | 0 | 0 | 0 | 0 | 0 | 1.0333 | 0 | 0 | 0 | 0 | 0 | 0 | 0 | 0 | 0 | 0 | 0 | 0 | 0 | 0 | 0 | 0 | 0 | 0 | 0 | 0 | 0 | 0
Lighting - Comprehensive Measures | RES | Screw-in CFL 42 Watt 2,000 to 2,599 Lumens | 0 | Unit | 2 |  | 0.0156 | 99.684 |  | 4.28 | 9 | 0.8 | 0 | 0 | 0 | 0 | 0 | 0 | 0 | 0 | 0 | 0.4625 | 3.2675 | 0 | 0 | 0 | 0 | 0 | 1.0333 | 0 | 0 | 0 | 0 | 0 | 0 | 0 | 0 | 0 | 1.0333 | 0 | 0 | 0 | 0 | 0 | 0 | 0 | 0 | 0 | 0 | 0 | 0 | 0 | 0 | 0 | 0 | 0 | 0 | 0 | 0 | 0 | 0
Lighting - Comprehensive Measures | RES | Screw-in CFL 42 Watt 2,600 to 3,599 Lumens | 534 | Unit | 2.5 |  | 0.0216 | 138.024 |  | 4.28 | 9 | 0.8 | 1335 | 0 | 2285.52 | 1828.416 | 9.2275 | 58963.8528 | 0 | 530674.6752 | 0 | 0.4625 | 3.2675 | 0 | 0 | 0 | 0 | 0 | 1.0333 | 0 | 0 | 0 | 0 | 0 | 0 | 0 | 0 | 0 | 1.0333 | 0 | 0 | 0 | 0 | 0 | 0 | 0 | 0 | 0 | 0 | 0 | 0 | 0 | 0 | 0 | 0 | 76156.1544 | 0 | 27270.6427 | 0 | 76156.1544 | 27270.6427
Lighting - Comprehensive Measures | RES | Screw-in CFL 43 Watt 1,600 to 1,999 Lumens | 0 | Unit | 2 |  | 0.0114 | 72.846 |  | 4.28 | 9 | 0.8 | 0 | 0 | 0 | 0 | 0 | 0 | 0 | 0 | 0 | 0.4625 | 3.2675 | 0 | 0 | 0 | 0 | 0 | 1.0333 | 0 | 0 | 0 | 0 | 0 | 0 | 0 | 0 | 0 | 1.0333 | 0 | 0 | 0 | 0 | 0 | 0 | 0 | 0 | 0 | 0 | 0 | 0 | 0 | 0 | 0 | 0 | 0 | 0 | 0 | 0 | 0 | 0
Lighting - Comprehensive Measures | RES | Screw-in CFL 43 Watt 2,000 to 2,599 Lumens | 0 | Unit | 2 |  | 0.0154 | 98.406 |  | 4.28 | 9 | 0.8 | 0 | 0 | 0 | 0 | 0 | 0 | 0 | 0 | 0 | 0.4625 | 3.2675 | 0 | 0 | 0 | 0 | 0 | 1.0333 | 0 | 0 | 0 | 0 | 0 | 0 | 0 | 0 | 0 | 1.0333 | 0 | 0 | 0 | 0 | 0 | 0 | 0 | 0 | 0 | 0 | 0 | 0 | 0 | 0 | 0 | 0 | 0 | 0 | 0 | 0 | 0 | 0
Lighting - Comprehensive Measures | RES | Screw-in CFL 43 Watt 2,600 to 3,599 Lumens | 0 | Unit | 2.5 |  | 0.0214 | 136.746 |  | 4.28 | 9 | 0.8 | 0 | 0 | 0 | 0 | 0 | 0 | 0 | 0 | 0 | 0.4625 | 3.2675 | 0 | 0 | 0 | 0 | 0 | 1.0333 | 0 | 0 | 0 | 0 | 0 | 0 | 0 | 0 | 0 | 1.0333 | 0 | 0 | 0 | 0 | 0 | 0 | 0 | 0 | 0 | 0 | 0 | 0 | 0 | 0 | 0 | 0 | 0 | 0 | 0 | 0 | 0 | 0
Lighting - Comprehensive Measures | RES | Screw-in CFL 44 Watt 1,600 to 1,999 Lumens | 0 | Unit | 2 |  | 0.0112 | 71.568 |  | 4.28 | 9 | 0.8 | 0 | 0 | 0 | 0 | 0 | 0 | 0 | 0 | 0 | 0.4625 | 3.2675 | 0 | 0 | 0 | 0 | 0 | 1.0333 | 0 | 0 | 0 | 0 | 0 | 0 | 0 | 0 | 0 | 1.0333 | 0 | 0 | 0 | 0 | 0 | 0 | 0 | 0 | 0 | 0 | 0 | 0 | 0 | 0 | 0 | 0 | 0 | 0 | 0 | 0 | 0 | 0
Lighting - Comprehensive Measures | RES | Screw-in CFL 44 Watt 2,000 to 2,599 Lumens | 0 | Unit | 2 |  | 0.0152 | 97.128 |  | 4.28 | 9 | 0.8 | 0 | 0 | 0 | 0 | 0 | 0 | 0 | 0 | 0 | 0.4625 | 3.2675 | 0 | 0 | 0 | 0 | 0 | 1.0333 | 0 | 0 | 0 | 0 | 0 | 0 | 0 | 0 | 0 | 1.0333 | 0 | 0 | 0 | 0 | 0 | 0 | 0 | 0 | 0 | 0 | 0 | 0 | 0 | 0 | 0 | 0 | 0 | 0 | 0 | 0 | 0 | 0
Lighting - Comprehensive Measures | RES | Screw-in CFL 44 Watt 2,600 to 3,599 Lumens | 0 | Unit | 2.5 |  | 0.0212 | 135.468 |  | 4.28 | 9 | 0.8 | 0 | 0 | 0 | 0 | 0 | 0 | 0 | 0 | 0 | 0.4625 | 3.2675 | 0 | 0 | 0 | 0 | 0 | 1.0333 | 0 | 0 | 0 | 0 | 0 | 0 | 0 | 0 | 0 | 1.0333 | 0 | 0 | 0 | 0 | 0 | 0 | 0 | 0 | 0 | 0 | 0 | 0 | 0 | 0 | 0 | 0 | 0 | 0 | 0 | 0 | 0 | 0
Lighting - Comprehensive Measures | RES | Screw-in CFL 45 Watt 1,600 to 1,999 Lumens | 0 | Unit | 2 |  | 0.011 | 70.29 |  | 4.28 | 9 | 0.8 | 0 | 0 | 0 | 0 | 0 | 0 | 0 | 0 | 0 | 0.4625 | 3.2675 | 0 | 0 | 0 | 0 | 0 | 1.0333 | 0 | 0 | 0 | 0 | 0 | 0 | 0 | 0 | 0 | 1.0333 | 0 | 0 | 0 | 0 | 0 | 0 | 0 | 0 | 0 | 0 | 0 | 0 | 0 | 0 | 0 | 0 | 0 | 0 | 0 | 0 | 0 | 0
Lighting - Comprehensive Measures | RES | Screw-in CFL 45 Watt 2,000 to 2,599 Lumens | 0 | Unit | 2 |  | 0.015 | 95.85 |  | 4.28 | 9 | 0.8 | 0 | 0 | 0 | 0 | 0 | 0 | 0 | 0 | 0 | 0.4625 | 3.2675 | 0 | 0 | 0 | 0 | 0 | 1.0333 | 0 | 0 | 0 | 0 | 0 | 0 | 0 | 0 | 0 | 1.0333 | 0 | 0 | 0 | 0 | 0 | 0 | 0 | 0 | 0 | 0 | 0 | 0 | 0 | 0 | 0 | 0 | 0 | 0 | 0 | 0 | 0 | 0
Lighting - Comprehensive Measures | RES | Screw-in CFL 45 Watt 2,600 to 3,599 Lumens | 534 | Unit | 2.5 |  | 0.021 | 134.19 |  | 4.28 | 9 | 0.8 | 1335 | 0 | 2285.52 | 1828.416 | 8.9712 | 57325.968 | 0 | 515933.712 | 0 | 0.4625 | 3.2675 | 0 | 0 | 0 | 0 | 0 | 1.0333 | 0 | 0 | 0 | 0 | 0 | 0 | 0 | 0 | 0 | 1.0333 | 0 | 0 | 0 | 0 | 0 | 0 | 0 | 0 | 0 | 0 | 0 | 0 | 0 | 0 | 0 | 0 | 74040.7057 | 0 | 26513.1249 | 0 | 74040.7057 | 26513.1249
Lighting - Comprehensive Measures | RES | Screw-in CFL 46 Watt 1,600 to 1,999 Lumens | 0 | Unit | 2 |  | 0.0108 | 69.012 |  | 4.28 | 9 | 0.8 | 0 | 0 | 0 | 0 | 0 | 0 | 0 | 0 | 0 | 0.4625 | 3.2675 | 0 | 0 | 0 | 0 | 0 | 1.0333 | 0 | 0 | 0 | 0 | 0 | 0 | 0 | 0 | 0 | 1.0333 | 0 | 0 | 0 | 0 | 0 | 0 | 0 | 0 | 0 | 0 | 0 | 0 | 0 | 0 | 0 | 0 | 0 | 0 | 0 | 0 | 0 | 0
Lighting - Comprehensive Measures | RES | Screw-in CFL 46 Watt 2,000 to 2,599 Lumens | 0 | Unit | 2 |  | 0.0148 | 94.572 |  | 4.28 | 9 | 0.8 | 0 | 0 | 0 | 0 | 0 | 0 | 0 | 0 | 0 | 0.4625 | 3.2675 | 0 | 0 | 0 | 0 | 0 | 1.0333 | 0 | 0 | 0 | 0 | 0 | 0 | 0 | 0 | 0 | 1.0333 | 0 | 0 | 0 | 0 | 0 | 0 | 0 | 0 | 0 | 0 | 0 | 0 | 0 | 0 | 0 | 0 | 0 | 0 | 0 | 0 | 0 | 0
Lighting - Comprehensive Measures | RES | Screw-in CFL 46 Watt 2,600 to 3,599 Lumens | 0 | Unit | 2.5 |  | 0.0208 | 132.912 |  | 4.28 | 9 | 0.8 | 0 | 0 | 0 | 0 | 0 | 0 | 0 | 0 | 0 | 0.4625 | 3.2675 | 0 | 0 | 0 | 0 | 0 | 1.0333 | 0 | 0 | 0 | 0 | 0 | 0 | 0 | 0 | 0 | 1.0333 | 0 | 0 | 0 | 0 | 0 | 0 | 0 | 0 | 0 | 0 | 0 | 0 | 0 | 0 | 0 | 0 | 0 | 0 | 0 | 0 | 0 | 0
Lighting - Comprehensive Measures | RES | Screw-in CFL 47 Watt 1,600 to 1,999 Lumens | 0 | Unit | 2 |  | 0.0106 | 67.734 |  | 4.28 | 9 | 0.8 | 0 | 0 | 0 | 0 | 0 | 0 | 0 | 0 | 0 | 0.4625 | 3.2675 | 0 | 0 | 0 | 0 | 0 | 1.0333 | 0 | 0 | 0 | 0 | 0 | 0 | 0 | 0 | 0 | 1.0333 | 0 | 0 | 0 | 0 | 0 | 0 | 0 | 0 | 0 | 0 | 0 | 0 | 0 | 0 | 0 | 0 | 0 | 0 | 0 | 0 | 0 | 0
Lighting - Comprehensive Measures | RES | Screw-in CFL 47 Watt 2,000 to 2,599 Lumens | 0 | Unit | 2 |  | 0.0146 | 93.294 |  | 4.28 | 9 | 0.8 | 0 | 0 | 0 | 0 | 0 | 0 | 0 | 0 | 0 | 0.4625 | 3.2675 | 0 | 0 | 0 | 0 | 0 | 1.0333 | 0 | 0 | 0 | 0 | 0 | 0 | 0 | 0 | 0 | 1.0333 | 0 | 0 | 0 | 0 | 0 | 0 | 0 | 0 | 0 | 0 | 0 | 0 | 0 | 0 | 0 | 0 | 0 | 0 | 0 | 0 | 0 | 0
Lighting - Comprehensive Measures | RES | Screw-in CFL 47 Watt 2,600 to 3,599 Lumens | 0 | Unit | 2.5 |  | 0.0206 | 131.634 |  | 4.28 | 9 | 0.8 | 0 | 0 | 0 | 0 | 0 | 0 | 0 | 0 | 0 | 0.4625 | 3.2675 | 0 | 0 | 0 | 0 | 0 | 1.0333 | 0 | 0 | 0 | 0 | 0 | 0 | 0 | 0 | 0 | 1.0333 | 0 | 0 | 0 | 0 | 0 | 0 | 0 | 0 | 0 | 0 | 0 | 0 | 0 | 0 | 0 | 0 | 0 | 0 | 0 | 0 | 0 | 0
Lighting - Comprehensive Measures | RES | Screw-in CFL 48 Watt 1,600 to 1,999 Lumens | 0 | Unit | 2 |  | 0.0104 | 66.456 |  | 4.28 | 9 | 0.8 | 0 | 0 | 0 | 0 | 0 | 0 | 0 | 0 | 0 | 0.4625 | 3.2675 | 0 | 0 | 0 | 0 | 0 | 1.0333 | 0 | 0 | 0 | 0 | 0 | 0 | 0 | 0 | 0 | 1.0333 | 0 | 0 | 0 | 0 | 0 | 0 | 0 | 0 | 0 | 0 | 0 | 0 | 0 | 0 | 0 | 0 | 0 | 0 | 0 | 0 | 0 | 0
Lighting - Comprehensive Measures | RES | Screw-in CFL 48 Watt 2,000 to 2,599 Lumens | 0 | Unit | 2 |  | 0.0144 | 92.016 |  | 4.28 | 9 | 0.8 | 0 | 0 | 0 | 0 | 0 | 0 | 0 | 0 | 0 | 0.4625 | 3.2675 | 0 | 0 | 0 | 0 | 0 | 1.0333 | 0 | 0 | 0 | 0 | 0 | 0 | 0 | 0 | 0 | 1.0333 | 0 | 0 | 0 | 0 | 0 | 0 | 0 | 0 | 0 | 0 | 0 | 0 | 0 | 0 | 0 | 0 | 0 | 0 | 0 | 0 | 0 | 0
Lighting - Comprehensive Measures | RES | Screw-in CFL 48 Watt 2,600 to 3,599 Lumens | 0 | Unit | 2.5 |  | 0.0204 | 130.356 |  | 4.28 | 9 | 0.8 | 0 | 0 | 0 | 0 | 0 | 0 | 0 | 0 | 0 | 0.4625 | 3.2675 | 0 | 0 | 0 | 0 | 0 | 1.0333 | 0 | 0 | 0 | 0 | 0 | 0 | 0 | 0 | 0 | 1.0333 | 0 | 0 | 0 | 0 | 0 | 0 | 0 | 0 | 0 | 0 | 0 | 0 | 0 | 0 | 0 | 0 | 0 | 0 | 0 | 0 | 0 | 0
Lighting - Comprehensive Measures | RES | Screw-in CFL 49 Watt 1,600 to 1,999 Lumens | 0 | Unit | 2 |  | 0.0102 | 65.178 |  | 4.28 | 9 | 0.8 | 0 | 0 | 0 | 0 | 0 | 0 | 0 | 0 | 0 | 0.4625 | 3.2675 | 0 | 0 | 0 | 0 | 0 | 1.0333 | 0 | 0 | 0 | 0 | 0 | 0 | 0 | 0 | 0 | 1.0333 | 0 | 0 | 0 | 0 | 0 | 0 | 0 | 0 | 0 | 0 | 0 | 0 | 0 | 0 | 0 | 0 | 0 | 0 | 0 | 0 | 0 | 0
Lighting - Comprehensive Measures | RES | Screw-in CFL 49 Watt 2,000 to 2,599 Lumens | 0 | Unit | 2 |  | 0.0142 | 90.738 |  | 4.28 | 9 | 0.8 | 0 | 0 | 0 | 0 | 0 | 0 | 0 | 0 | 0 | 0.4625 | 3.2675 | 0 | 0 | 0 | 0 | 0 | 1.0333 | 0 | 0 | 0 | 0 | 0 | 0 | 0 | 0 | 0 | 1.0333 | 0 | 0 | 0 | 0 | 0 | 0 | 0 | 0 | 0 | 0 | 0 | 0 | 0 | 0 | 0 | 0 | 0 | 0 | 0 | 0 | 0 | 0
Lighting - Comprehensive Measures | RES | Screw-in CFL 49 Watt 2,600 to 3,599 Lumens | 0 | Unit | 2.5 |  | 0.0202 | 129.078 |  | 4.28 | 9 | 0.8 | 0 | 0 | 0 | 0 | 0 | 0 | 0 | 0 | 0 | 0.4625 | 3.2675 | 0 | 0 | 0 | 0 | 0 | 1.0333 | 0 | 0 | 0 | 0 | 0 | 0 | 0 | 0 | 0 | 1.0333 | 0 | 0 | 0 | 0 | 0 | 0 | 0 | 0 | 0 | 0 | 0 | 0 | 0 | 0 | 0 | 0 | 0 | 0 | 0 | 0 | 0 | 0
Lighting - Comprehensive Measures | RES | Screw-in CFL 50 Watt 2,000 to 2,599 Lumens | 0 | Unit | 2 |  | 0.014 | 89.46 |  | 4.28 | 9 | 0.8 | 0 | 0 | 0 | 0 | 0 | 0 | 0 | 0 | 0 | 0.4625 | 3.2675 | 0 | 0 | 0 | 0 | 0 | 1.0333 | 0 | 0 | 0 | 0 | 0 | 0 | 0 | 0 | 0 | 1.0333 | 0 | 0 | 0 | 0 | 0 | 0 | 0 | 0 | 0 | 0 | 0 | 0 | 0 | 0 | 0 | 0 | 0 | 0 | 0 | 0 | 0 | 0
Lighting - Comprehensive Measures | RES | Screw-in CFL 50 Watt 2,600 to 3,599 Lumens | 0 | Unit | 2.5 |  | 0.02 | 127.8 |  | 4.28 | 9 | 0.8 | 0 | 0 | 0 | 0 | 0 | 0 | 0 | 0 | 0 | 0.4625 | 3.2675 | 0 | 0 | 0 | 0 | 0 | 1.0333 | 0 | 0 | 0 | 0 | 0 | 0 | 0 | 0 | 0 | 1.0333 | 0 | 0 | 0 | 0 | 0 | 0 | 0 | 0 | 0 | 0 | 0 | 0 | 0 | 0 | 0 | 0 | 0 | 0 | 0 | 0 | 0 | 0
Lighting - Comprehensive Measures | RES | Screw-in CFL 50 Watt 3,600 to 4,599 Lumens | 0 | Unit | 2.5 |  | 0.03 | 191.7 |  | 4.28 | 9 | 0.8 | 0 | 0 | 0 | 0 | 0 | 0 | 0 | 0 | 0 | 0.4625 | 3.2675 | 0 | 0 | 0 | 0 | 0 | 1.0333 | 0 | 0 | 0 | 0 | 0 | 0 | 0 | 0 | 0 | 1.0333 | 0 | 0 | 0 | 0 | 0 | 0 | 0 | 0 | 0 | 0 | 0 | 0 | 0 | 0 | 0 | 0 | 0 | 0 | 0 | 0 | 0 | 0
Lighting - Comprehensive Measures | RES | Screw-in CFL 51 Watt 2,000 to 2,599 Lumens | 0 | Unit | 2 |  | 0.0138 | 88.182 |  | 4.28 | 9 | 0.8 | 0 | 0 | 0 | 0 | 0 | 0 | 0 | 0 | 0 | 0.4625 | 3.2675 | 0 | 0 | 0 | 0 | 0 | 1.0333 | 0 | 0 | 0 | 0 | 0 | 0 | 0 | 0 | 0 | 1.0333 | 0 | 0 | 0 | 0 | 0 | 0 | 0 | 0 | 0 | 0 | 0 | 0 | 0 | 0 | 0 | 0 | 0 | 0 | 0 | 0 | 0 | 0
Lighting - Comprehensive Measures | RES | Screw-in CFL 51 Watt 2,600 to 3,599 Lumens | 0 | Unit | 2.5 |  | 0.0198 | 126.522 |  | 4.28 | 9 | 0.8 | 0 | 0 | 0 | 0 | 0 | 0 | 0 | 0 | 0 | 0.4625 | 3.2675 | 0 | 0 | 0 | 0 | 0 | 1.0333 | 0 | 0 | 0 | 0 | 0 | 0 | 0 | 0 | 0 | 1.0333 | 0 | 0 | 0 | 0 | 0 | 0 | 0 | 0 | 0 | 0 | 0 | 0 | 0 | 0 | 0 | 0 | 0 | 0 | 0 | 0 | 0 | 0
Lighting - Comprehensive Measures | RES | Screw-in CFL 51 Watt 3,600 to 4,599 Lumens | 0 | Unit | 2.5 |  | 0.0298 | 190.422 |  | 4.28 | 9 | 0.8 | 0 | 0 | 0 | 0 | 0 | 0 | 0 | 0 | 0 | 0.4625 | 3.2675 | 0 | 0 | 0 | 0 | 0 | 1.0333 | 0 | 0 | 0 | 0 | 0 | 0 | 0 | 0 | 0 | 1.0333 | 0 | 0 | 0 | 0 | 0 | 0 | 0 | 0 | 0 | 0 | 0 | 0 | 0 | 0 | 0 | 0 | 0 | 0 | 0 | 0 | 0 | 0
Lighting - Comprehensive Measures | RES | Screw-in CFL 52 Watt 2,000 to 2,599 Lumens | 0 | Unit | 2 |  | 0.0136 | 86.904 |  | 4.28 | 9 | 0.8 | 0 | 0 | 0 | 0 | 0 | 0 | 0 | 0 | 0 | 0.4625 | 3.2675 | 0 | 0 | 0 | 0 | 0 | 1.0333 | 0 | 0 | 0 | 0 | 0 | 0 | 0 | 0 | 0 | 1.0333 | 0 | 0 | 0 | 0 | 0 | 0 | 0 | 0 | 0 | 0 | 0 | 0 | 0 | 0 | 0 | 0 | 0 | 0 | 0 | 0 | 0 | 0
Lighting - Comprehensive Measures | RES | Screw-in CFL 52 Watt 2,600 to 3,599 Lumens | 0 | Unit | 2.5 |  | 0.0196 | 125.244 |  | 4.28 | 9 | 0.8 | 0 | 0 | 0 | 0 | 0 | 0 | 0 | 0 | 0 | 0.4625 | 3.2675 | 0 | 0 | 0 | 0 | 0 | 1.0333 | 0 | 0 | 0 | 0 | 0 | 0 | 0 | 0 | 0 | 1.0333 | 0 | 0 | 0 | 0 | 0 | 0 | 0 | 0 | 0 | 0 | 0 | 0 | 0 | 0 | 0 | 0 | 0 | 0 | 0 | 0 | 0 | 0
Lighting - Comprehensive Measures | RES | Screw-in CFL 52 Watt 3,600 to 4,599 Lumens | 0 | Unit | 2.5 |  | 0.0296 | 189.144 |  | 4.28 | 9 | 0.8 | 0 | 0 | 0 | 0 | 0 | 0 | 0 | 0 | 0 | 0.4625 | 3.2675 | 0 | 0 | 0 | 0 | 0 | 1.0333 | 0 | 0 | 0 | 0 | 0 | 0 | 0 | 0 | 0 | 1.0333 | 0 | 0 | 0 | 0 | 0 | 0 | 0 | 0 | 0 | 0 | 0 | 0 | 0 | 0 | 0 | 0 | 0 | 0 | 0 | 0 | 0 | 0
Lighting - Comprehensive Measures | RES | Screw-in CFL 53 Watt 2,000 to 2,599 Lumens | 0 | Unit | 2 |  | 0.0134 | 85.626 |  | 4.28 | 9 | 0.8 | 0 | 0 | 0 | 0 | 0 | 0 | 0 | 0 | 0 | 0.4625 | 3.2675 | 0 | 0 | 0 | 0 | 0 | 1.0333 | 0 | 0 | 0 | 0 | 0 | 0 | 0 | 0 | 0 | 1.0333 | 0 | 0 | 0 | 0 | 0 | 0 | 0 | 0 | 0 | 0 | 0 | 0 | 0 | 0 | 0 | 0 | 0 | 0 | 0 | 0 | 0 | 0
Lighting - Comprehensive Measures | RES | Screw-in CFL 53 Watt 2,600 to 3,599 Lumens | 0 | Unit | 2.5 |  | 0.0194 | 123.966 |  | 4.28 | 9 | 0.8 | 0 | 0 | 0 | 0 | 0 | 0 | 0 | 0 | 0 | 0.4625 | 3.2675 | 0 | 0 | 0 | 0 | 0 | 1.0333 | 0 | 0 | 0 | 0 | 0 | 0 | 0 | 0 | 0 | 1.0333 | 0 | 0 | 0 | 0 | 0 | 0 | 0 | 0 | 0 | 0 | 0 | 0 | 0 | 0 | 0 | 0 | 0 | 0 | 0 | 0 | 0 | 0
Lighting - Comprehensive Measures | RES | Screw-in CFL 53 Watt 3,600 to 4,599 Lumens | 0 | Unit | 2.5 |  | 0.0294 | 187.866 |  | 4.28 | 9 | 0.8 | 0 | 0 | 0 | 0 | 0 | 0 | 0 | 0 | 0 | 0.4625 | 3.2675 | 0 | 0 | 0 | 0 | 0 | 1.0333 | 0 | 0 | 0 | 0 | 0 | 0 | 0 | 0 | 0 | 1.0333 | 0 | 0 | 0 | 0 | 0 | 0 | 0 | 0 | 0 | 0 | 0 | 0 | 0 | 0 | 0 | 0 | 0 | 0 | 0 | 0 | 0 | 0
Lighting - Comprehensive Measures | RES | Screw-in CFL 54 Watt 2,000 to 2,599 Lumens | 0 | Unit | 2 |  | 0.0132 | 84.348 |  | 4.28 | 9 | 0.8 | 0 | 0 | 0 | 0 | 0 | 0 | 0 | 0 | 0 | 0.4625 | 3.2675 | 0 | 0 | 0 | 0 | 0 | 1.0333 | 0 | 0 | 0 | 0 | 0 | 0 | 0 | 0 | 0 | 1.0333 | 0 | 0 | 0 | 0 | 0 | 0 | 0 | 0 | 0 | 0 | 0 | 0 | 0 | 0 | 0 | 0 | 0 | 0 | 0 | 0 | 0 | 0
Lighting - Comprehensive Measures | RES | Screw-in CFL 54 Watt 2,600 to 3,599 Lumens | 0 | Unit | 2.5 |  | 0.0192 | 122.688 |  | 4.28 | 9 | 0.8 | 0 | 0 | 0 | 0 | 0 | 0 | 0 | 0 | 0 | 0.4625 | 3.2675 | 0 | 0 | 0 | 0 | 0 | 1.0333 | 0 | 0 | 0 | 0 | 0 | 0 | 0 | 0 | 0 | 1.0333 | 0 | 0 | 0 | 0 | 0 | 0 | 0 | 0 | 0 | 0 | 0 | 0 | 0 | 0 | 0 | 0 | 0 | 0 | 0 | 0 | 0 | 0
Lighting - Comprehensive Measures | RES | Screw-in CFL 54 Watt 3,600 to 4,599 Lumens | 0 | Unit | 2.5 |  | 0.0292 | 186.588 |  | 4.28 | 9 | 0.8 | 0 | 0 | 0 | 0 | 0 | 0 | 0 | 0 | 0 | 0.4625 | 3.2675 | 0 | 0 | 0 | 0 | 0 | 1.0333 | 0 | 0 | 0 | 0 | 0 | 0 | 0 | 0 | 0 | 1.0333 | 0 | 0 | 0 | 0 | 0 | 0 | 0 | 0 | 0 | 0 | 0 | 0 | 0 | 0 | 0 | 0 | 0 | 0 | 0 | 0 | 0 | 0
Lighting - Comprehensive Measures | RES | Screw-in CFL 55 Watt 2,000 to 2,599 Lumens | 0 | Unit | 2 |  | 0.013 | 83.07 |  | 4.28 | 9 | 0.8 | 0 | 0 | 0 | 0 | 0 | 0 | 0 | 0 | 0 | 0.4625 | 3.2675 | 0 | 0 | 0 | 0 | 0 | 1.0333 | 0 | 0 | 0 | 0 | 0 | 0 | 0 | 0 | 0 | 1.0333 | 0 | 0 | 0 | 0 | 0 | 0 | 0 | 0 | 0 | 0 | 0 | 0 | 0 | 0 | 0 | 0 | 0 | 0 | 0 | 0 | 0 | 0
Lighting - Comprehensive Measures | RES | Screw-in CFL 55 Watt 2,600 to 3,599 Lumens | 0 | Unit | 2.5 |  | 0.019 | 121.41 |  | 4.28 | 9 | 0.8 | 0 | 0 | 0 | 0 | 0 | 0 | 0 | 0 | 0 | 0.4625 | 3.2675 | 0 | 0 | 0 | 0 | 0 | 1.0333 | 0 | 0 | 0 | 0 | 0 | 0 | 0 | 0 | 0 | 1.0333 | 0 | 0 | 0 | 0 | 0 | 0 | 0 | 0 | 0 | 0 | 0 | 0 | 0 | 0 | 0 | 0 | 0 | 0 | 0 | 0 | 0 | 0
Lighting - Comprehensive Measures | RES | Screw-in CFL 55 Watt 3,600 to 4,599 Lumens | 0 | Unit | 2.5 |  | 0.029 | 185.31 |  | 4.28 | 9 | 0.8 | 0 | 0 | 0 | 0 | 0 | 0 | 0 | 0 | 0 | 0.4625 | 3.2675 | 0 | 0 | 0 | 0 | 0 | 1.0333 | 0 | 0 | 0 | 0 | 0 | 0 | 0 | 0 | 0 | 1.0333 | 0 | 0 | 0 | 0 | 0 | 0 | 0 | 0 | 0 | 0 | 0 | 0 | 0 | 0 | 0 | 0 | 0 | 0 | 0 | 0 | 0 | 0
Lighting - Interior | RES | Interior Fixture 7 Watt 450 to 799 Lumens | 5192 | Unit | 5 |  | 0.0036 | 23.004 |  | 10 | 20 | 0.8 | 25960 | 0 | 51920 | 41536 | 14.953 | 95549.4144 | 0 | 1910988.288 | 0 | 0.83625 | 5.6989 | 0 | 0 | 0 | 0 | 0 | 1.7479 | 0 | 0 | 0 | 0 | 0 | 0 | 0 | 0 | 0 | 1.7479 | 0 | 0 | 0 | 0 | 0 | 0 | 0 | 0 | 0 | 0 | 0 | 0 | 0 | 0 | 0 | 0 | 208768.8379 | 0 | 79903.0941 | 0 | 208768.8379 | 79903.0941
Lighting - Interior | RES | Interior Fixture 8 Watt 450 to 799 Lumens |  | Unit | 5 |  | 0.0034 | 21.726 |  | 32 | 20 | 0.8 | 0 | 0 | 0 | 0 | 0 | 0 | 0 | 0 | 0 | 0.83625 | 5.6989 | 0 | 0 | 0 | 0 | 0 | 1.7479 | 0 | 0 | 0 | 0 | 0 | 0 | 0 | 0 | 0 | 1.7479 | 0 | 0 | 0 | 0 | 0 | 0 | 0 | 0 | 0 | 0 | 0 | 0 | 0 | 0 | 0 | 0 | 0 | 0 | 0 | 0 | 0 | 0
Lighting - Interior | RES | Interior Fixture 11 Watt 450 to 799 Lumens | 5200 | Unit | 5 |  | 0.0058 | 37.062 |  | 32 | 20 | 0.8 | 26000 | 0 | 166400 | 133120 | 24.128 | 154177.92 | 0 | 3083558.4 | 0 | 0.83625 | 5.6989 | 0 | 0 | 0 | 0 | 0 | 1.7479 | 0 | 0 | 0 | 0 | 0 | 0 | 0 | 0 | 0 | 1.7479 | 0 | 0 | 0 | 0 | 0 | 0 | 0 | 0 | 0 | 0 | 0 | 0 | 0 | 0 | 0 | 0 | 336868.0529 | 0 | 128931.1183 | 0 | 336868.0529 | 128931.1183
Lighting - Interior | RES | Interior Fixture 13 Watt 450 to 799 Lumens | 5010 | Unit | 5 |  | 0.0074 | 47.286 |  | 32 | 20 | 0.8 | 25050 | 0 | 160320 | 128256 | 29.6592 | 189522.288 | 0 | 3790445.76 | 0 | 0.83625 | 5.6989 | 0 | 0 | 0 | 0 | 0 | 1.7479 | 0 | 0 | 0 | 0 | 0 | 0 | 0 | 0 | 0 | 1.7479 | 0 | 0 | 0 | 0 | 0 | 0 | 0 | 0 | 0 | 0 | 0 | 0 | 0 | 0 | 0 | 0 | 414093.0435 | 0 | 158487.8077 | 0 | 414093.0435 | 158487.8077
Lighting - Interior | RES | Interior Fixture 13 Watt 800 to 1,099 Lumens |  | Unit | 5 |  | 0.0074 | 47.286 |  | 32 | 20 | 0.8 | 0 | 0 | 0 | 0 | 0 | 0 | 0 | 0 | 0 | 0.83625 | 5.6989 | 0 | 0 | 0 | 0 | 0 | 1.7479 | 0 | 0 | 0 | 0 | 0 | 0 | 0 | 0 | 0 | 1.7479 | 0 | 0 | 0 | 0 | 0 | 0 | 0 | 0 | 0 | 0 | 0 | 0 | 0 | 0 | 0 | 0 | 0 | 0 | 0 | 0 | 0 | 0
Lighting - Interior | RES | Interior Fixture 15 Watt 800 to 1,099 Lumens | 5000 | Unit | 5 |  | 0.009 | 57.51 |  | 32 | 20 | 0.8 | 25000 | 0 | 160000 | 128000 | 36 | 230040 | 0 | 4600800 | 0 | 0.83625 | 5.6989 | 0 | 0 | 0 | 0 | 0 | 1.7479 | 0 | 0 | 0 | 0 | 0 | 0 | 0 | 0 | 0 | 1.7479 | 0 | 0 | 0 | 0 | 0 | 0 | 0 | 0 | 0 | 0 | 0 | 0 | 0 | 0 | 0 | 0 | 502621.4317 | 0 | 192370.7004 | 0 | 502621.4317 | 192370.7004
Lighting - Interior | RES | Interior Fixture 16 Watt 800 to 1,099 Lumens | 5300 | Unit | 5 |  | 0.0088 | 56.232 |  | 32 | 20 | 0.8 | 26500 | 0 | 169600 | 135680 | 37.312 | 238423.68 | 0 | 4768473.6 | 0 | 0.83625 | 5.6989 | 0 | 0 | 0 | 0 | 0 | 1.7479 | 0 | 0 | 0 | 0 | 0 | 0 | 0 | 0 | 0 | 1.7479 | 0 | 0 | 0 | 0 | 0 | 0 | 0 | 0 | 0 | 0 | 0 | 0 | 0 | 0 | 0 | 0 | 520939.1906 | 0 | 199381.5437 | 0 | 520939.1906 | 199381.5437
Lighting - Interior | RES | Interior Fixture 17 Watt 800 to 1,099 Lumens | 0 | Unit | 5 |  | 0.0086 | 54.954 |  | 32 | 20 | 0.8 | 0 | 0 | 0 | 0 | 0 | 0 | 0 | 0 | 0 | 0.83625 | 5.6989 | 0 | 0 | 0 | 0 | 0 | 1.7479 | 0 | 0 | 0 | 0 | 0 | 0 | 0 | 0 | 0 | 1.7479 | 0 | 0 | 0 | 0 | 0 | 0 | 0 | 0 | 0 | 0 | 0 | 0 | 0 | 0 | 0 | 0 | 0 | 0 | 0 | 0 | 0 | 0
Lighting - Interior | RES | Interior Fixture 18 Watt 800 to 1,099 Lumens | 5300 | Unit | 5 |  | 0.0084 | 53.676 |  | 32 | 20 | 0.8 | 26500 | 0 | 169600 | 135680 | 35.616 | 227586.24 | 0 | 4551724.8 | 0 | 0.83625 | 5.6989 | 0 | 0 | 0 | 0 | 0 | 1.7479 | 0 | 0 | 0 | 0 | 0 | 0 | 0 | 0 | 0 | 1.7479 | 0 | 0 | 0 | 0 | 0 | 0 | 0 | 0 | 0 | 0 | 0 | 0 | 0 | 0 | 0 | 0 | 497260.1364 | 0 | 190318.7463 | 0 | 497260.1364 | 190318.7463
Lighting - Interior | RES | Interior Fixture 18 Watt 1,100 to 1,399 Lumens | 8000 | Unit | 10 |  | 0.0114 | 72.846 |  | 32 | 20 | 0.8 | 80000 | 0 | 256000 | 204800 | 72.96 | 466214.4 | 0 | 9324288 | 0 | 0.83625 | 5.6989 | 0 | 0 | 0 | 0 | 0 | 1.7479 | 0 | 0 | 0 | 0 | 0 | 0 | 0 | 0 | 0 | 1.7479 | 0 | 0 | 0 | 0 | 0 | 0 | 0 | 0 | 0 | 0 | 0 | 0 | 0 | 0 | 0 | 0 | 1018646.1016 | 0 | 389871.2862 | 0 | 1018646.1016 | 389871.2862
Lighting - Interior | RES | Interior Fixture 18 Watt 1,600 to 1,999 Lumens | 0 | Unit | 10 |  | 0.0082 | 52.398 |  | 32 | 20 | 0.8 | 0 | 0 | 0 | 0 | 0 | 0 | 0 | 0 | 0 | 0.83625 | 5.6989 | 0 | 0 | 0 | 0 | 0 | 1.7479 | 0 | 0 | 0 | 0 | 0 | 0 | 0 | 0 | 0 | 1.7479 | 0 | 0 | 0 | 0 | 0 | 0 | 0 | 0 | 0 | 0 | 0 | 0 | 0 | 0 | 0 | 0 | 0 | 0 | 0 | 0 | 0 | 0
Lighting - Interior | RES | Interior Fixture 19 Watt 800 to 1,099 Lumens | 100 | Unit | 10 |  | 0.0112 | 71.568 |  | 32 | 20 | 0.8 | 1000 | 0 | 3200 | 2560 | 0.896 | 5725.44 | 0 | 114508.8 | 0 | 0.83625 | 5.6989 | 0 | 0 | 0 | 0 | 0 | 1.7479 | 0 | 0 | 0 | 0 | 0 | 0 | 0 | 0 | 0 | 1.7479 | 0 | 0 | 0 | 0 | 0 | 0 | 0 | 0 | 0 | 0 | 0 | 0 | 0 | 0 | 0 | 0 | 12509.689 | 0 | 4787.893 | 0 | 12509.689 | 4787.893
Lighting - Interior | RES | Interior Fixture 20 Watt 800 to 1,099 Lumens | 668 | Unit | 5 |  | 0.008 | 51.12 |  | 32 | 20 | 0.8 | 3340 | 0 | 21376 | 17100.8 | 4.2752 | 27318.528 | 0 | 546370.56 | 0 | 0.83625 | 5.6989 | 0 | 0 | 0 | 0 | 0 | 1.7479 | 0 | 0 | 0 | 0 | 0 | 0 | 0 | 0 | 0 | 1.7479 | 0 | 0 | 0 | 0 | 0 | 0 | 0 | 0 | 0 | 0 | 0 | 0 | 0 | 0 | 0 | 0 | 59689.0874 | 0 | 22845.0894 | 0 | 59689.0874 | 22845.0894
Lighting - Interior | RES | Interior Fixture 20 Watt 1,100 to 1,399 Lumens | 2672 | Unit | 10 |  | 0.011 | 70.29 |  | 32 | 20 | 0.8 | 26720 | 0 | 85504 | 68403.2 | 23.5136 | 150251.904 | 0 | 3005038.08 | 0 | 0.83625 | 5.6989 | 0 | 0 | 0 | 0 | 0 | 1.7479 | 0 | 0 | 0 | 0 | 0 | 0 | 0 | 0 | 0 | 1.7479 | 0 | 0 | 0 | 0 | 0 | 0 | 0 | 0 | 0 | 0 | 0 | 0 | 0 | 0 | 0 | 0 | 328289.9805 | 0 | 125647.9917 | 0 | 328289.9805 | 125647.9917
Lighting - Interior | RES | Interior Fixture 21 Watt 800 to 1,099 Lumens | 0 | Unit | 5 |  | 0.0078 | 49.842 |  | 32 | 20 | 0.8 | 0 | 0 | 0 | 0 | 0 | 0 | 0 | 0 | 0 | 0.83625 | 5.6989 | 0 | 0 | 0 | 0 | 0 | 1.7479 | 0 | 0 | 0 | 0 | 0 | 0 | 0 | 0 | 0 | 1.7479 | 0 | 0 | 0 | 0 | 0 | 0 | 0 | 0 | 0 | 0 | 0 | 0 | 0 | 0 | 0 | 0 | 0 | 0 | 0 | 0 | 0 | 0
Lighting - Interior | RES | Interior Fixture 21 Watt 1,100 to 1,399 Lumens | 100 | Unit | 10 |  | 0.0108 | 69.012 |  | 32 | 20 | 0.8 | 1000 | 0 | 3200 | 2560 | 0.864 | 5520.96 | 0 | 110419.2 | 0 | 0.83625 | 5.6989 | 0 | 0 | 0 | 0 | 0 | 1.7479 | 0 | 0 | 0 | 0 | 0 | 0 | 0 | 0 | 0 | 1.7479 | 0 | 0 | 0 | 0 | 0 | 0 | 0 | 0 | 0 | 0 | 0 | 0 | 0 | 0 | 0 | 0 | 12062.9144 | 0 | 4616.8968 | 0 | 12062.9144 | 4616.8968
Lighting - Interior | RES | Interior Fixture 22 Watt 800 to 1,099 Lumens | 664 | Unit | 5 |  | 0.0076 | 48.564 |  | 32 | 20 | 0.8 | 3320 | 0 | 21248 | 16998.4 | 4.0371 | 25797.1968 | 0 | 515943.936 | 0 | 0.83625 | 5.6989 | 0 | 0 | 0 | 0 | 0 | 1.7479 | 0 | 0 | 0 | 0 | 0 | 0 | 0 | 0 | 0 | 1.7479 | 0 | 0 | 0 | 0 | 0 | 0 | 0 | 0 | 0 | 0 | 0 | 0 | 0 | 0 | 0 | 0 | 56365.0843 | 0 | 21572.8778 | 0 | 56365.0843 | 21572.8778
Lighting - Interior | RES | Interior Fixture 22 Watt 1,100 to 1,399 Lumens | 3262 | Unit | 10 |  | 0.0106 | 67.734 |  | 32 | 20 | 0.8 | 32620 | 0 | 104384 | 83507.2 | 27.6618 | 176758.6464 | 0 | 3535172.928 | 0 | 0.83625 | 5.6989 | 0 | 0 | 0 | 0 | 0 | 1.7479 | 0 | 0 | 0 | 0 | 0 | 0 | 0 | 0 | 0 | 1.7479 | 0 | 0 | 0 | 0 | 0 | 0 | 0 | 0 | 0 | 0 | 0 | 0 | 0 | 0 | 0 | 0 | 386205.3726 | 0 | 147814.2263 | 0 | 386205.3726 | 147814.2263
Lighting - Interior | RES | Interior Fixture 23 Watt 1,100 to 1,399 Lumens | 668 | Unit | 10 |  | 0.0104 | 66.456 |  | 32 | 20 | 0.8 | 6680 | 0 | 21376 | 17100.8 | 5.5578 | 35514.0864 | 0 | 710281.728 | 0 | 0.83625 | 5.6989 | 0 | 0 | 0 | 0 | 0 | 1.7479 | 0 | 0 | 0 | 0 | 0 | 0 | 0 | 0 | 0 | 1.7479 | 0 | 0 | 0 | 0 | 0 | 0 | 0 | 0 | 0 | 0 | 0 | 0 | 0 | 0 | 0 | 0 | 77595.8136 | 0 | 29698.6162 | 0 | 77595.8136 | 29698.6162
Lighting - Interior | RES | Interior Fixture 23 Watt 1400 to 1,599 Lumens | 1336 | Unit | 10 |  | 0.0134 | 85.626 |  | 32 | 20 | 0.8 | 13360 | 0 | 42752 | 34201.6 | 14.3219 | 91517.0688 | 0 | 1830341.376 | 0 | 0.83625 | 5.6989 | 0 | 0 | 0 | 0 | 0 | 1.7479 | 0 | 0 | 0 | 0 | 0 | 0 | 0 | 0 | 0 | 1.7479 | 0 | 0 | 0 | 0 | 0 | 0 | 0 | 0 | 0 | 0 | 0 | 0 | 0 | 0 | 0 | 0 | 199958.4426 | 0 | 76531.0495 | 0 | 199958.4426 | 76531.0495
Lighting - Interior | RES | Interior Fixture 24 Watt 1,100 to 1,399 Lumens | 0 | Unit | 10 |  | 0.0102 | 65.178 |  | 32 | 20 | 0.8 | 0 | 0 | 0 | 0 | 0 | 0 | 0 | 0 | 0 | 0.83625 | 5.6989 | 0 | 0 | 0 | 0 | 0 | 1.7479 | 0 | 0 | 0 | 0 | 0 | 0 | 0 | 0 | 0 | 1.7479 | 0 | 0 | 0 | 0 | 0 | 0 | 0 | 0 | 0 | 0 | 0 | 0 | 0 | 0 | 0 | 0 | 0 | 0 | 0 | 0 | 0 | 0
Lighting - Interior | RES | Interior Fixture 24 Watt 1400 to 1,599 Lumens | 0 | Unit | 10 |  | 0.0132 | 84.348 |  | 32 | 20 | 0.8 | 0 | 0 | 0 | 0 | 0 | 0 | 0 | 0 | 0 | 0.83625 | 5.6989 | 0 | 0 | 0 | 0 | 0 | 1.7479 | 0 | 0 | 0 | 0 | 0 | 0 | 0 | 0 | 0 | 1.7479 | 0 | 0 | 0 | 0 | 0 | 0 | 0 | 0 | 0 | 0 | 0 | 0 | 0 | 0 | 0 | 0 | 0 | 0 | 0 | 0 | 0 | 0
Lighting - Interior | RES | Interior Fixture 25 Watt 1400 to 1,599 Lumens | 401 | Unit | 10 |  | 0.013 | 83.07 |  | 32 | 20 | 0.8 | 4010 | 0 | 12832 | 10265.6 | 4.1704 | 26648.856 | 0 | 532977.12 | 0 | 0.83625 | 5.6989 | 0 | 0 | 0 | 0 | 0 | 1.7479 | 0 | 0 | 0 | 0 | 0 | 0 | 0 | 0 | 0 | 1.7479 | 0 | 0 | 0 | 0 | 0 | 0 | 0 | 0 | 0 | 0 | 0 | 0 | 0 | 0 | 0 | 0 | 58225.9005 | 0 | 22285.0769 | 0 | 58225.9005 | 22285.0769
Lighting - Interior | RES | Interior Fixture 25 Watt 1,600 to 1,999 Lumens | 401 | Unit | 10 |  | 0.015 | 95.85 |  | 32 | 20 | 0.8 | 4010 | 0 | 12832 | 10265.6 | 4.812 | 30748.68 | 0 | 614973.6 | 0 | 0.83625 | 5.6989 | 0 | 0 | 0 | 0 | 0 | 1.7479 | 0 | 0 | 0 | 0 | 0 | 0 | 0 | 0 | 0 | 1.7479 | 0 | 0 | 0 | 0 | 0 | 0 | 0 | 0 | 0 | 0 | 0 | 0 | 0 | 0 | 0 | 0 | 67183.7314 | 0 | 25713.5503 | 0 | 67183.7314 | 25713.5503
Lighting - Interior | RES | Interior Fixture 26 Watt 1,100 to 1,399 Lumens | 0 | Unit | 10 |  | 0.0128 | 81.792 |  | 32 | 20 | 0.8 | 0 | 0 | 0 | 0 | 0 | 0 | 0 | 0 | 0 | 0.83625 | 5.6989 | 0 | 0 | 0 | 0 | 0 | 1.7479 | 0 | 0 | 0 | 0 | 0 | 0 | 0 | 0 | 0 | 1.7479 | 0 | 0 | 0 | 0 | 0 | 0 | 0 | 0 | 0 | 0 | 0 | 0 | 0 | 0 | 0 | 0 | 0 | 0 | 0 | 0 | 0 | 0
Lighting - Interior | RES | Interior Fixture 26 Watt 1400 to 1,599 Lumens | 0 | Unit | 10 |  | 0.0148 | 94.572 |  | 32 | 20 | 0.8 | 0 | 0 | 0 | 0 | 0 | 0 | 0 | 0 | 0 | 0.83625 | 5.6989 | 0 | 0 | 0 | 0 | 0 | 1.7479 | 0 | 0 | 0 | 0 | 0 | 0 | 0 | 0 | 0 | 1.7479 | 0 | 0 | 0 | 0 | 0 | 0 | 0 | 0 | 0 | 0 | 0 | 0 | 0 | 0 | 0 | 0 | 0 | 0 | 0 | 0 | 0 | 0
Lighting - Interior | RES | Interior Fixture 26 Watt 1,600 to 1,999 Lumens |  | Unit | 10 |  | 0.0148 | 94.572 |  | 32 | 20 | 0.8 | 0 | 0 | 0 | 0 | 0 | 0 | 0 | 0 | 0 | 0.83625 | 5.6989 | 0 | 0 | 0 | 0 | 0 | 1.7479 | 0 | 0 | 0 | 0 | 0 | 0 | 0 | 0 | 0 | 1.7479 | 0 | 0 | 0 | 0 | 0 | 0 | 0 | 0 | 0 | 0 | 0 | 0 | 0 | 0 | 0 | 0 | 0 | 0 | 0 | 0 | 0 | 0
Lighting - Interior | RES | Interior Fixture 27 Watt 1400 to 1,599 Lumens | 0 | Unit | 10 |  | 0.0126 | 80.514 |  | 32 | 20 | 0.8 | 0 | 0 | 0 | 0 | 0 | 0 | 0 | 0 | 0 | 0.83625 | 5.6989 | 0 | 0 | 0 | 0 | 0 | 1.7479 | 0 | 0 | 0 | 0 | 0 | 0 | 0 | 0 | 0 | 1.7479 | 0 | 0 | 0 | 0 | 0 | 0 | 0 | 0 | 0 | 0 | 0 | 0 | 0 | 0 | 0 | 0 | 0 | 0 | 0 | 0 | 0 | 0
Lighting - Interior | RES | Interior Fixture 27 Watt 1,600 to 1,999 Lumens | 668 | Unit | 10 |  | 0.0146 | 93.294 |  | 32 | 20 | 0.8 | 6680 | 0 | 21376 | 17100.8 | 7.8022 | 49856.3136 | 0 | 997126.272 | 0 | 0.83625 | 5.6989 | 0 | 0 | 0 | 0 | 0 | 1.7479 | 0 | 0 | 0 | 0 | 0 | 0 | 0 | 0 | 0 | 1.7479 | 0 | 0 | 0 | 0 | 0 | 0 | 0 | 0 | 0 | 0 | 0 | 0 | 0 | 0 | 0 | 0 | 108932.5844 | 0 | 41692.2882 | 0 | 108932.5844 | 41692.2882
Lighting - Interior | RES | Interior Fixture 28 Watt 1,600 to 1,999 Lumens | 0 | Unit | 10 |  | 0.0144 | 92.016 |  | 32 | 20 | 0.8 | 0 | 0 | 0 | 0 | 0 | 0 | 0 | 0 | 0 | 0.83625 | 5.6989 | 0 | 0 | 0 | 0 | 0 | 1.7479 | 0 | 0 | 0 | 0 | 0 | 0 | 0 | 0 | 0 | 1.7479 | 0 | 0 | 0 | 0 | 0 | 0 | 0 | 0 | 0 | 0 | 0 | 0 | 0 | 0 | 0 | 0 | 0 | 0 | 0 | 0 | 0 | 0
Lighting - Interior | RES | Interior Fixture 29 Watt 1,600 to 1,999 Lumens | 0 | Unit | 10 |  | 0.0142 | 90.738 |  | 32 | 20 | 0.8 | 0 | 0 | 0 | 0 | 0 | 0 | 0 | 0 | 0 | 0.83625 | 5.6989 | 0 | 0 | 0 | 0 | 0 | 1.7479 | 0 | 0 | 0 | 0 | 0 | 0 | 0 | 0 | 0 | 1.7479 | 0 | 0 | 0 | 0 | 0 | 0 | 0 | 0 | 0 | 0 | 0 | 0 | 0 | 0 | 0 | 0 | 0 | 0 | 0 | 0 | 0 | 0
Lighting - Interior | RES | Interior Fixture 30 Watt 1,600 to 1,999 Lumens | 4008 | Unit | 10 |  | 0.014 | 89.46 |  | 32 | 20 | 0.8 | 40080 | 0 | 128256 | 102604.8 | 44.8896 | 286844.544 | 0 | 5736890.88 | 0 | 0.83625 | 5.6989 | 0 | 0 | 0 | 0 | 0 | 1.7479 | 0 | 0 | 0 | 0 | 0 | 0 | 0 | 0 | 0 | 1.7479 | 0 | 0 | 0 | 0 | 0 | 0 | 0 | 0 | 0 | 0 | 0 | 0 | 0 | 0 | 0 | 0 | 626735.4173 | 0 | 239873.4387 | 0 | 626735.4173 | 239873.4387
Lighting - Interior | RES | Interior Fixture 30 Watt 2,000 to 2,599 Lumens |  | Unit | 10 |  | 0.018 | 115.02 |  | 32 | 20 | 0.8 | 0 | 0 | 0 | 0 | 0 | 0 | 0 | 0 | 0 | 0.83625 | 5.6989 | 0 | 0 | 0 | 0 | 0 | 1.7479 | 0 | 0 | 0 | 0 | 0 | 0 | 0 | 0 | 0 | 1.7479 | 0 | 0 | 0 | 0 | 0 | 0 | 0 | 0 | 0 | 0 | 0 | 0 | 0 | 0 | 0 | 0 | 0 | 0 | 0 | 0 | 0 | 0
Lighting - Interior | RES | Interior Fixture 32 Watt 2,000 to 2,599 Lumens | 0 | Unit | 10 |  | 0.0136 | 86.904 |  | 32 | 20 | 0.8 | 0 | 0 | 0 | 0 | 0 | 0 | 0 | 0 | 0 | 0.83625 | 5.6989 | 0 | 0 | 0 | 0 | 0 | 1.7479 | 0 | 0 | 0 | 0 | 0 | 0 | 0 | 0 | 0 | 1.7479 | 0 | 0 | 0 | 0 | 0 | 0 | 0 | 0 | 0 | 0 | 0 | 0 | 0 | 0 | 0 | 0 | 0 | 0 | 0 | 0 | 0 | 0
Lighting - Interior | RES | Interior Fixture 36 Watt 1,600 to 1,999 Lumens | 2100 | Unit | 10 |  | 0.0128 | 81.792 |  | 32 | 20 | 0.8 | 21000 | 0 | 67200 | 53760 | 21.504 | 137410.56 | 0 | 2748211.2 | 0 | 0.83625 | 5.6989 | 0 | 0 | 0 | 0 | 0 | 1.7479 | 0 | 0 | 0 | 0 | 0 | 0 | 0 | 0 | 0 | 1.7479 | 0 | 0 | 0 | 0 | 0 | 0 | 0 | 0 | 0 | 0 | 0 | 0 | 0 | 0 | 0 | 0 | 300232.5352 | 0 | 114909.4317 | 0 | 300232.5352 | 114909.4317
Lighting - Interior | RES | Interior Fixture 38 Watt 2,000 to 2,599 Lumens | 0 | Unit | 10 |  | 0.0164 | 104.796 |  | 32 | 20 | 0.8 | 0 | 0 | 0 | 0 | 0 | 0 | 0 | 0 | 0 | 0.83625 | 5.6989 | 0 | 0 | 0 | 0 | 0 | 1.7479 | 0 | 0 | 0 | 0 | 0 | 0 | 0 | 0 | 0 | 1.7479 | 0 | 0 | 0 | 0 | 0 | 0 | 0 | 0 | 0 | 0 | 0 | 0 | 0 | 0 | 0 | 0 | 0 | 0 | 0 | 0 | 0 | 0
Lighting - Interior | RES | Interior Fixture 40 Watt 2,000 to 2,599 Lumens | 800 | Unit | 10 |  | 0.016 | 102.24 |  | 32 | 20 | 0.8 | 8000 | 0 | 25600 | 20480 | 10.24 | 65433.6 | 0 | 1308672 | 0 | 0.83625 | 5.6989 | 0 | 0 | 0 | 0 | 0 | 1.7479 | 0 | 0 | 0 | 0 | 0 | 0 | 0 | 0 | 0 | 1.7479 | 0 | 0 | 0 | 0 | 0 | 0 | 0 | 0 | 0 | 0 | 0 | 0 | 0 | 0 | 0 | 0 | 142967.8739 | 0 | 54718.777 | 0 | 142967.8739 | 54718.777
Lighting - Interior | RES | Interior Fixture 42 Watt 2,000 to 2,599 Lumens | 700 | Unit | 10 |  | 0.0156 | 99.684 |  | 32 | 20 | 0.8 | 7000 | 0 | 22400 | 17920 | 8.736 | 55823.04 | 0 | 1116460.8 | 0 | 0.83625 | 5.6989 | 0 | 0 | 0 | 0 | 0 | 1.7479 | 0 | 0 | 0 | 0 | 0 | 0 | 0 | 0 | 0 | 1.7479 | 0 | 0 | 0 | 0 | 0 | 0 | 0 | 0 | 0 | 0 | 0 | 0 | 0 | 0 | 0 | 0 | 121969.4674 | 0 | 46681.9566 | 0 | 121969.4674 | 46681.9566
Lighting - Interior | RES | Interior Fixture 44 Watt 2,000 to 2,599 Lumens |  | Unit | 10 |  | 0.0112 | 71.568 |  | 32 | 20 | 0.8 | 0 | 0 | 0 | 0 | 0 | 0 | 0 | 0 | 0 | 0.83625 | 5.6989 | 0 | 0 | 0 | 0 | 0 | 1.7479 | 0 | 0 | 0 | 0 | 0 | 0 | 0 | 0 | 0 | 1.7479 | 0 | 0 | 0 | 0 | 0 | 0 | 0 | 0 | 0 | 0 | 0 | 0 | 0 | 0 | 0 | 0 | 0 | 0 | 0 | 0 | 0 | 0
Lighting - Interior | RES | Interior Fixture 45 Watt 2,000 to 2,599 Lumens | 0 | Unit | 10 |  | 0.015 | 95.85 |  | 32 | 20 | 0.8 | 0 | 0 | 0 | 0 | 0 | 0 | 0 | 0 | 0 | 0.83625 | 5.6989 | 0 | 0 | 0 | 0 | 0 | 1.7479 | 0 | 0 | 0 | 0 | 0 | 0 | 0 | 0 | 0 | 1.7479 | 0 | 0 | 0 | 0 | 0 | 0 | 0 | 0 | 0 | 0 | 0 | 0 | 0 | 0 | 0 | 0 | 0 | 0 | 0 | 0 | 0 | 0
Lighting - Interior | RES | Interior Fixture 48 Watt 3,600 to 4,599 Lumens | 668 | Unit | 10 |  | 0.0204 | 130.356 |  | 32 | 20 | 0.8 | 6680 | 0 | 21376 | 17100.8 | 10.9018 | 69662.2464 | 0 | 1393244.928 | 0 | 0.83625 | 5.6989 | 0 | 0 | 0 | 0 | 0 | 1.7479 | 0 | 0 | 0 | 0 | 0 | 0 | 0 | 0 | 0 | 1.7479 | 0 | 0 | 0 | 0 | 0 | 0 | 0 | 0 | 0 | 0 | 0 | 0 | 0 | 0 | 0 | 0 | 152207.1728 | 0 | 58254.978 | 0 | 152207.1728 | 58254.978
Lighting - Interior | RES | Interior Fixture 50 Watt 2,600 to 3,599 Lumens | 0 | Unit | 10 |  | 0.02 | 127.8 |  | 32 | 20 | 0.8 | 0 | 0 | 0 | 0 | 0 | 0 | 0 | 0 | 0 | 0.83625 | 5.6989 | 0 | 0 | 0 | 0 | 0 | 1.7479 | 0 | 0 | 0 | 0 | 0 | 0 | 0 | 0 | 0 | 1.7479 | 0 | 0 | 0 | 0 | 0 | 0 | 0 | 0 | 0 | 0 | 0 | 0 | 0 | 0 | 0 | 0 | 0 | 0 | 0 | 0 | 0 | 0
Lighting - Interior | RES | Interior Fixture 52 Watt 3,600 to 4,599 Lumens | 0 | Unit | 10 |  | 0.02 | 127.8 |  | 32 | 20 | 0.8 | 0 | 0 | 0 | 0 | 0 | 0 | 0 | 0 | 0 | 0.83625 | 5.6989 | 0 | 0 | 0 | 0 | 0 | 1.7479 | 0 | 0 | 0 | 0 | 0 | 0 | 0 | 0 | 0 | 1.7479 | 0 | 0 | 0 | 0 | 0 | 0 | 0 | 0 | 0 | 0 | 0 | 0 | 0 | 0 | 0 | 0 | 0 | 0 | 0 | 0 | 0 | 0
Lighting - Interior | RES | Interior Fixture 54 Watt 3,600 to 4,599 Lumens | 300 | Unit | 10 |  | 0.0292 | 186.588 |  | 32 | 20 | 0.8 | 3000 | 0 | 9600 | 7680 | 7.008 | 44781.12 | 0 | 895622.4 | 0 | 0.83625 | 5.6989 | 0 | 0 | 0 | 0 | 0 | 1.7479 | 0 | 0 | 0 | 0 | 0 | 0 | 0 | 0 | 0 | 1.7479 | 0 | 0 | 0 | 0 | 0 | 0 | 0 | 0 | 0 | 0 | 0 | 0 | 0 | 0 | 0 | 0 | 97843.6387 | 0 | 37448.163 | 0 | 97843.6387 | 37448.163
Lighting - Interior | RES | Interior Fixture 55 Watt 2,600 to 3,599 Lumens | 500 | Unit | 10 |  | 0.029 | 185.31 |  | 32 | 20 | 0.8 | 5000 | 0 | 16000 | 12800 | 11.6 | 74124 | 0 | 1482480 | 0 | 0.83625 | 5.6989 | 0 | 0 | 0 | 0 | 0 | 1.7479 | 0 | 0 | 0 | 0 | 0 | 0 | 0 | 0 | 0 | 1.7479 | 0 | 0 | 0 | 0 | 0 | 0 | 0 | 0 | 0 | 0 | 0 | 0 | 0 | 0 | 0 | 0 | 161955.7947 | 0 | 61986.1146 | 0 | 161955.7947 | 61986.1146
Lighting - Interior | RES | Interior Fixture 55 Watt 3,600 to 4,599 Lumens |  | Unit | 10 |  | 0.019 | 121.41 |  | 32 | 20 | 0.8 | 0 | 0 | 0 | 0 | 0 | 0 | 0 | 0 | 0 | 0.83625 | 5.6989 | 0 | 0 | 0 | 0 | 0 | 1.7479 | 0 | 0 | 0 | 0 | 0 | 0 | 0 | 0 | 0 | 1.7479 | 0 | 0 | 0 | 0 | 0 | 0 | 0 | 0 | 0 | 0 | 0 | 0 | 0 | 0 | 0 | 0 | 0 | 0 | 0 | 0 | 0 | 0
Lighting - Interior | RES | Interior Fixture 64 Watt 3,600 to 4,599 Lumens | 1000 | Unit | 10 |  | 0.0272 | 174 |  | 32 | 20 | 0.8 | 10000 | 0 | 32000 | 25600 | 21.76 | 139200 | 0 | 2784000 | 0 | 0.83625 | 5.6989 | 0 | 0 | 0 | 0 | 0 | 1.7479 | 0 | 0 | 0 | 0 | 0 | 0 | 0 | 0 | 0 | 1.7479 | 0 | 0 | 0 | 0 | 0 | 0 | 0 | 0 | 0 | 0 | 0 | 0 | 0 | 0 | 0 | 0 | 304142.3374 | 0 | 116405.849 | 0 | 304142.3374 | 116405.849
Lighting - Interior | RES | Interior Fixture 78 Watt ≥4,600 Lumens |  | Unit | 10 |  | 0.0272 | 173.808 |  | 32 | 20 | 0.8 | 0 | 0 | 0 | 0 | 0 | 0 | 0 | 0 | 0 | 0.83625 | 5.6989 | 0 | 0 | 0 | 0 | 0 | 1.7479 | 0 | 0 | 0 | 0 | 0 | 0 | 0 | 0 | 0 | 1.7479 | 0 | 0 | 0 | 0 | 0 | 0 | 0 | 0 | 0 | 0 | 0 | 0 | 0 | 0 | 0 | 0 | 0 | 0 | 0 | 0 | 0 | 0
Lighting - Comprehensive Measures | RES | Torchiere 55 Watt | 0 | Unit | 10 |  | 0.027 | 172.53 |  | 5 | 9 | 0.8 | 0 | 0 | 0 | 0 | 0 | 0 | 0 | 0 | 0 | 0.4625 | 3.2675 | 0 | 0 | 0 | 0 | 0 | 1.0333 | 0 | 0 | 0 | 0 | 0 | 0 | 0 | 0 | 0 | 1.0333 | 0 | 0 | 0 | 0 | 0 | 0 | 0 | 0 | 0 | 0 | 0 | 0 | 0 | 0 | 0 | 0 | 0 | 0 | 0 | 0 | 0 | 0
Lighting - Comprehensive Measures | RES | Torchiere 63 Watt | 0 | Unit | 10 |  | 0.0254 | 162.306 |  | 18 | 9 | 0.8 | 0 | 0 | 0 | 0 | 0 | 0 | 0 | 0 | 0 | 0.4625 | 3.2675 | 0 | 0 | 0 | 0 | 0 | 1.0333 | 0 | 0 | 0 | 0 | 0 | 0 | 0 | 0 | 0 | 1.0333 | 0 | 0 | 0 | 0 | 0 | 0 | 0 | 0 | 0 | 0 | 0 | 0 | 0 | 0 | 0 | 0 | 0 | 0 | 0 | 0 | 0 | 0
Lighting - Comprehensive Measures | RES | Torchiere 65 Watt | 0 | Unit | 10 |  | 0.025 | 159.75 |  | 18 | 9 | 0.8 | 0 | 0 | 0 | 0 | 0 | 0 | 0 | 0 | 0 | 0.4625 | 3.2675 | 0 | 0 | 0 | 0 | 0 | 1.0333 | 0 | 0 | 0 | 0 | 0 | 0 | 0 | 0 | 0 | 1.0333 | 0 | 0 | 0 | 0 | 0 | 0 | 0 | 0 | 0 | 0 | 0 | 0 | 0 | 0 | 0 | 0 | 0 | 0 | 0 | 0 | 0 | 0
Lighting - Comprehensive Measures | RES | Torchiere 70 Watt | 1603 | Unit | 10 |  | 0.024 | 153.36 |  | 18 | 9 | 0.8 | 16030 | 0 | 28854 | 23083.2 | 30.7776 | 196668.864 | 0 | 1770019.776 | 0 | 0.4625 | 3.2675 | 0 | 0 | 0 | 0 | 0 | 1.0333 | 0 | 0 | 0 | 0 | 0 | 0 | 0 | 0 | 0 | 1.0333 | 0 | 0 | 0 | 0 | 0 | 0 | 0 | 0 | 0 | 0 | 0 | 0 | 0 | 0 | 0 | 0 | 254012.3087 | 0 | 90958.8854 | 0 | 254012.3087 | 90958.8854
Lighting - Exterior | RES | Exterior Fixture 7 Watt 450 to 799 Lumens | 0 | Unit | 5 |  | 0 | 53.64 |  | 13 | 20 | 0.8 | 0 | 0 | 0 | 0 | 0 | 0 | 0 | 0 | 0 | 0.83625 | 5.6989 | 0 | 0 | 0 | 0 | 0 | 1.7479 | 0 | 0 | 0 | 0 | 0 | 0 | 0 | 0 | 0 | 1.7479 | 0 | 0 | 0 | 0 | 0 | 0 | 0 | 0 | 0 | 0 | 0 | 0 | 0 | 0 | 0 | 0 | 0 | 0 | 0 | 0 | 0 | 0
Lighting - Exterior | RES | Exterior Fixture 11 Watt 450 to 799 Lumens | 0 | Unit | 5 |  | 0 | 86.42 |  | 13 | 20 | 0.8 | 0 | 0 | 0 | 0 | 0 | 0 | 0 | 0 | 0 | 0.83625 | 5.6989 | 0 | 0 | 0 | 0 | 0 | 1.7479 | 0 | 0 | 0 | 0 | 0 | 0 | 0 | 0 | 0 | 1.7479 | 0 | 0 | 0 | 0 | 0 | 0 | 0 | 0 | 0 | 0 | 0 | 0 | 0 | 0 | 0 | 0 | 0 | 0 | 0 | 0 | 0 | 0
Lighting - Exterior | RES | Exterior Fixture 13 Watt 450 to 799 Lumens | 1469 | Unit | 5 |  | 0 | 110.26 |  | 13 | 20 | 0.8 | 7345 | 0 | 19097 | 15277.6 | 0 | 129577.552 | 0 | 2591551.04 | 0 | 0.83625 | 5.6989 | 0 | 0 | 0 | 0 | 0 | 1.7479 | 0 | 0 | 0 | 0 | 0 | 0 | 0 | 0 | 0 | 1.7479 | 0 | 0 | 0 | 0 | 0 | 0 | 0 | 0 | 0 | 0 | 0 | 0 | 0 | 0 | 0 | 0 | 283117.9565 | 0 | 108359.0873 | 0 | 283117.9565 | 108359.0873
Lighting - Exterior | RES | Exterior Fixture 13 Watt 800 to 1,099 Lumens |  | Unit | 5 |  | 0 | 140.06 |  | 13 | 20 | 0.8 | 0 | 0 | 0 | 0 | 0 | 0 | 0 | 0 | 0 | 0.83625 | 5.6989 | 0 | 0 | 0 | 0 | 0 | 1.7479 | 0 | 0 | 0 | 0 | 0 | 0 | 0 | 0 | 0 | 1.7479 | 0 | 0 | 0 | 0 | 0 | 0 | 0 | 0 | 0 | 0 | 0 | 0 | 0 | 0 | 0 | 0 | 0 | 0 | 0 | 0 | 0 | 0
Lighting - Exterior | RES | Exterior Fixture 16 Watt 800 to 1,099 Lumens | 0 | Unit | 5 |  | 0 | 131.12 |  | 13 | 20 | 0.8 | 0 | 0 | 0 | 0 | 0 | 0 | 0 | 0 | 0 | 0.83625 | 5.6989 | 0 | 0 | 0 | 0 | 0 | 1.7479 | 0 | 0 | 0 | 0 | 0 | 0 | 0 | 0 | 0 | 1.7479 | 0 | 0 | 0 | 0 | 0 | 0 | 0 | 0 | 0 | 0 | 0 | 0 | 0 | 0 | 0 | 0 | 0 | 0 | 0 | 0 | 0 | 0
Lighting - Exterior | RES | Exterior Fixture 18 Watt 800 to 1,099 Lumens | 1336 | Unit | 5 |  | 0 | 125.16 |  | 13 | 20 | 0.8 | 6680 | 0 | 17368 | 13894.4 | 0 | 133771.008 | 0 | 2675420.16 | 0 | 0.83625 | 5.6989 | 0 | 0 | 0 | 0 | 0 | 1.7479 | 0 | 0 | 0 | 0 | 0 | 0 | 0 | 0 | 0 | 1.7479 | 0 | 0 | 0 | 0 | 0 | 0 | 0 | 0 | 0 | 0 | 0 | 0 | 0 | 0 | 0 | 0 | 292280.3667 | 0 | 111865.8603 | 0 | 292280.3667 | 111865.8603
Lighting - Exterior | RES | Exterior Fixture 18 Watt 1,100 to 1,399 Lumens | 2672 | Unit | 10 |  | 0 | 169.86 |  | 13 | 20 | 0.8 | 26720 | 0 | 34736 | 27788.8 | 0 | 363092.736 | 0 | 7261854.72 | 0 | 0.83625 | 5.6989 | 0 | 0 | 0 | 0 | 0 | 1.7479 | 0 | 0 | 0 | 0 | 0 | 0 | 0 | 0 | 0 | 1.7479 | 0 | 0 | 0 | 0 | 0 | 0 | 0 | 0 | 0 | 0 | 0 | 0 | 0 | 0 | 0 | 0 | 793332.424 | 0 | 303635.9066 | 0 | 793332.424 | 303635.9066
Lighting - Exterior | RES | Exterior Fixture 18 Watt 1,600 to 1,999 Lumens |  | Unit | 10 |  | 0 | 244.36 |  | 19 | 20 | 0.8 | 0 | 0 | 0 | 0 | 0 | 0 | 0 | 0 | 0 | 0.83625 | 5.6989 | 0 | 0 | 0 | 0 | 0 | 1.7479 | 0 | 0 | 0 | 0 | 0 | 0 | 0 | 0 | 0 | 1.7479 | 0 | 0 | 0 | 0 | 0 | 0 | 0 | 0 | 0 | 0 | 0 | 0 | 0 | 0 | 0 | 0 | 0 | 0 | 0 | 0 | 0 | 0
Lighting - Exterior | RES | Exterior Fixture 19 Watt 800 to 1,099 Lumens | 0 | Unit | 5 |  | 0 | 122.18 |  | 13 | 20 | 0.8 | 0 | 0 | 0 | 0 | 0 | 0 | 0 | 0 | 0 | 0.83625 | 5.6989 | 0 | 0 | 0 | 0 | 0 | 1.7479 | 0 | 0 | 0 | 0 | 0 | 0 | 0 | 0 | 0 | 1.7479 | 0 | 0 | 0 | 0 | 0 | 0 | 0 | 0 | 0 | 0 | 0 | 0 | 0 | 0 | 0 | 0 | 0 | 0 | 0 | 0 | 0 | 0
Lighting - Exterior | RES | Exterior Fixture 19 Watt 1,100 to 1,399 Lumens | 149 | Unit | 10 |  | 0 | 166.88 |  | 13 | 20 | 0.8 | 1490 | 0 | 1937 | 1549.6 | 0 | 19892.096 | 0 | 397841.92 | 0 | 0.83625 | 5.6989 | 0 | 0 | 0 | 0 | 0 | 1.7479 | 0 | 0 | 0 | 0 | 0 | 0 | 0 | 0 | 0 | 1.7479 | 0 | 0 | 0 | 0 | 0 | 0 | 0 | 0 | 0 | 0 | 0 | 0 | 0 | 0 | 0 | 0 | 43462.8489 | 0 | 16634.7437 | 0 | 43462.8489 | 16634.7437
Lighting - Exterior | RES | Exterior Fixture 20 Watt 800 to 1,099 Lumens | 0 | Unit | 5 |  | 0 | 119.2 |  | 13 | 20 | 0.8 | 0 | 0 | 0 | 0 | 0 | 0 | 0 | 0 | 0 | 0.83625 | 5.6989 | 0 | 0 | 0 | 0 | 0 | 1.7479 | 0 | 0 | 0 | 0 | 0 | 0 | 0 | 0 | 0 | 1.7479 | 0 | 0 | 0 | 0 | 0 | 0 | 0 | 0 | 0 | 0 | 0 | 0 | 0 | 0 | 0 | 0 | 0 | 0 | 0 | 0 | 0 | 0
Lighting - Exterior | RES | Exterior Fixture 20 Watt 1,100 to 1,399 Lumens | 0 | Unit | 10 |  | 0 | 163.9 |  | 13 | 20 | 0.8 | 0 | 0 | 0 | 0 | 0 | 0 | 0 | 0 | 0 | 0.83625 | 5.6989 | 0 | 0 | 0 | 0 | 0 | 1.7479 | 0 | 0 | 0 | 0 | 0 | 0 | 0 | 0 | 0 | 1.7479 | 0 | 0 | 0 | 0 | 0 | 0 | 0 | 0 | 0 | 0 | 0 | 0 | 0 | 0 | 0 | 0 | 0 | 0 | 0 | 0 | 0 | 0
Lighting - Exterior | RES | Exterior Fixture 21 Watt 1,100 to 1,399 Lumens | 0 | Unit | 10 |  | 0 | 160.92 |  | 13 | 20 | 0.8 | 0 | 0 | 0 | 0 | 0 | 0 | 0 | 0 | 0 | 0.83625 | 5.6989 | 0 | 0 | 0 | 0 | 0 | 1.7479 | 0 | 0 | 0 | 0 | 0 | 0 | 0 | 0 | 0 | 1.7479 | 0 | 0 | 0 | 0 | 0 | 0 | 0 | 0 | 0 | 0 | 0 | 0 | 0 | 0 | 0 | 0 | 0 | 0 | 0 | 0 | 0 | 0
Lighting - Exterior | RES | Exterior Fixture 22 Watt 1,100 to 1,399 Lumens | 0 | Unit | 10 |  | 0 | 157.94 |  | 13 | 20 | 0.8 | 0 | 0 | 0 | 0 | 0 | 0 | 0 | 0 | 0 | 0.83625 | 5.6989 | 0 | 0 | 0 | 0 | 0 | 1.7479 | 0 | 0 | 0 | 0 | 0 | 0 | 0 | 0 | 0 | 1.7479 | 0 | 0 | 0 | 0 | 0 | 0 | 0 | 0 | 0 | 0 | 0 | 0 | 0 | 0 | 0 | 0 | 0 | 0 | 0 | 0 | 0 | 0
Lighting - Exterior | RES | Exterior Fixture 23 Watt 1,100 to 1,399 Lumens |  | Unit | 10 |  | 0 | 154.96 |  | 13 | 20 | 0.8 | 0 | 0 | 0 | 0 | 0 | 0 | 0 | 0 | 0 | 0.83625 | 5.6989 | 0 | 0 | 0 | 0 | 0 | 1.7479 | 0 | 0 | 0 | 0 | 0 | 0 | 0 | 0 | 0 | 1.7479 | 0 | 0 | 0 | 0 | 0 | 0 | 0 | 0 | 0 | 0 | 0 | 0 | 0 | 0 | 0 | 0 | 0 | 0 | 0 | 0 | 0 | 0
Lighting - Exterior | RES | Exterior Fixture 25 Watt 1,600 to 1,999 Lumens | 0 | Unit | 10 |  | 0 | 223.5 |  | 19 | 20 | 0.8 | 0 | 0 | 0 | 0 | 0 | 0 | 0 | 0 | 0 | 0.83625 | 5.6989 | 0 | 0 | 0 | 0 | 0 | 1.7479 | 0 | 0 | 0 | 0 | 0 | 0 | 0 | 0 | 0 | 1.7479 | 0 | 0 | 0 | 0 | 0 | 0 | 0 | 0 | 0 | 0 | 0 | 0 | 0 | 0 | 0 | 0 | 0 | 0 | 0 | 0 | 0 | 0
Lighting - Exterior | RES | Exterior Fixture 26 Watt 1400 to 1,599 Lumens | 0 | Unit | 10 |  | 0 | 190.72 |  | 19 | 20 | 0.8 | 0 | 0 | 0 | 0 | 0 | 0 | 0 | 0 | 0 | 0.83625 | 5.6989 | 0 | 0 | 0 | 0 | 0 | 1.7479 | 0 | 0 | 0 | 0 | 0 | 0 | 0 | 0 | 0 | 1.7479 | 0 | 0 | 0 | 0 | 0 | 0 | 0 | 0 | 0 | 0 | 0 | 0 | 0 | 0 | 0 | 0 | 0 | 0 | 0 | 0 | 0 | 0
Lighting - Exterior | RES | Exterior Fixture 26 Watt 1,600 to 1,999 Lumens | 0 | Unit | 10 |  | 0 | 220.52 |  | 19 | 20 | 0.8 | 0 | 0 | 0 | 0 | 0 | 0 | 0 | 0 | 0 | 0.83625 | 5.6989 | 0 | 0 | 0 | 0 | 0 | 1.7479 | 0 | 0 | 0 | 0 | 0 | 0 | 0 | 0 | 0 | 1.7479 | 0 | 0 | 0 | 0 | 0 | 0 | 0 | 0 | 0 | 0 | 0 | 0 | 0 | 0 | 0 | 0 | 0 | 0 | 0 | 0 | 0 | 0
Lighting - Exterior | RES | Exterior Fixture 27 Watt 1,600 to 1,999 Lumens | 668 | Unit | 10 |  | 0 | 217.54 |  | 19 | 20 | 0.8 | 6680 | 0 | 12692 | 10153.6 | 0 | 116253.376 | 0 | 2325067.52 | 0 | 0.83625 | 5.6989 | 0 | 0 | 0 | 0 | 0 | 1.7479 | 0 | 0 | 0 | 0 | 0 | 0 | 0 | 0 | 0 | 1.7479 | 0 | 0 | 0 | 0 | 0 | 0 | 0 | 0 | 0 | 0 | 0 | 0 | 0 | 0 | 0 | 0 | 254005.5568 | 0 | 97216.7596 | 0 | 254005.5568 | 97216.7596
Lighting - Exterior | RES | Exterior Fixture 30 Watt 1,600 to 1,999 Lumens |  | Unit | 10 |  | 0 | 208.6 |  | 19 | 20 | 0.8 | 0 | 0 | 0 | 0 | 0 | 0 | 0 | 0 | 0 | 0.83625 | 5.6989 | 0 | 0 | 0 | 0 | 0 | 1.7479 | 0 | 0 | 0 | 0 | 0 | 0 | 0 | 0 | 0 | 1.7479 | 0 | 0 | 0 | 0 | 0 | 0 | 0 | 0 | 0 | 0 | 0 | 0 | 0 | 0 | 0 | 0 | 0 | 0 | 0 | 0 | 0 | 0
Lighting - Exterior | RES | Exterior Fixture 32 Watt 1,600 to 1,999 Lumens | 0 | Unit | 10 |  | 0 | 202.64 |  | 19 | 20 | 0.8 | 0 | 0 | 0 | 0 | 0 | 0 | 0 | 0 | 0 | 0.83625 | 5.6989 | 0 | 0 | 0 | 0 | 0 | 1.7479 | 0 | 0 | 0 | 0 | 0 | 0 | 0 | 0 | 0 | 1.7479 | 0 | 0 | 0 | 0 | 0 | 0 | 0 | 0 | 0 | 0 | 0 | 0 | 0 | 0 | 0 | 0 | 0 | 0 | 0 | 0 | 0 | 0
Lighting - Exterior | RES | Exterior Fixture 36 Watt 1,600 to 1,999 Lumens | 0 | Unit | 10 |  | 0 | 190.72 |  | 19 | 20 | 0.8 | 0 | 0 | 0 | 0 | 0 | 0 | 0 | 0 | 0 | 0.83625 | 5.6989 | 0 | 0 | 0 | 0 | 0 | 1.7479 | 0 | 0 | 0 | 0 | 0 | 0 | 0 | 0 | 0 | 1.7479 | 0 | 0 | 0 | 0 | 0 | 0 | 0 | 0 | 0 | 0 | 0 | 0 | 0 | 0 | 0 | 0 | 0 | 0 | 0 | 0 | 0 | 0
Lighting - Exterior | RES | Exterior Fixture 38 Watt 2,000 to 2,599 Lumens | 0 | Unit | 10 |  | 0 | 244.36 |  | 19 | 20 | 0.8 | 0 | 0 | 0 | 0 | 0 | 0 | 0 | 0 | 0 | 0.83625 | 5.6989 | 0 | 0 | 0 | 0 | 0 | 1.7479 | 0 | 0 | 0 | 0 | 0 | 0 | 0 | 0 | 0 | 1.7479 | 0 | 0 | 0 | 0 | 0 | 0 | 0 | 0 | 0 | 0 | 0 | 0 | 0 | 0 | 0 | 0 | 0 | 0 | 0 | 0 | 0 | 0
Lighting - Exterior | RES | Exterior Fixture 40 Watt 2,000 to 2,599 Lumens | 0 | Unit | 10 |  | 0 | 238.4 |  | 19 | 20 | 0.8 | 0 | 0 | 0 | 0 | 0 | 0 | 0 | 0 | 0 | 0.83625 | 5.6989 | 0 | 0 | 0 | 0 | 0 | 1.7479 | 0 | 0 | 0 | 0 | 0 | 0 | 0 | 0 | 0 | 1.7479 | 0 | 0 | 0 | 0 | 0 | 0 | 0 | 0 | 0 | 0 | 0 | 0 | 0 | 0 | 0 | 0 | 0 | 0 | 0 | 0 | 0 | 0
Lighting - Exterior | RES | Exterior Fixture 42 Watt 2,000 to 2,599 Lumens | 795 | Unit | 10 |  | 0 | 232.44 |  | 19 | 20 | 0.8 | 7950 | 0 | 15105 | 12084 | 0 | 147831.84 | 0 | 2956636.8 | 0 | 0.83625 | 5.6989 | 0 | 0 | 0 | 0 | 0 | 1.7479 | 0 | 0 | 0 | 0 | 0 | 0 | 0 | 0 | 0 | 1.7479 | 0 | 0 | 0 | 0 | 0 | 0 | 0 | 0 | 0 | 0 | 0 | 0 | 0 | 0 | 0 | 0 | 323002.3086 | 0 | 123624.2158 | 0 | 323002.3086 | 123624.2158
Lighting - Exterior | RES | Exterior Fixture 48 Watt 2,000 to 2,599 Lumens |  | Unit | 10 |  | 0 | 214.56 |  | 19 | 20 | 0.8 | 0 | 0 | 0 | 0 | 0 | 0 | 0 | 0 | 0 | 0.83625 | 5.6989 | 0 | 0 | 0 | 0 | 0 | 1.7479 | 0 | 0 | 0 | 0 | 0 | 0 | 0 | 0 | 0 | 1.7479 | 0 | 0 | 0 | 0 | 0 | 0 | 0 | 0 | 0 | 0 | 0 | 0 | 0 | 0 | 0 | 0 | 0 | 0 | 0 | 0 | 0 | 0
Lighting - Exterior | RES | Exterior Fixture 50 Watt 2,600 to 3,599 Lumens | 0 | Unit | 10 |  | 0 | 298 |  | 19 | 20 | 0.8 | 0 | 0 | 0 | 0 | 0 | 0 | 0 | 0 | 0 | 0.83625 | 5.6989 | 0 | 0 | 0 | 0 | 0 | 1.7479 | 0 | 0 | 0 | 0 | 0 | 0 | 0 | 0 | 0 | 1.7479 | 0 | 0 | 0 | 0 | 0 | 0 | 0 | 0 | 0 | 0 | 0 | 0 | 0 | 0 | 0 | 0 | 0 | 0 | 0 | 0 | 0 | 0
Lighting - Exterior | RES | Exterior Fixture 55 Watt 2,600 to 3,599 Lumens | 0 | Unit | 10 |  | 0 | 283.1 |  | 19 | 20 | 0.8 | 0 | 0 | 0 | 0 | 0 | 0 | 0 | 0 | 0 | 0.83625 | 5.6989 | 0 | 0 | 0 | 0 | 0 | 1.7479 | 0 | 0 | 0 | 0 | 0 | 0 | 0 | 0 | 0 | 1.7479 | 0 | 0 | 0 | 0 | 0 | 0 | 0 | 0 | 0 | 0 | 0 | 0 | 0 | 0 | 0 | 0 | 0 | 0 | 0 | 0 | 0 | 0
Lighting - Exterior | RES | Exterior Fixture 55 Watt 3,600 to 4,599 Lumens | 0 | Unit | 10 |  | 0 | 432.1 |  | 19 | 20 | 0.8 | 0 | 0 | 0 | 0 | 0 | 0 | 0 | 0 | 0 | 0.83625 | 5.6989 | 0 | 0 | 0 | 0 | 0 | 1.7479 | 0 | 0 | 0 | 0 | 0 | 0 | 0 | 0 | 0 | 1.7479 | 0 | 0 | 0 | 0 | 0 | 0 | 0 | 0 | 0 | 0 | 0 | 0 | 0 | 0 | 0 | 0 | 0 | 0 | 0 | 0 | 0 | 0
Lighting - Exterior | RES | Exterior Fixture 65 Watt 2,600 to 3,599 Lumens | 0 | Unit | 10 |  | 0 | 253.3 |  | 19 | 20 | 0.8 | 0 | 0 | 0 | 0 | 0 | 0 | 0 | 0 | 0 | 0.83625 | 5.6989 | 0 | 0 | 0 | 0 | 0 | 1.7479 | 0 | 0 | 0 | 0 | 0 | 0 | 0 | 0 | 0 | 1.7479 | 0 | 0 | 0 | 0 | 0 | 0 | 0 | 0 | 0 | 0 | 0 | 0 | 0 | 0 | 0 | 0 | 0 | 0 | 0 | 0 | 0 | 0
Lighting - Exterior | RES | Exterior Fixture 65 Watt 3,600 to 4,599 Lumens | 5479 | Unit | 10 |  | 0 | 402.3 |  | 19 | 20 | 0.8 | 54790 | 0 | 104101 | 83280.8 | 0 | 1763361.36 | 0 | 35267227.2 | 0 | 0.83625 | 5.6989 | 0 | 0 | 0 | 0 | 0 | 1.7479 | 0 | 0 | 0 | 0 | 0 | 0 | 0 | 0 | 0 | 1.7479 | 0 | 0 | 0 | 0 | 0 | 0 | 0 | 0 | 0 | 0 | 0 | 0 | 0 | 0 | 0 | 0 | 3852822.1674 | 0 | 1474609.0243 | 0 | 3852822.1674 | 1474609.0243
Lighting - Exterior | RES | Exterior Fixture 70 Watt 3,600 to 4,599 Lumens |  | Unit | 10 |  | 0 | 387.4 |  | 19 | 20 | 0.8 | 0 | 0 | 0 | 0 | 0 | 0 | 0 | 0 | 0 | 0.83625 | 5.6989 | 0 | 0 | 0 | 0 | 0 | 1.7479 | 0 | 0 | 0 | 0 | 0 | 0 | 0 | 0 | 0 | 1.7479 | 0 | 0 | 0 | 0 | 0 | 0 | 0 | 0 | 0 | 0 | 0 | 0 | 0 | 0 | 0 | 0 | 0 | 0 | 0 | 0 | 0 | 0
Lighting - Exterior | RES | Exterior Fixture 70 Watt ≥4,600 Lumens | 0 | Unit | 10 |  | 0 | 536.4 |  | 19 | 20 | 0.8 | 0 | 0 | 0 | 0 | 0 | 0 | 0 | 0 | 0 | 0.83625 | 5.6989 | 0 | 0 | 0 | 0 | 0 | 1.7479 | 0 | 0 | 0 | 0 | 0 | 0 | 0 | 0 | 0 | 1.7479 | 0 | 0 | 0 | 0 | 0 | 0 | 0 | 0 | 0 | 0 | 0 | 0 | 0 | 0 | 0 | 0 | 0 | 0 | 0 | 0 | 0 | 0
[13 empty] | 0 | 0 | 0 | 0 | 0 | 0 | 0 | 0 | 0 | 0 | 0 | 0 | 0 | 0 | 0 | 0 | 0 | 0 | 0 | 0 | 0 | 0 | 0 | 0 | 0 | 0 | 0 | 0 | 0 | 0 | 0 | 0 | 0 | 0 | 0 | 0 | 0 | 0 | 0 | 0 | 0 | 0 | 0 | 0 | 0 | 0 | 0 | 0 | 0
[13 empty] | 0 | 0 | 0 | 0 | 0 | 0 | 0 | 0 | 0 | 0 | 0 | 0 | 0 | 0 | 0 | 0 | 0 | 0 | 0 | 0 | 0 | 0 | 0 | 0 | 0 | 0 | 0 | 0 | 0 | 0 | 0 | 0 | 0 | 0 | 0 | 0 | 0 | 0 | 0 | 0 | 0 | 0 | 0 | 0 | 0 | 0 | 0 | 0 | 0
[13 empty] | 0 | 0 | 0 | 0 | 0 | 0 | 0 | 0 | 0 | 0 | 0 | 0 | 0 | 0 | 0 | 0 | 0 | 0 | 0 | 0 | 0 | 0 | 0 | 0 | 0 | 0 | 0 | 0 | 0 | 0 | 0 | 0 | 0 | 0 | 0 | 0 | 0 | 0 | 0 | 0 | 0 | 0 | 0 | 0 | 0 | 0 | 0 | 0 | 0
[13 empty] | 0 | 0 | 0 | 0 | 0 | 0 | 0 | 0 | 0 | 0 | 0 | 0 | 0 | 0 | 0 | 0 | 0 | 0 | 0 | 0 | 0 | 0 | 0 | 0 | 0 | 0 | 0 | 0 | 0 | 0 | 0 | 0 | 0 | 0 | 0 | 0 | 0 | 0 | 0 | 0 | 0 | 0 | 0 | 0 | 0 | 0 | 0 | 0 | 0
[13 empty] | 0 | 0 | 0 | 0 | 0 | 0 | 0 | 0 | 0 | 0 | 0 | 0 | 0 | 0 | 0 | 0 | 0 | 0 | 0 | 0 | 0 | 0 | 0 | 0 | 0 | 0 | 0 | 0 | 0 | 0 | 0 | 0 | 0 | 0 | 0 | 0 | 0 | 0 | 0 | 0 | 0 | 0 | 0 | 0 | 0 | 0 | 0 | 0 | 0
[13 empty] | 0 | 0 | 0 | 0 | 0 | 0 | 0 | 0 | 0 | 0 | 0 | 0 | 0 | 0 | 0 | 0 | 0 | 0 | 0 | 0 | 0 | 0 | 0 | 0 | 0 | 0 | 0 | 0 | 0 | 0 | 0 | 0 | 0 | 0 | 0 | 0 | 0 | 0 | 0 | 0 | 0 | 0 | 0 | 0 | 0 | 0 | 0 | 0 | 0
[13 empty] | 0 | 0 | 0 | 0 | 0 | 0 | 0 | 0 | 0 | 0 | 0 | 0 | 0 | 0 | 0 | 0 | 0 | 0 | 0 | 0 | 0 | 0 | 0 | 0 | 0 | 0 | 0 | 0 | 0 | 0 | 0 | 0 | 0 | 0 | 0 | 0 | 0 | 0 | 0 | 0 | 0 | 0 | 0 | 0 | 0 | 0 | 0 | 0 | 0
[13 empty] | 0 | 0 | 0 | 0 | 0 | 0 | 0 | 0 | 0 | 0 | 0 | 0 | 0 | 0 | 0 | 0 | 0 | 0 | 0 | 0 | 0 | 0 | 0 | 0 | 0 | 0 | 0 | 0 | 0 | 0 | 0 | 0 | 0 | 0 | 0 | 0 | 0 | 0 | 0 | 0 | 0 | 0 | 0 | 0 | 0 | 0 | 0 | 0 | 0
[13 empty] | 0 | 0 | 0 | 0 | 0 | 0 | 0 | 0 | 0 | 0 | 0 | 0 | 0 | 0 | 0 | 0 | 0 | 0 | 0 | 0 | 0 | 0 | 0 | 0 | 0 | 0 | 0 | 0 | 0 | 0 | 0 | 0 | 0 | 0 | 0 | 0 | 0 | 0 | 0 | 0 | 0 | 0 | 0 | 0 | 0 | 0 | 0 | 0 | 0
[13 empty] | 0 | 0 | 0 | 0 | 0 | 0 | 0 | 0 | 0 | 0 | 0 | 0 | 0 | 0 | 0 | 0 | 0 | 0 | 0 | 0 | 0 | 0 | 0 | 0 | 0 | 0 | 0 | 0 | 0 | 0 | 0 | 0 | 0 | 0 | 0 | 0 | 0 | 0 | 0 | 0 | 0 | 0 | 0 | 0 | 0 | 0 | 0 | 0 | 0
[13 empty] | 0 | 0 | 0 | 0 | 0 | 0 | 0 | 0 | 0 | 0 | 0 | 0 | 0 | 0 | 0 | 0 | 0 | 0 | 0 | 0 | 0 | 0 | 0 | 0 | 0 | 0 | 0 | 0 | 0 | 0 | 0 | 0 | 0 | 0 | 0 | 0 | 0 | 0 | 0 | 0 | 0 | 0 | 0 | 0 | 0 | 0 | 0 | 0 | 0
[13 empty] | 0 | 0 | 0 | 0 | 0 | 0 | 0 | 0 | 0 | 0 | 0 | 0 | 0 | 0 | 0 | 0 | 0 | 0 | 0 | 0 | 0 | 0 | 0 | 0 | 0 | 0 | 0 | 0 | 0 | 0 | 0 | 0 | 0 | 0 | 0 | 0 | 0 | 0 | 0 | 0 | 0 | 0 | 0 | 0 | 0 | 0 | 0 | 0 | 0
[13 empty] | 0 | 0 | 0 | 0 | 0 | 0 | 0 | 0 | 0 | 0 | 0 | 0 | 0 | 0 | 0 | 0 | 0 | 0 | 0 | 0 | 0 | 0 | 0 | 0 | 0 | 0 | 0 | 0 | 0 | 0 | 0 | 0 | 0 | 0 | 0 | 0 | 0 | 0 | 0 | 0 | 0 | 0 | 0 | 0 | 0 | 0 | 0 | 0 | 0
[13 empty] | 0 | 0 | 0 | 0 | 0 | 0 | 0 | 0 | 0 | 0 | 0 | 0 | 0 | 0 | 0 | 0 | 0 | 0 | 0 | 0 | 0 | 0 | 0 | 0 | 0 | 0 | 0 | 0 | 0 | 0 | 0 | 0 | 0 | 0 | 0 | 0 | 0 | 0 | 0 | 0 | 0 | 0 | 0 | 0 | 0 | 0 | 0 | 0 | 0
[13 empty] | 0 | 0 | 0 | 0 | 0 | 0 | 0 | 0 | 0 | 0 | 0 | 0 | 0 | 0 | 0 | 0 | 0 | 0 | 0 | 0 | 0 | 0 | 0 | 0 | 0 | 0 | 0 | 0 | 0 | 0 | 0 | 0 | 0 | 0 | 0 | 0 | 0 | 0 | 0 | 0 | 0 | 0 | 0 | 0 | 0 | 0 | 0 | 0 | 0
[13 empty] | 0 | 0 | 0 | 0 | 0 | 0 | 0 | 0 | 0 | 0 | 0 | 0 | 0 | 0 | 0 | 0 | 0 | 0 | 0 | 0 | 0 | 0 | 0 | 0 | 0 | 0 | 0 | 0 | 0 | 0 | 0 | 0 | 0 | 0 | 0 | 0 | 0 | 0 | 0 | 0 | 0 | 0 | 0 | 0 | 0 | 0 | 0 | 0 | 0
[13 empty] | 0 | 0 | 0 | 0 | 0 | 0 | 0 | 0 | 0 | 0 | 0 | 0 | 0 | 0 | 0 | 0 | 0 | 0 | 0 | 0 | 0 | 0 | 0 | 0 | 0 | 0 | 0 | 0 | 0 | 0 | 0 | 0 | 0 | 0 | 0 | 0 | 0 | 0 | 0 | 0 | 0 | 0 | 0 | 0 | 0 | 0 | 0 | 0 | 0
[13 empty] | 0 | 0 | 0 | 0 | 0 | 0 | 0 | 0 | 0 | 0 | 0 | 0 | 0 | 0 | 0 | 0 | 0 | 0 | 0 | 0 | 0 | 0 | 0 | 0 | 0 | 0 | 0 | 0 | 0 | 0 | 0 | 0 | 0 | 0 | 0 | 0 | 0 | 0 | 0 | 0 | 0 | 0 | 0 | 0 | 0 | 0 | 0 | 0 | 0
[13 empty] | 0 | 0 | 0 | 0 | 0 | 0 | 0 | 0 | 0 | 0 | 0 | 0 | 0 | 0 | 0 | 0 | 0 | 0 | 0 | 0 | 0 | 0 | 0 | 0 | 0 | 0 | 0 | 0 | 0 | 0 | 0 | 0 | 0 | 0 | 0 | 0 | 0 | 0 | 0 | 0 | 0 | 0 | 0 | 0 | 0 | 0 | 0 | 0 | 0
[13 empty] | 0 | 0 | 0 | 0 | 0 | 0 | 0 | 0 | 0 | 0 | 0 | 0 | 0 | 0 | 0 | 0 | 0 | 0 | 0 | 0 | 0 | 0 | 0 | 0 | 0 | 0 | 0 | 0 | 0 | 0 | 0 | 0 | 0 | 0 | 0 | 0 | 0 | 0 | 0 | 0 | 0 | 0 | 0 | 0 | 0 | 0 | 0 | 0 | 0
[13 empty] | 0 | 0 | 0 | 0 | 0 | 0 | 0 | 0 | 0 | 0 | 0 | 0 | 0 | 0 | 0 | 0 | 0 | 0 | 0 | 0 | 0 | 0 | 0 | 0 | 0 | 0 | 0 | 0 | 0 | 0 | 0 | 0 | 0 | 0 | 0 | 0 | 0 | 0 | 0 | 0 | 0 | 0 | 0 | 0 | 0 | 0 | 0 | 0 | 0
[13 empty] | 0 | 0 | 0 | 0 | 0 | 0 | 0 | 0 | 0 | 0 | 0 | 0 | 0 | 0 | 0 | 0 | 0 | 0 | 0 | 0 | 0 | 0 | 0 | 0 | 0 | 0 | 0 | 0 | 0 | 0 | 0 | 0 | 0 | 0 | 0 | 0 | 0 | 0 | 0 | 0 | 0 | 0 | 0 | 0 | 0 | 0 | 0 | 0 | 0
[13 empty] | 0 | 0 | 0 | 0 | 0 | 0 | 0 | 0 | 0 | 0 | 0 | 0 | 0 | 0 | 0 | 0 | 0 | 0 | 0 | 0 | 0 | 0 | 0 | 0 | 0 | 0 | 0 | 0 | 0 | 0 | 0 | 0 | 0 | 0 | 0 | 0 | 0 | 0 | 0 | 0 | 0 | 0 | 0 | 0 | 0 | 0 | 0 | 0 | 0
[13 empty] | 0 | 0 | 0 | 0 | 0 | 0 | 0 | 0 | 0 | 0 | 0 | 0 | 0 | 0 | 0 | 0 | 0 | 0 | 0 | 0 | 0 | 0 | 0 | 0 | 0 | 0 | 0 | 0 | 0 | 0 | 0 | 0 | 0 | 0 | 0 | 0 | 0 | 0 | 0 | 0 | 0 | 0 | 0 | 0 | 0 | 0 | 0 | 0 | 0
[13 empty] | 0 | 0 | 0 | 0 | 0 | 0 | 0 | 0 | 0 | 0 | 0 | 0 | 0 | 0 | 0 | 0 | 0 | 0 | 0 | 0 | 0 | 0 | 0 | 0 | 0 | 0 | 0 | 0 | 0 | 0 | 0 | 0 | 0 | 0 | 0 | 0 | 0 | 0 | 0 | 0 | 0 | 0 | 0 | 0 | 0 | 0 | 0 | 0 | 0
[13 empty] | 0 | 0 | 0 | 0 | 0 | 0 | 0 | 0 | 0 | 0 | 0 | 0 | 0 | 0 | 0 | 0 | 0 | 0 | 0 | 0 | 0 | 0 | 0 | 0 | 0 | 0 | 0 | 0 | 0 | 0 | 0 | 0 | 0 | 0 | 0 | 0 | 0 | 0 | 0 | 0 | 0 | 0 | 0 | 0 | 0 | 0 | 0 | 0 | 0
[13 empty] | 0 | 0 | 0 | 0 | 0 | 0 | 0 | 0 | 0 | 0 | 0 | 0 | 0 | 0 | 0 | 0 | 0 | 0 | 0 | 0 | 0 | 0 | 0 | 0 | 0 | 0 | 0 | 0 | 0 | 0 | 0 | 0 | 0 | 0 | 0 | 0 | 0 | 0 | 0 | 0 | 0 | 0 | 0 | 0 | 0 | 0 | 0 | 0 | 0
[13 empty] | 0 | 0 | 0 | 0 | 0 | 0 | 0 | 0 | 0 | 0 | 0 | 0 | 0 | 0 | 0 | 0 | 0 | 0 | 0 | 0 | 0 | 0 | 0 | 0 | 0 | 0 | 0 | 0 | 0 | 0 | 0 | 0 | 0 | 0 | 0 | 0 | 0 | 0 | 0 | 0 | 0 | 0 | 0 | 0 | 0 | 0 | 0 | 0 | 0
[13 empty] | 0 | 0 | 0 | 0 | 0 | 0 | 0 | 0 | 0 | 0 | 0 | 0 | 0 | 0 | 0 | 0 | 0 | 0 | 0 | 0 | 0 | 0 | 0 | 0 | 0 | 0 | 0 | 0 | 0 | 0 | 0 | 0 | 0 | 0 | 0 | 0 | 0 | 0 | 0 | 0 | 0 | 0 | 0 | 0 | 0 | 0 | 0 | 0 | 0
[13 empty] | 0 | 0 | 0 | 0 | 0 | 0 | 0 | 0 | 0 | 0 | 0 | 0 | 0 | 0 | 0 | 0 | 0 | 0 | 0 | 0 | 0 | 0 | 0 | 0 | 0 | 0 | 0 | 0 | 0 | 0 | 0 | 0 | 0 | 0 | 0 | 0 | 0 | 0 | 0 | 0 | 0 | 0 | 0 | 0 | 0 | 0 | 0 | 0 | 0
[13 empty] | 0 | 0 | 0 | 0 | 0 | 0 | 0 | 0 | 0 | 0 | 0 | 0 | 0 | 0 | 0 | 0 | 0 | 0 | 0 | 0 | 0 | 0 | 0 | 0 | 0 | 0 | 0 | 0 | 0 | 0 | 0 | 0 | 0 | 0 | 0 | 0 | 0 | 0 | 0 | 0 | 0 | 0 | 0 | 0 | 0 | 0 | 0 | 0 | 0
[13 empty] | 0 | 0 | 0 | 0 | 0 | 0 | 0 | 0 | 0 | 0 | 0 | 0 | 0 | 0 | 0 | 0 | 0 | 0 | 0 | 0 | 0 | 0 | 0 | 0 | 0 | 0 | 0 | 0 | 0 | 0 | 0 | 0 | 0 | 0 | 0 | 0 | 0 | 0 | 0 | 0 | 0 | 0 | 0 | 0 | 0 | 0 | 0 | 0 | 0
[13 empty] | 0 | 0 | 0 | 0 | 0 | 0 | 0 | 0 | 0 | 0 | 0 | 0 | 0 | 0 | 0 | 0 | 0 | 0 | 0 | 0 | 0 | 0 | 0 | 0 | 0 | 0 | 0 | 0 | 0 | 0 | 0 | 0 | 0 | 0 | 0 | 0 | 0 | 0 | 0 | 0 | 0 | 0 | 0 | 0 | 0 | 0 | 0 | 0 | 0
[13 empty] | 0 | 0 | 0 | 0 | 0 | 0 | 0 | 0 | 0 | 0 | 0 | 0 | 0 | 0 | 0 | 0 | 0 | 0 | 0 | 0 | 0 | 0 | 0 | 0 | 0 | 0 | 0 | 0 | 0 | 0 | 0 | 0 | 0 | 0 | 0 | 0 | 0 | 0 | 0 | 0 | 0 | 0 | 0 | 0 | 0 | 0 | 0 | 0 | 0
[13 empty] | 0 | 0 | 0 | 0 | 0 | 0 | 0 | 0 | 0 | 0 | 0 | 0 | 0 | 0 | 0 | 0 | 0 | 0 | 0 | 0 | 0 | 0 | 0 | 0 | 0 | 0 | 0 | 0 | 0 | 0 | 0 | 0 | 0 | 0 | 0 | 0 | 0 | 0 | 0 | 0 | 0 | 0 | 0 | 0 | 0 | 0 | 0 | 0 | 0
[13 empty] | 0 | 0 | 0 | 0 | 0 | 0 | 0 | 0 | 0 | 0 | 0 | 0 | 0 | 0 | 0 | 0 | 0 | 0 | 0 | 0 | 0 | 0 | 0 | 0 | 0 | 0 | 0 | 0 | 0 | 0 | 0 | 0 | 0 | 0 | 0 | 0 | 0 | 0 | 0 | 0 | 0 | 0 | 0 | 0 | 0 | 0 | 0 | 0 | 0
[13 empty] | 0 | 0 | 0 | 0 | 0 | 0 | 0 | 0 | 0 | 0 | 0 | 0 | 0 | 0 | 0 | 0 | 0 | 0 | 0 | 0 | 0 | 0 | 0 | 0 | 0 | 0 | 0 | 0 | 0 | 0 | 0 | 0 | 0 | 0 | 0 | 0 | 0 | 0 | 0 | 0 | 0 | 0 | 0 | 0 | 0 | 0 | 0 | 0 | 0
[13 empty] | 0 | 0 | 0 | 0 | 0 | 0 | 0 | 0 | 0 | 0 | 0 | 0 | 0 | 0 | 0 | 0 | 0 | 0 | 0 | 0 | 0 | 0 | 0 | 0 | 0 | 0 | 0 | 0 | 0 | 0 | 0 | 0 | 0 | 0 | 0 | 0 | 0 | 0 | 0 | 0 | 0 | 0 | 0 | 0 | 0 | 0 | 0 | 0 | 0
[13 empty] | 0 | 0 | 0 | 0 | 0 | 0 | 0 | 0 | 0 | 0 | 0 | 0 | 0 | 0 | 0 | 0 | 0 | 0 | 0 | 0 | 0 | 0 | 0 | 0 | 0 | 0 | 0 | 0 | 0 | 0 | 0 | 0 | 0 | 0 | 0 | 0 | 0 | 0 | 0 | 0 | 0 | 0 | 0 | 0 | 0 | 0 | 0 | 0 | 0
[13 empty] | 0 | 0 | 0 | 0 | 0 | 0 | 0 | 0 | 0 | 0 | 0 | 0 | 0 | 0 | 0 | 0 | 0 | 0 | 0 | 0 | 0 | 0 | 0 | 0 | 0 | 0 | 0 | 0 | 0 | 0 | 0 | 0 | 0 | 0 | 0 | 0 | 0 | 0 | 0 | 0 | 0 | 0 | 0 | 0 | 0 | 0 | 0 | 0 | 0
[13 empty] | 0 | 0 | 0 | 0 | 0 | 0 | 0 | 0 | 0 | 0 | 0 | 0 | 0 | 0 | 0 | 0 | 0 | 0 | 0 | 0 | 0 | 0 | 0 | 0 | 0 | 0 | 0 | 0 | 0 | 0 | 0 | 0 | 0 | 0 | 0 | 0 | 0 | 0 | 0 | 0 | 0 | 0 | 0 | 0 | 0 | 0 | 0 | 0 | 0
[13 empty] | 0 | 0 | 0 | 0 | 0 | 0 | 0 | 0 | 0 | 0 | 0 | 0 | 0 | 0 | 0 | 0 | 0 | 0 | 0 | 0 | 0 | 0 | 0 | 0 | 0 | 0 | 0 | 0 | 0 | 0 | 0 | 0 | 0 | 0 | 0 | 0 | 0 | 0 | 0 | 0 | 0 | 0 | 0 | 0 | 0 | 0 | 0 | 0 | 0
[13 empty] | 0 | 0 | 0 | 0 | 0 | 0 | 0 | 0 | 0 | 0 | 0 | 0 | 0 | 0 | 0 | 0 | 0 | 0 | 0 | 0 | 0 | 0 | 0 | 0 | 0 | 0 | 0 | 0 | 0 | 0 | 0 | 0 | 0 | 0 | 0 | 0 | 0 | 0 | 0 | 0 | 0 | 0 | 0 | 0 | 0 | 0 | 0 | 0 | 0
[13 empty] | 0 | 0 | 0 | 0 | 0 | 0 | 0 | 0 | 0 | 0 | 0 | 0 | 0 | 0 | 0 | 0 | 0 | 0 | 0 | 0 | 0 | 0 | 0 | 0 | 0 | 0 | 0 | 0 | 0 | 0 | 0 | 0 | 0 | 0 | 0 | 0 | 0 | 0 | 0 | 0 | 0 | 0 | 0 | 0 | 0 | 0 | 0 | 0 | 0
[13 empty] | 0 | 0 | 0 | 0 | 0 | 0 | 0 | 0 | 0 | 0 | 0 | 0 | 0 | 0 | 0 | 0 | 0 | 0 | 0 | 0 | 0 | 0 | 0 | 0 | 0 | 0 | 0 | 0 | 0 | 0 | 0 | 0 | 0 | 0 | 0 | 0 | 0 | 0 | 0 | 0 | 0 | 0 | 0 | 0 | 0 | 0 | 0 | 0 | 0
[13 empty] | 0 | 0 | 0 | 0 | 0 | 0 | 0 | 0 | 0 | 0 | 0 | 0 | 0 | 0 | 0 | 0 | 0 | 0 | 0 | 0 | 0 | 0 | 0 | 0 | 0 | 0 | 0 | 0 | 0 | 0 | 0 | 0 | 0 | 0 | 0 | 0 | 0 | 0 | 0 | 0 | 0 | 0 | 0 | 0 | 0 | 0 | 0 | 0 | 0
x | x | x | x | x | x | x | x | x | x | x | x | x | x | x | x | x | x | x | x | x | x | x | x | x | x | x | x | x | x | x | x | x | x | x | x | x | x | x | x | x | x | x | x | x | x | x | x | x | x | x | x | x | x | x | x | x | x | x | x | x | x
Appliance Recycling | RES | [11 empty] | 0 | 0 | 0 | 0 | 0 | 0 | 0 | 0 | 0 | 0 | 0 | 0 | 0 | 0 | 0 | 0 | 0 | 0 | 0 | 0 | 0 | 0 | 0 | 0 | 0 | 0 | 0 | 0 | 0 | 0 | 0 | 0 | 0 | 0 | 0 | 0 | 0 | 0 | 0 | 0 | 0 | 0 | 0 | 0 | 0 | 0 | 0 | 0 | 0
Appliances | VS or S NR
Building Shell - Insulation | M NR
Building Shell - Roof Color | L NR
Building Shell - Windows | AG
HVAC - Air Conditioning Systems
HVAC - Controls
HVAC - Heating Systems
HVAC - Tune-up
HVAC - Ventilation Systems
Lighting - Comprehensive Measures
Lighting - Controls
Lighting - Exterior
Lighting - Interior
Nonresidential - Comprehensive Measures
Nonresidential - Compressed Air Systems
Nonresidential - Custom End Use
Nonresidential - Food Service & Processing
Nonresidential - Motor Controls
Nonresidential - Motors
Nonresidential - Office Equipment
Nonresidential - Process Optimization
Nonresidential - Pumping Systems
Nonresidential - Refrigeration
Residential - Comprehensive Measures
Water Heating - Systems
Water Heating - Controls
Other

## 2A - RecordedEEActivities
1234 - Southern California Edison - Single Family EE Rebates - SCE service area - IOU Statewide Program - Dec-05 Report | [11 empty] | Projected | Recorded | Total | Commitments | Jan-04 | Feb-04 | Mar-04 | Apr-04 | May-04 | Jun-04 | Jul-04 | Aug-04 | Sep-04 | Oct-04 | Nov-04 | Dec-04 | Jan-05 | Feb-05 | Mar-05 | Apr-05 | May-05 | Jun-05 | Jul-05 | Aug-05 | Sep-05 | Oct-05 | Nov-05 | Dec-05 | Jan-06 | Feb-06 | Mar-06 | Apr-06
2A - RecordedEEActivities | Total Resource Cost Test |  | Incentives | è | [7 empty] | 5917753.5 | 6734319.3 | 6443869.3 | 290450 | 0 | 3982 | 356265 | 389256.5 | 612802.55 | 744805.4 | 499457.5 | 340781 | 18479.6 | 444274.5 | 7328.5 | 78240.5 | 288821 | 160223.25 | 238185 | 554028 | 561955 | 220317 | 23138 | 3136 | 232960 | 16350 | 193412 | 455671 | 0 | 0 | 0 | 0
| Projected | Recorded | Installation | è | [7 empty] | 0 | 0 | 0 | 0 | 0 | 0 | 0 | 0 | 0 | 0 | 0 | 0 | 0 | 0 | 0 | 0 | 0 | 0 | 0 | 0 | 0 | 0 | 0 | 0 | 0 | 0 | 0 | 0 | 0 | 0 | 0 | 0
Lev Cost Elec | 0.030576 | 0.037571 | Participant Test |  | Net Effects | [6 empty] | Projected | Recorded | Total | Commitments | Jan-04 | Feb-04 | Mar-04 | Apr-04 | May-04 | Jun-04 | Jul-04 | Aug-04 | Sep-04 | Oct-04 | Nov-04 | Dec-04 | Jan-05 | Feb-05 | Mar-05 | Apr-05 | May-05 | Jun-05 | Jul-05 | Aug-05 | Sep-05 | Oct-05 | Nov-05 | Dec-05 | Jan-06 | Feb-06 | Mar-06 | Apr-06
Lev Cost Gas | #DIV/0! | #DIV/0! | Projected | Recorded | Coinc Peak kW | [6 empty] | 21993.2498 | 26301.5162 | 25569.0464 | 732.4698 | 0 | 10.5188 | 928.1808 | 1859.247 | 3105.4229 | 2842.0598 | 1799.743 | 832.6415 | 52.2246 | 1597.8717 | 11.7626 | 447.6358 | 1096.3062 | 575.3528 | 971.3897 | 2251.7513 | 1823.2044 | 1035.3581 | 413.0121 | -239.1659 | 1323.0603 | 133.5794 | 532.696 | 2165.1936 | 0 | 0 | 0 | 0
Costs | 16987679.9515 | 20874303.104 | 14886477.24 | 18765491.68 | Annual kWh | [6 empty] | 74818691.8685 | 105194022.6911 | 104082515.5817 | 1111507.1094 | 0 | 11673.1722 | 1119385.5182 | 7265531.9756 | 13808593.0073 | 14370972.3208 | 3093395.7034 | 4627569.0041 | 76384.1408 | 5520162.9241 | 12271.886 | 2778113.4416 | 2381738.5771 | 719485.0614 | 3578622.1546 | 6412903.9086 | 8942048.8896 | 3516936.3639 | 5695460.2347 | 962478.0959 | 7434023.6618 | 314317.2517 | 401536.6587 | 11038911.6298 | 0 | 0 | 0 | 0
Benefits | 39653613.7841 | 55854610.1093 | 112774344.5875 | 15385171.9929 | Lifecyc kWh | [6 empty] | 817217243.8742 | 1153295278.6452 | 1136674374.0849 | 16620904.5603 | 0 | 172160.5596 | 16623142.5359 | 70704619.1301 | 130289491.8187 | 177763073.4998 | 42737305.6121 | 63175759.6515 | 997700.5694 | 53844165.488 | 232337.7159 | 25088767.8313 | 25744214.6122 | 10759586.3016 | 35494837.0283 | 66675449.1888 | 135452044.6103 | 36805450.8231 | 51611445.3964 | 9289645.1496 | 68633078.7897 | 3706043.9945 | 5476532.306 | 105397521.4721 | 0 | 0 | 0 | 0
Net Benefits | 22665933.8326 | 34980307.0053 | 97887867.3475 | -3380319.6871 | Annual Therms | [6 empty] | 0 | 0 | 0 | 0 | 0 | 0 | 0 | 0 | 0 | 0 | 0 | 0 | 0 | 0 | 0 | 0 | 0 | 0 | 0 | 0 | 0 | 0 | 0 | 0 | 0 | 0 | 0 | 0 | 0 | 0 | 0 | 0 | [43 empty] | LOAD INCREASES
Ratio | 2.3343 | 2.6758 | 7.5756 | 0.81987 | Lifecyc Therms | [6 empty] | 0 | 0 | 0 | 0 | 0 | 0 | 0 | 0 | 0 | 0 | 0 | 0 | 0 | 0 | 0 | 0 | 0 | 0 | 0 | 0 | 0 | 0 | 0 | 0 | 0 | 0 | 0 | 0 | 0 | 0 | 0 | 0 | [43 empty] | 0 | 0 | 0 | 0
MEASURE TYPE / END USE LOAD Select from List | TARGET SECTOR Select From List See Instructions For List Definitions | MEASURE / ACTIVITY NAME Provide Measure Descriptions in Proposal Narrative | UNIT DEFINITION | FINANCIAL INCENTIVE PER UNIT | INSTALLATION, SERVICE, AND REPAIR LABOR COSTS PER UNIT | GROSS COINCIDENT PEAK DEMAND REDUCTION PER UNIT (kW) | GROSS ANNUAL ENERGY SAVINGS PER UNIT (kWh) | GROSS ANNUAL ENERGY SAVINGS PER UNIT (THERMS) | GROSS IMC | EUL | NTG | UNIT GOALS | Total Recorded Units (Actual + Commitments) | Total Units | Commitments | 2004-01-01 | 2004-02-01 | 2004-03-01 | 2004-04-01 | 2004-05-01 | 2004-06-01 | 2004-07-01 | 2004-08-01 | 2004-09-01 | 2004-10-01 | 2004-11-01 | 2004-12-01 | 2005-01-01 | 2005-02-01 | 2005-03-01 | 2005-04-01 | 2005-05-01 | 2005-06-01 | 2005-07-01 | 2005-08-01 | 2005-09-01 | 2005-10-01 | 2005-11-01 | 2005-12-01 | 2006-01-01 | 2006-02-01 | 2006-03-01 | 2006-04-01 | FINANCIAL INCENTIVE PER MEASURE | INSTALLATION, SERVICE, AND REPAIR LABOR COSTS PER MEASURE | TOTAL GROSS INCREMENTAL MEASURE COST PER MEASURE | TOTAL NET INCREMENTAL MEASURE COST PER MEASURE | RECORDED NET COINCIDENT PEAK DEMAND REDUCTION (KW) | RECORDED ANNUAL NET KWH SAVINGS | RECORDED ANNUAL NET THERM SAVINGS | RECORDED LIFECYCLE NET KWH SAVINGS | RECORDED LIFECYCLE NET THERM SAVINGS | PRESENT VALUE OF ANNUALIZED ELECTRIC SAVINGS per KWH - TRC | PRESENT VALUE OF ANNUALIZED GAS SAVINGS per THERM - TRC | PG&E Res | PG&E Small Comm | PG&E Med Comm | PG&E Large Comm | PG&E Ag | SCE Res | SCE Small Comm | SCE Med Comm | SCE Large Comm | SCE Ag | SDGE Res | SDGE Small Comm | SDGE Med Comm | SDGE Large Comm | SDGE Ag | PRESENT VALUE OF ANNUALIZED ELECTRIC SAVINGS per KWH - PT | PG&E Res | PG&E Small Comm | PG&E Med Comm | PG&E Large Comm | PG&E Ag | SCG Res | SCG Small Comm | SCG Med Comm | SCG Large Comm | SCG Ag | SDGE Res | SDGE Small Comm | SDGE Med Comm | SDGE Large Comm | SDGE Ag | PRESENT VALUE OF ANNUALIZED GAS SAVINGS per THERM - PT | GROSS ELECTRICITY BENEFITS - PT | GROSS GAS BENEFITS - PT | NET ELECTRICITY BENEFITS - TRC | NET GAS BENEFITS -TRC | GROSS RESOURCE BENEFITS | NET RESOURCE BENEFITS
Residential - Comprehensive Measures | RES | Pool Pump & Motor - Single Speed | Site | 125 | 0 | 0.765 | 1417 | 0 | 528 | 15 | 0.8 | 4500 | 4520 | 4441 | 79 |  | 1 | 280 | 484 | 450 | 515 | 543 | 0 | 3 | 0 | -3 | 0 | 108 | 387 | 237 | 544 | 418 | 482 | -8 | 0 |  | 0 | 0 | 0 |  |  |  |  | 565000 | 0 | 2386560 | 1909248 | 2766.24 | 5123872 | 0 | 76858080 | 0 | 0.68336 | 4.7167 | 0 | 0 | 0 | 0 | 0 | 1.4782 | 0 | 0 | 0 | 0 | 0 | 0 | 0 | 0 | 0 | 1.4782 | 0 | 0 | 0 | 0 | 0 | 0 | 0 | 0 | 0 | 0 | 0 | 0 | 0 | 0 | 0 | 0 | 9467418.4929 | 0 | 3501467.0445 | 0 | 9467418.4929 | 3501467.0445
Residential - Comprehensive Measures | RES | Pool Pump & Motor - Two speed | Site | 300 | 0 | 0.765 | 785 | 0 | 528 | 15 | 0.8 | 400 | 247 | 239 | 8 |  | 0 | 6 | 8 | 12 | 12 | 17 | 24 | 23 | 19 | 16 | 10 | 9 | 4 | 5 | 9 | 6 | 11 | 10 | 4 | 18 | 3 | 9 | 4 |  |  |  |  | 74100 | 0 | 130416 | 104332.8 | 151.164 | 155116 | 0 | 2326740 | 0 | 0.68336 | 4.7167 | 0 | 0 | 0 | 0 | 0 | 0 | 0 | 0 | 0 | 0 | 0 | 0 | 0 | 0 | 0 | 0 | 0 | 0 | 0 | 0 | 0 | 0 | 0 | 0 | 0 | 0 | 0 | 0 | 0 | 0 | 0 | 0 | 0 | 0 | 106000.6109 | 0 | 0 | 106000.6109
HVAC - Air Conditioning Systems | RES | Room A/C - 5,000 to 18,000 btuh | Unit | 50 | 0 | 0.14732 | 127 | 0 | 106 | 15 | 0.8 | 1500 | 2449 | 2425 | 24 |  | 0 | 1 | 16 | 74 | 228 | 327 | 100 | 3 | 0 | 0 | 0 | 1 | 8 | 3 | 17 | 11 | 67 | 13 | 0 | 2 | 0 | 5 | 1549 |  |  |  |  | 122450 | 0 | 259594 | 207675.2 | 288.6293 | 248818.4 | 0 | 3732276 | 0 | 0.68336 | 4.7167 | 0 | 0 | 0 | 0 | 0 | 0 | 0 | 0 | 0 | 0 | 0 | 0 | 0 | 0 | 0 | 0 | 0 | 0 | 0 | 0 | 0 | 0 | 0 | 0 | 0 | 0 | 0 | 0 | 0 | 0 | 0 | 0 | 0 | 0 | 170033.4098 | 0 | 0 | 170033.4098
Water Heating - Systems | RES | Electric Water Heater >.93 | Unit | 40 | 0 | 0 | 171 | 0 | 60 | 13 | 0.89 | 500 | 46 | 42 | 4 |  | 0 | 6 | 4 | 2 | 5 | 5 | 2 | 4 | 6 | 4 | 4 | 0 | 0 | 0 | 0 | 0 |  | 0 | 0 | 0 | 0 | 0 | 0 |  |  |  |  | 1840 | 0 | 2760 | 2456.4 | 0 | 7000.74 | 0 | 91009.62 | 0 | 0.61483 | 4.2688 | 0 | 0 | 0 | 0 | 0 | 0 | 0 | 0 | 0 | 0 | 0 | 0 | 0 | 0 | 0 | 0 | 0 | 0 | 0 | 0 | 0 | 0 | 0 | 0 | 0 | 0 | 0 | 0 | 0 | 0 | 0 | 0 | 0 | 0 | 4304.273 | 0 | 0 | 4304.273
Water Heating - Systems | RES | Electric Water Heater >.93 (2005) | Unit | 30 | 0 | 0 | 171 | 0 | 60 | 13 | 0.89 | 0 | 29 | 29 |  | 2005-02-01: 1; 2005-03-01: 0; 2005-04-01: 3; 2005-05-01: 7; 2005-06-01: 5; 2005-07-01: -2; 2005-08-01: 1; 2005-09-01: 8; 2005-10-01: 0; 2005-11-01: 5; 2005-12-01: 1 | 870 | 0 | 1740 | 1548.6 | 0 | 4413.51 | 0 | 57375.63 | 0 | 0.61483 | 4.2688 | 0 | 0 | 0 | 0 | 0 | 0 | 0 | 0 | 0 | 0 | 0 | 0 | 0 | 0 | 0 | 0 | 0 | 0 | 0 | 0 | 0 | 0 | 0 | 0 | 0 | 0 | 0 | 0 | 0 | 0 | 0 | 0 | 0 | 0 | 2713.5634 | 0 | 0 | 2713.5634
Building Shell - Windows | RES | High Performance Window | sq. ft. | 1 | 0 | 0.001264 | 1.2417 | 0 | 1.68 | 20 | 0.89 | 814519 | 408937.5 | 408937.5 |  |  | 1002 | 125125 |  | 0 | 0 | 133602.5 | 148548 | -1077 | 1077 | 198.5 | -21.5 | 0 | 0 | 0 | 0 | 0 |  | 266 | 0 | 0 | 0 | 217 | 0 |  |  |  |  | 408937.5 | 0 | 687015 | 611443.35 | 460.0383 | 451922.1474 | 0 | 9038442.9488 | 0 | 0.83625 | 5.6989 | 0 | 0 | 0 | 0 | 0 | 0 | 0 | 0 | 0 | 0 | 0 | 0 | 0 | 0 | 0 | 0 | 0 | 0 | 0 | 0 | 0 | 0 | 0 | 0 | 0 | 0 | 0 | 0 | 0 | 0 | 0 | 0 | 0 | 0 | 377919.4055 | 0 | 0 | 377919.4055
HVAC - Controls | RES | Programmable Thermostat | Unit | 20 | 0 | 0.12 | 286.91 | 0 | 58 | 12 | 0.89 | 25500 | 13302 | 13302 |  |  | 24 | 1495 | 1365 | 1191 | 1516 | 4383 | 2545 | 157 | 593 | 6 | 0 | 6 | 13 | 1 | 3 | 1 | 1 | 1 | 0 | 0 | 0 | 0 | 1 |  |  |  |  | 266040 | 0 | 771516 | 686649.24 | 1420.6536 | 3396664.3698 | 0 | 40759972.4376 | 0 | 0.57879 | 4.0305 | 0 | 0 | 0 | 0 | 0 | 0 | 0 | 0 | 0 | 0 | 0 | 0 | 0 | 0 | 0 | 0 | 0 | 0 | 0 | 0 | 0 | 0 | 0 | 0 | 0 | 0 | 0 | 0 | 0 | 0 | 0 | 0 | 0 | 0 | 1965958.0036 | 0 | 0 | 1965958.0036
HVAC - Controls | RES | Programmable Thermostat (2005) | Unit | 10 | 0 | 0.12 | 286.91 | 0 | 58 | 12 | 0.89 | 0 | 12154 | 12154 |  | 2004-02-01: 0; 2004-03-01: 0; 2005-01-01: 62; 2005-02-01: 385; 2005-03-01: 419; 2005-04-01: 928; 2005-05-01: 643; 2005-06-01: 1454; 2005-07-01: 1893; 2005-08-01: 901; 2005-09-01: 2123; 2005-10-01: 1104; 2005-11-01: 222; 2005-12-01: 2020 | 121540 | 0 | 704932 | 627389.48 | 1298.0472 | 3103522.6846 | 0 | 37242272.2152 | 0 | 0.57879 | 4.0305 | 0 | 0 | 0 | 0 | 0 | 0 | 0 | 0 | 0 | 0 | 0 | 0 | 0 | 0 | 0 | 0 | 0 | 0 | 0 | 0 | 0 | 0 | 0 | 0 | 0 | 0 | 0 | 0 | 0 | 0 | 0 | 0 | 0 | 0 | 1796290.3004 | 0 | 0 | 1796290.3004
Building Shell - Insulation | RES | Attic Insulation | sq. ft. | 0.15 | 0 | 2.342e-05 | 0.030431 | 0 | 0.5 | 20 | 0.89 | 2000 | 7642 | 7642 |  |  | 0 | 0 | 1950 | 2037 | 2556 | 0 | 0 | -1456 | 0 | 0 | 0 | 0 | 2555 | 0 | 0 | 0 |  | 0 | 0 | 0 | 0 | 0 | 0 |  |  |  |  | 1146.3 | 0 | 3821 | 3400.69 | 0.15929 | 206.9702 | 0 | 4139.4033 | 0 | 0.83625 | 5.6989 | 0 | 0 | 0 | 0 | 0 | 0 | 0 | 0 | 0 | 0 | 0 | 0 | 0 | 0 | 0 | 0 | 0 | 0 | 0 | 0 | 0 | 0 | 0 | 0 | 0 | 0 | 0 | 0 | 0 | 0 | 0 | 0 | 0 | 0 | 173.0786 | 0 | 0 | 173.0786
Building Shell - Insulation | RES | Wall Insulation | sq. ft. | 0.15 | 0 | 6.8817e-05 | 0.046163 | 0 | 0.9 | 20 | 0.89 | 1900 | 1050 | 1050 |  |  | 0 | 0 | 0 | 0 | 0 | 0 | 0 | 0 | 1050 | 0 | 0 | 0 | 0 | 0 | 0 | 0 |  | 0 | 0 | 0 | 0 | 0 | 0 |  |  |  |  | 157.5 | 0 | 945 | 841.05 | 0.064309 | 43.1389 | 0 | 862.7788 | 0 | 0.83625 | 5.6989 | 0 | 0 | 0 | 0 | 0 | 0 | 0 | 0 | 0 | 0 | 0 | 0 | 0 | 0 | 0 | 0 | 0 | 0 | 0 | 0 | 0 | 0 | 0 | 0 | 0 | 0 | 0 | 0 | 0 | 0 | 0 | 0 | 0 | 0 | 36.0749 | 0 | 0 | 36.0749
HVAC - Ventilation Systems | RES | Whole House Fan | Unit | 100 | 0 | 0.80135 | 517 | 0 | 142 | 18 | 0.89 | 3400 | 2237 | 2188 | 49 |  | 0 | 36 | 236 | 454 | 473 | 488 | 0 | 0 | 1 | 0 | 0 | 59 | 65 | 19 | 431 | 539 | 58 | 0 | -705 | 1 | 1 | 9 | 23 |  |  |  |  | 223700 | 0 | 317654 | 282712.06 | 1595.4318 | 1029310.81 | 0 | 18527594.58 | 0 | 0.77786 | 5.3306 | 0 | 0 | 0 | 0 | 0 | 0 | 0 | 0 | 0 | 0 | 0 | 0 | 0 | 0 | 0 | 0 | 0 | 0 | 0 | 0 | 0 | 0 | 0 | 0 | 0 | 0 | 0 | 0 | 0 | 0 | 0 | 0 | 0 | 0 | 800662.0017 | 0 | 0 | 800662.0017
HVAC - Air Conditioning Systems | RES | Evaporative Cooler Tier I | Unit | 300 | 0 | 1.5829 | 1849 | 0 | 360 | 7 | 0.89 | 1500 | 1055 | 1028 | 27 |  | 0 | 29 | 150 | 204 | 205 | 167 | -1 | 1 | -1 | 0 | 0 | 3 | 11 | 12 | 66 | 69 | 17 | 0 | 0 | 1 | 2 | 66 | 27 |  |  |  |  | 316500 | 0 | 379800 | 338022 | 1486.264 | 1736118.55 | 0 | 12152829.85 | 0 | 0.37731 | 2.7008 | 0 | 0 | 0 | 0 | 0 | 0 | 0 | 0 | 0 | 0 | 0 | 0 | 0 | 0 | 0 | 0 | 0 | 0 | 0 | 0 | 0 | 0 | 0 | 0 | 0 | 0 | 0 | 0 | 0 | 0 | 0 | 0 | 0 | 0 | 655046.8531 | 0 | 0 | 655046.8531
HVAC - Air Conditioning Systems | RES | Evaporative Cooler Tier I/damper | Unit | 400 | 0 | 1.5829 | 1891.1773 | 0 | 360 | 7 | 0.89 | 120 | 157 | 147 | 10 |  | 0 | 1 | 6 | 16 | 12 | 21 | 13 | 2 | 1 | 0 | 0 | 1 | 3 | 2 | 17 | 16 | 9 | 0 | 0 | 1 | 1 | 21 | 4 |  |  |  |  | 62800 | 0 | 56520 | 50302.8 | 221.1786 | 264254.2092 | 0 | 1849779.4644 | 0 | 0.37731 | 2.7008 | 0 | 0 | 0 | 0 | 0 | 0 | 0 | 0 | 0 | 0 | 0 | 0 | 0 | 0 | 0 | 0 | 0 | 0 | 0 | 0 | 0 | 0 | 0 | 0 | 0 | 0 | 0 | 0 | 0 | 0 | 0 | 0 | 0 | 0 | 99704.5324 | 0 | 0 | 99704.5324
HVAC - Air Conditioning Systems | RES | Evaporative Cooler Tier II | Unit | 500 | 0 | 1.5829 | 1972.8109 | 0 | 360 | 7 | 0.89 | 100 | 5 | 5 |  |  | 0 | 0 | 0 | 0 | 1 | 3 | 0 | 0 | 1 | 0 | 0 | 0 | 0 | 0 | 0 | 0 |  | 0 | 0 | 0 | 0 | 0 | 0 |  |  |  |  | 2500 | 0 | 1800 | 1602 | 7.0439 | 8779.0085 | 0 | 61453.0592 | 0 | 0.37731 | 2.7008 | 0 | 0 | 0 | 0 | 0 | 0 | 0 | 0 | 0 | 0 | 0 | 0 | 0 | 0 | 0 | 0 | 0 | 0 | 0 | 0 | 0 | 0 | 0 | 0 | 0 | 0 | 0 | 0 | 0 | 0 | 0 | 0 | 0 | 0 | 3312.367 | 0 | 0 | 3312.367
HVAC - Air Conditioning Systems | RES | Evaporative Cooler Tier II/damper | Unit | 600 | 0 | 1.5829 | 2205.4665 | 0 | 360 | 7 | 0.89 | 50 | 13 | 12 | 1 |  | 0 | 0 | 0 | 0 | 0 | 1 | 0 | 1 | 2 | -2 | 2 | 0 | 0 | 2 | 2 | 2 |  | 0 | 0 | 0 | 0 | -9 | 11 |  |  |  |  | 7800 | 0 | 4680 | 4165.2 | 18.3142 | 25517.2476 | 0 | 178620.7334 | 0 | 0.37731 | 2.7008 | 0 | 0 | 0 | 0 | 0 | 0 | 0 | 0 | 0 | 0 | 0 | 0 | 0 | 0 | 0 | 0 | 0 | 0 | 0 | 0 | 0 | 0 | 0 | 0 | 0 | 0 | 0 | 0 | 0 | 0 | 0 | 0 | 0 | 0 | 9627.7946 | 0 | 0 | 9627.7946
HVAC - Air Conditioning Systems | RES | Energy Star AC - Tier I | Unit | 200 | 0 | 0.746 | 396 | 0 | 636 | 18 | 0.89 | 981 | 1864 | 1704 | 160 |  | 1 | 86 | 118 | 171 | 130 | 92 | -10 | -2 | 71 | 0 | -1 | 1007 | 100 | 118 | 274 | 222 | 36 | -999 | 0 | 1 | 0 | 149 | 140 |  |  |  |  | 372800 | 0 | 1185504 | 1055098.56 | 1237.5842 | 656948.16 | 0 | 11825066.88 | 0 | 0.77786 | 5.3306 | 0 | 0 | 0 | 0 | 0 | 0 | 0 | 0 | 0 | 0 | 0 | 0 | 0 | 0 | 0 | 0 | 0 | 0 | 0 | 0 | 0 | 0 | 0 | 0 | 0 | 0 | 0 | 0 | 0 | 0 | 0 | 0 | 0 | 0 | 511015.1605 | 0 | 0 | 511015.1605
HVAC - Air Conditioning Systems | RES | Energy Star AC - Tier I with TXV | Unit | 225 | 0 | 0.79822 | 423.72 | 0 | 636 | 18 | 0.89 | 730 | 604 | 604 |  |  | 4 | 189 | 0 | 0 | -3 | 5 | 0 | 0 | 410 | -4 | -1 | 3 | 1 | 0 | 0 | 0 |  | 0 | 0 | 0 | 0 | 0 | 0 |  |  |  |  | 135900 | 0 | 384144 | 341888.16 | 429.0911 | 227774.9232 | 0 | 4099948.6176 | 0 | 0.77786 | 5.3306 | 0 | 0 | 0 | 0 | 0 | 0 | 0 | 0 | 0 | 0 | 0 | 0 | 0 | 0 | 0 | 0 | 0 | 0 | 0 | 0 | 0 | 0 | 0 | 0 | 0 | 0 | 0 | 0 | 0 | 0 | 0 | 0 | 0 | 0 | 177177.5096 | 0 | 0 | 177177.5096
HVAC - Air Conditioning Systems | RES | Central AC - Tier II | Unit | 425 | 0 | 1.0153 | 540.4375 | 0 | 1684 | 18 | 0.89 | 600 | 2699 | 2264 | 435 |  | 3 | 194 | 2 | 0 | 9 | 16 | 5 | 2 | 424 | -3 | 3 | 12 | 170 | 206 | 478 | 342 | 91 | 0 | 0 | 6 | 6 | 311 | -13 |  |  |  |  | 1147075 | 0 | 4545116 | 4045153.24 | 2438.7681 | 1298190.3231 | 0 | 23367425.8163 | 0 | 0.77786 | 5.3306 | 0 | 0 | 0 | 0 | 0 | 0 | 0 | 0 | 0 | 0 | 0 | 0 | 0 | 0 | 0 | 0 | 0 | 0 | 0 | 0 | 0 | 0 | 0 | 0 | 0 | 0 | 0 | 0 | 0 | 0 | 0 | 0 | 0 | 0 | 1009813.2193 | 0 | 0 | 1009813.2193
HVAC - Heating Systems | RES | Energy Star HP - Tier I | Unit | 275 | 0 | 0.65375 | 526.58 | 0 | 398 | 18 | 0.89 | 60 | 37 | 37 |  |  | 0 | 9 | 8 | 5 | 6 | 3 | 0 | 0 | 2 | 4 | 0 | 0 | 0 | 0 | 10 | 0 |  | -10 | 0 | 0 | 0 | 0 | 0 |  |  |  |  | 10175 | 0 | 14726 | 13106.14 | 21.528 | 17340.2794 | 0 | 312125.0292 | 0 | 0.77786 | 5.3306 | 0 | 0 | 0 | 0 | 0 | 0 | 0 | 0 | 0 | 0 | 0 | 0 | 0 | 0 | 0 | 0 | 0 | 0 | 0 | 0 | 0 | 0 | 0 | 0 | 0 | 0 | 0 | 0 | 0 | 0 | 0 | 0 | 0 | 0 | 13488.3484 | 0 | 0 | 13488.3484
HVAC - Heating Systems | RES | Energy Star HP - Tier I (2005) | Unit | 200 | 0 | 0.65375 | 526.58 | 0 | 398 | 18 | 0.89 | 0 | 68 | 57 | 11 | 2005-01-01: 0; 2005-02-01: 7; 2005-03-01: 6; 2005-04-01: 0; 2005-05-01: 10; 2005-06-01: 3; 2005-07-01: 10; 2005-08-01: 0; 2005-09-01: 0; 2005-10-01: 0; 2005-11-01: 11; 2005-12-01: 10 | 13600 | 0 | 27064 | 24086.96 | 39.565 | 31868.6216 | 0 | 573635.1888 | 0 | 0.77786 | 5.3306 | 0 | 0 | 0 | 0 | 0 | 0 | 0 | 0 | 0 | 0 | 0 | 0 | 0 | 0 | 0 | 0 | 0 | 0 | 0 | 0 | 0 | 0 | 0 | 0 | 0 | 0 | 0 | 0 | 0 | 0 | 0 | 0 | 0 | 0 | 24789.3971 | 0 | 0 | 24789.3971
HVAC - Heating Systems | RES | Energy Star HP - Tier I, with TXV | Unit | 300 | 0 | 0.69951 | 563.44 | 0 | 398 | 18 | 0.89 | 180 | 145 | 145 |  |  | 0 | 11 | 12 | 13 | 13 | 18 | 22 | 23 | 20 | 9 | 3 | 0 | 0 | 0 | 0 | 0 |  | 0 | 0 | 0 | 0 | 0 | 1 |  |  |  |  | 43500 | 0 | 57710 | 51361.9 | 90.2718 | 72711.932 | 0 | 1308814.776 | 0 | 0.77786 | 5.3306 | 0 | 0 | 0 | 0 | 0 | 0 | 0 | 0 | 0 | 0 | 0 | 0 | 0 | 0 | 0 | 0 | 0 | 0 | 0 | 0 | 0 | 0 | 0 | 0 | 0 | 0 | 0 | 0 | 0 | 0 | 0 | 0 | 0 | 0 | 56559.8655 | 0 | 0 | 56559.8655
HVAC - Heating Systems | RES | Central Heat Pump - Tier II | Unit | 500 | 0 | 0.95 | 1054.445 | 0 | 613 | 18 | 0.89 | 14 | 24 | 24 |  |  | 0 | 7 | 0 | 0 | 0 | 0 | 0 |  | 9 | 4 | 4 | 0 | 0 | 0 | 2 | 0 |  | -2 | 0 | 0 | 0 | 0 | [5 empty] | 12000 | 0 | 14712 | 13093.68 | 20.292 | 22522.9452 | 0 | 405413.0136 | 0 | 0.77786 | 5.3306 | 0 | 0 | 0 | 0 | 0 | 0 | 0 | 0 | 0 | 0 | 0 | 0 | 0 | 0 | 0 | 0 | 0 | 0 | 0 | 0 | 0 | 0 | 0 | 0 | 0 | 0 | 0 | 0 | 0 | 0 | 0 | 0 | 0 | 0 | 17519.7484 | 0 | 0 | 17519.7484
HVAC - Heating Systems | RES | Central Heat Pump - Tier II (2005) | Unit | 425 | 0 | 0.95 | 1054.445 | 0 | 613 | 18 | 0.89 | 0 | 7 | 7 |  | 2004-02-01: 0; 2004-03-01: 0; 2004-04-01: 0; 2004-05-01: 0; 2004-06-01: 0; 2004-07-01: 0; 2004-08-01: 0; 2005-02-01: 2; 2005-03-01: 2; 2005-04-01: 0; 2005-05-01: 1; 2005-07-01: 2; 2005-08-01: 0; 2005-09-01: 0; 2005-10-01: 0 | 2975 | 0 | 4291 | 3818.99 | 5.9185 | 6569.1924 | 0 | 118245.4623 | 0 | 0.77786 | 5.3306 | 0 | 0 | 0 | 0 | 0 | 0 | 0 | 0 | 0 | 0 | 0 | 0 | 0 | 0 | 0 | 0 | 0 | 0 | 0 | 0 | 0 | 0 | 0 | 0 | 0 | 0 | 0 | 0 | 0 | 0 | 0 | 0 | 0 | 0 | 5109.9266 | 0 | 0 | 5109.9266
Residential - Comprehensive Measures | RES | Duct Test - Single Family | unit | 50 | 0 | 0 | 0 | 0 | 100 | 10 | 0.89 | 0 | 0 | 0 | 0 | 2004-02-01: 0; 2004-03-01: 0; 2004-04-01: 0; 2004-05-01: 0; 2004-06-01: 0; 2004-07-01: 0; 2004-08-01: 0; 2005-03-01: 0; 2005-08-01: 0; 2005-09-01: 0; 2005-10-01: 0 | 0 | 0 | 0 | 0 | 0 | 0 | 0 | 0 | 0 | 0.50271 | 3.5343 | 0 | 0 | 0 | 0 | 0 | 0 | 0 | 0 | 0 | 0 | 0 | 0 | 0 | 0 | 0 | 0 | 0 | 0 | 0 | 0 | 0 | 0 | 0 | 0 | 0 | 0 | 0 | 0 | 0 | 0 | 0 | 0 | 0 | 0 | 0 | 0 | 0 | 0
Residential - Comprehensive Measures | RES | Duct Sealing - Single Family | site | 200 | 0 | 0.24 | 402 | 0 | 358.38 | 20 | 0.89 | 0 | 0 | 0 | 0 | 2004-02-01: 0; 2004-03-01: 0; 2004-04-01: 0; 2004-05-01: 0; 2004-06-01: 0; 2004-07-01: 0; 2004-08-01: 0; 2005-03-01: 0; 2005-08-01: 0; 2005-09-01: 0; 2005-10-01: 0 | 0 | 0 | 0 | 0 | 0 | 0 | 0 | 0 | 0 | 0.83625 | 5.6989 | 0 | 0 | 0 | 0 | 0 | 0 | 0 | 0 | 0 | 0 | 0 | 0 | 0 | 0 | 0 | 0 | 0 | 0 | 0 | 0 | 0 | 0 | 0 | 0 | 0 | 0 | 0 | 0 | 0 | 0 | 0 | 0 | 0 | 0 | 0 | 0 | 0 | 0
Lighting - Comprehensive Measures | RES | Screw-in CFL 5 Watt <450 Lumens | Unit | 0 | 0 | 0.003 | 19.17 | 0 | 4.28 | 9 | 0.8 | 0 | 0 | 0 | 0 |  |  | 0 | 0 | 0 | 0 | 0 | 0 | 0 | 0 | 0 | 0 | 0 | 0 | 0 | 0 | 0 | 0 | 0 | 0 | 0 | 0 | 0 | 0 | 0 | 0 |  |  | 0 | 0 | 0 | 0 | 0 | 0 | 0 | 0 | 0 | 0.4625 | 3.2675 | 0 | 0 | 0 | 0 | 0 | 0 | 0 | 0 | 0 | 0 | 0 | 0 | 0 | 0 | 0 | 0 | 0 | 0 | 0 | 0 | 0 | 0 | 0 | 0 | 0 | 0 | 0 | 0 | 0 | 0 | 0 | 0 | 0 | 0 | 0 | 0 | 0 | 0
Lighting - Comprehensive Measures | RES | Screw-in CFL 7 Watt 450 to 799 Lumens | Unit | 1 | 0 | 0.0036 | 23.004 | 0 | 4.28 | 9 | 0.8 | 0 | 0 | 0 | 0 |  |  | 0 | 0 | 0 | 0 | 0 | 0 | 0 | 0 | 0 | 0 | 0 | 0 | 0 | 0 | 0 | 0 | 0 | 0 | 0 | 0 | 0 | 0 | 0 | 0 |  |  | 0 | 0 | 0 | 0 | 0 | 0 | 0 | 0 | 0 | 0.4625 | 3.2675 | 0 | 0 | 0 | 0 | 0 | 0 | 0 | 0 | 0 | 0 | 0 | 0 | 0 | 0 | 0 | 0 | 0 | 0 | 0 | 0 | 0 | 0 | 0 | 0 | 0 | 0 | 0 | 0 | 0 | 0 | 0 | 0 | 0 | 0 | 0 | 0 | 0 | 0
Lighting - Comprehensive Measures | RES | Screw-in CFL 9 Watt 450 to 799 Lumens | Unit | 1 | 0 | 0.0032 | 20.448 | 0 | 4.28 | 9 | 0.8 | 291 | 0 | 0 | 0 |  |  | 0 | 0 | 0 | 0 | 0 | 0 | 0 | 0 | 0 | 0 | 0 | 0 | 0 | 0 | 0 | 0 | 0 | 0 | 0 | 0 | 0 | 0 | 0 | 0 |  |  | 0 | 0 | 0 | 0 | 0 | 0 | 0 | 0 | 0 | 0.4625 | 3.2675 | 0 | 0 | 0 | 0 | 0 | 0 | 0 | 0 | 0 | 0 | 0 | 0 | 0 | 0 | 0 | 0 | 0 | 0 | 0 | 0 | 0 | 0 | 0 | 0 | 0 | 0 | 0 | 0 | 0 | 0 | 0 | 0 | 0 | 0 | 0 | 0 | 0 | 0
Lighting - Comprehensive Measures | RES | Screw-in CFL 10 Watt <450 Lumens | Unit | 1 | 0 | 0.003 | 19.17 | 0 | 4.28 | 9 | 0.8 | 0 | 0 | 0 | 0 |  |  | 0 | 0 | 0 | 0 | 0 | 0 | 0 | 0 | 0 | 0 | 0 | 0 | 0 | 0 | 0 | 0 | 0 | 0 | 0 | 0 | 0 | 0 | 0 | 0 |  |  | 0 | 0 | 0 | 0 | 0 | 0 | 0 | 0 | 0 | 0.4625 | 3.2675 | 0 | 0 | 0 | 0 | 0 | 0 | 0 | 0 | 0 | 0 | 0 | 0 | 0 | 0 | 0 | 0 | 0 | 0 | 0 | 0 | 0 | 0 | 0 | 0 | 0 | 0 | 0 | 0 | 0 | 0 | 0 | 0 | 0 | 0 | 0 | 0 | 0 | 0
Lighting - Comprehensive Measures | RES | Screw-in CFL 10 Watt 450 to 799 Lumens | Unit | 1 | 0 | 0.006 | 38.34 | 0 | 4.28 | 9 | 0.8 | 3152 | 0 | 0 | 0 |  |  | 0 | 0 | 0 | 0 | 0 | 0 | 0 | 0 | 0 | 0 | 0 | 0 | 0 | 0 | 0 | 0 | 0 | 0 | 0 | 0 | 0 | 0 | 0 | 0 |  |  | 0 | 0 | 0 | 0 | 0 | 0 | 0 | 0 | 0 | 0.4625 | 3.2675 | 0 | 0 | 0 | 0 | 0 | 0 | 0 | 0 | 0 | 0 | 0 | 0 | 0 | 0 | 0 | 0 | 0 | 0 | 0 | 0 | 0 | 0 | 0 | 0 | 0 | 0 | 0 | 0 | 0 | 0 | 0 | 0 | 0 | 0 | 0 | 0 | 0 | 0
Lighting - Comprehensive Measures | RES | Screw-in CFL 10 Watt 800 to 1,099 Lumens | Unit | 1.5 | 0 | 0.01 | 63.9 | 0 | 4.28 | 9 | 0.8 | 0 | 0 | 0 | 0 |  |  | 0 | 0 | 0 | 0 | 0 | 0 | 0 | 0 | 0 | 0 | 0 | 0 | 0 | 0 | 0 | 0 | 0 | 0 | 0 | 0 | 0 | 0 | 0 | 0 |  |  | 0 | 0 | 0 | 0 | 0 | 0 | 0 | 0 | 0 | 0.4625 | 3.2675 | 0 | 0 | 0 | 0 | 0 | 0 | 0 | 0 | 0 | 0 | 0 | 0 | 0 | 0 | 0 | 0 | 0 | 0 | 0 | 0 | 0 | 0 | 0 | 0 | 0 | 0 | 0 | 0 | 0 | 0 | 0 | 0 | 0 | 0 | 0 | 0 | 0 | 0
Lighting - Comprehensive Measures | RES | Screw-in CFL 11 Watt <450 Lumens | Unit | 1 | 0 | 0.0028 | 17.892 | 0 | 4.28 | 9 | 0.8 | 0 | 0 | 0 | 0 |  |  | 0 | 0 | 0 | 0 | 0 | 0 | 0 | 0 | 0 | 0 | 0 | 0 | 0 | 0 | 0 | 0 | 0 | 0 | 0 | 0 | 0 | 0 | 0 | 0 |  |  | 0 | 0 | 0 | 0 | 0 | 0 | 0 | 0 | 0 | 0.4625 | 3.2675 | 0 | 0 | 0 | 0 | 0 | 0 | 0 | 0 | 0 | 0 | 0 | 0 | 0 | 0 | 0 | 0 | 0 | 0 | 0 | 0 | 0 | 0 | 0 | 0 | 0 | 0 | 0 | 0 | 0 | 0 | 0 | 0 | 0 | 0 | 0 | 0 | 0 | 0
Lighting - Comprehensive Measures | RES | Screw-in CFL 11 Watt 450 to 799 Lumens | Unit | 1 | 0 | 0.0058 | 37.062 | 0 | 4.28 | 9 | 0.8 | 2683 | 0 | 0 | 0 |  |  | 0 | 0 | 0 | 0 | 0 | 0 | 0 | 0 | 0 | 0 | 0 | 0 | 0 | 0 | 0 | 0 | 0 | 0 | 0 | 0 | 0 | 0 | 0 | 0 |  |  | 0 | 0 | 0 | 0 | 0 | 0 | 0 | 0 | 0 | 0.4625 | 3.2675 | 0 | 0 | 0 | 0 | 0 | 0 | 0 | 0 | 0 | 0 | 0 | 0 | 0 | 0 | 0 | 0 | 0 | 0 | 0 | 0 | 0 | 0 | 0 | 0 | 0 | 0 | 0 | 0 | 0 | 0 | 0 | 0 | 0 | 0 | 0 | 0 | 0 | 0
Lighting - Comprehensive Measures | RES | Screw-in CFL 11 Watt 800 to 1,099 Lumens | Unit | 1.5 | 0 | 0.0098 | 62.622 | 0 | 4.28 | 9 | 0.8 | 0 | 0 | 0 | 0 |  |  | 0 | 0 | 0 | 0 | 0 | 0 | 0 | 0 | 0 | 0 | 0 | 0 | 0 | 0 | 0 | 0 | 0 | 0 | 0 | 0 | 0 | 0 | 0 | 0 |  |  | 0 | 0 | 0 | 0 | 0 | 0 | 0 | 0 | 0 | 0.4625 | 3.2675 | 0 | 0 | 0 | 0 | 0 | 0 | 0 | 0 | 0 | 0 | 0 | 0 | 0 | 0 | 0 | 0 | 0 | 0 | 0 | 0 | 0 | 0 | 0 | 0 | 0 | 0 | 0 | 0 | 0 | 0 | 0 | 0 | 0 | 0 | 0 | 0 | 0 | 0
Lighting - Comprehensive Measures | RES | Screw-in CFL 12 Watt <450 Lumens (closed lamp) | Unit | 1 | 0 | 0.0026 | 16.614 | 0 | 4.28 | 9 | 0.8 | 0 | 0 | 0 | 0 |  |  | 0 | 0 | 0 | 0 | 0 | 0 | 0 | 0 | 0 | 0 | 0 | 0 | 0 | 0 | 0 | 0 | 0 | 0 | 0 | 0 | 0 | 0 | 0 | 0 |  |  | 0 | 0 | 0 | 0 | 0 | 0 | 0 | 0 | 0 | 0.4625 | 3.2675 | 0 | 0 | 0 | 0 | 0 | 0 | 0 | 0 | 0 | 0 | 0 | 0 | 0 | 0 | 0 | 0 | 0 | 0 | 0 | 0 | 0 | 0 | 0 | 0 | 0 | 0 | 0 | 0 | 0 | 0 | 0 | 0 | 0 | 0 | 0 | 0 | 0 | 0
Lighting - Comprehensive Measures | RES | Screw-in CFL 12 Watt 450 to 799 Lumens | Unit | 1 | 0 | 0.0056 | 35.784 | 0 | 4.28 | 9 | 0.8 | 2672 | 0 | 0 | 0 |  |  | 0 | 0 | 0 | 0 | 0 | 0 | 0 | 0 | 0 | 0 | 0 | 0 | 0 | 0 | 0 | 0 | 0 | 0 | 0 | 0 | 0 | 0 | 0 | 0 |  |  | 0 | 0 | 0 | 0 | 0 | 0 | 0 | 0 | 0 | 0.4625 | 3.2675 | 0 | 0 | 0 | 0 | 0 | 0 | 0 | 0 | 0 | 0 | 0 | 0 | 0 | 0 | 0 | 0 | 0 | 0 | 0 | 0 | 0 | 0 | 0 | 0 | 0 | 0 | 0 | 0 | 0 | 0 | 0 | 0 | 0 | 0 | 0 | 0 | 0 | 0
Lighting - Comprehensive Measures | RES | Screw-in CFL 12 Watt 800 to 1,099 Lumens | Unit | 1.5 | 0 | 0.0096 | 61.344 | 0 | 4.28 | 9 | 0.8 | 0 | 0 | 0 | 0 |  |  | 0 | 0 | 0 | 0 | 0 | 0 | 0 | 0 | 0 | 0 | 0 | 0 | 0 | 0 | 0 | 0 | 0 | 0 | 0 | 0 | 0 | 0 | 0 | 0 |  |  | 0 | 0 | 0 | 0 | 0 | 0 | 0 | 0 | 0 | 0.4625 | 3.2675 | 0 | 0 | 0 | 0 | 0 | 0 | 0 | 0 | 0 | 0 | 0 | 0 | 0 | 0 | 0 | 0 | 0 | 0 | 0 | 0 | 0 | 0 | 0 | 0 | 0 | 0 | 0 | 0 | 0 | 0 | 0 | 0 | 0 | 0 | 0 | 0 | 0 | 0
Lighting - Comprehensive Measures | RES | Screw-in CFL 13 Watt <450 Lumens (closed lamp) | Unit | 1 | 0 | 0.0024 | 15.336 | 0 | 4.28 | 9 | 0.8 | 0 | 0 | 0 | 0 |  |  | 0 | 0 | 0 | 0 | 0 | 0 | 0 | 0 | 0 | 0 | 0 | 0 | 0 | 0 | 0 | 0 | 0 | 0 | 0 | 0 | 0 | 0 | 0 | 0 |  |  | 0 | 0 | 0 | 0 | 0 | 0 | 0 | 0 | 0 | 0.4625 | 3.2675 | 0 | 0 | 0 | 0 | 0 | 0 | 0 | 0 | 0 | 0 | 0 | 0 | 0 | 0 | 0 | 0 | 0 | 0 | 0 | 0 | 0 | 0 | 0 | 0 | 0 | 0 | 0 | 0 | 0 | 0 | 0 | 0 | 0 | 0 | 0 | 0 | 0 | 0
Lighting - Comprehensive Measures | RES | Screw-in CFL 13 Watt 450 to 799 Lumens | Unit | 1 | 0 | 0.0054 | 34.506 | 0 | 4.28 | 9 | 0.8 | 5343 | 26507 | 26507 | 0 |  |  | 0 | 0 | 0 | 540 | 0 | 47 | 0 | 0 | 0 | 0 | 0 | 0 | 0 | 0 | 0 | 0 | 25920 | 0 | 0 | 0 | 0 | 0 | 0 | 0 |  |  | 26507 | 0 | 113449.96 | 90759.968 | 114.5102 | 731720.4336 | 0 | 6585483.9024 | 0 | 0.4625 | 3.2675 | 0 | 0 | 0 | 0 | 0 | 0 | 0 | 0 | 0 | 0 | 0 | 0 | 0 | 0 | 0 | 0 | 0 | 0 | 0 | 0 | 0 | 0 | 0 | 0 | 0 | 0 | 0 | 0 | 0 | 0 | 0 | 0 | 0 | 0 | 338418.9735 | 0 | 0 | 338418.9735
Lighting - Comprehensive Measures | RES | Screw-in CFL 13 Watt 800 to 1,099 Lumens | Unit | 1.5 | 0 | 0.0094 | 60.066 | 0 | 4.28 | 9 | 0.8 | 106866 | 218406 | 218406 | 0 |  |  | 0 | 0 | 0 | 113856 | 0 | 44934 | 0 | 0 | 0 | 0 | 38304 | 0 | 0 | 288 | 0 | 9192 | 1536 | 384 | 5040 | 0 | 0 | 4872 | 0 | 0 |  |  | 327609 | 0 | 934777.68 | 747822.144 | 1642.4131 | 10495019.8368 | 0 | 94455178.5312 | 0 | 0.4625 | 3.2675 | 0 | 0 | 0 | 0 | 0 | 0 | 0 | 0 | 0 | 0 | 0 | 0 | 0 | 0 | 0 | 0 | 0 | 0 | 0 | 0 | 0 | 0 | 0 | 0 | 0 | 0 | 0 | 0 | 0 | 0 | 0 | 0 | 0 | 0 | 4853921.9033 | 0 | 0 | 4853921.9033
Lighting - Comprehensive Measures | RES | Screw-in CFL 14 Watt 450 to 799 Lumens | Unit | 1 | 0 | 0.0052 | 33.228 | 0 | 4.28 | 9 | 0.8 | 668 | 0 | 0 | 0 |  |  | 0 | 0 | 0 | 0 | 0 | 0 | 0 | 0 | 0 | 0 | 0 | 0 | 0 | 0 | 0 | 0 | 0 | 0 | 0 | 0 | 0 | 0 | 0 | 0 |  |  | 0 | 0 | 0 | 0 | 0 | 0 | 0 | 0 | 0 | 0.4625 | 3.2675 | 0 | 0 | 0 | 0 | 0 | 0 | 0 | 0 | 0 | 0 | 0 | 0 | 0 | 0 | 0 | 0 | 0 | 0 | 0 | 0 | 0 | 0 | 0 | 0 | 0 | 0 | 0 | 0 | 0 | 0 | 0 | 0 | 0 | 0 | 0 | 0 | 0 | 0
Lighting - Comprehensive Measures | RES | Screw-in CFL 14 Watt 800 to 1,099 Lumens | Unit | 1.5 | 0 | 0.0092 | 58.788 | 0 | 4.28 | 9 | 0.8 | 133588 | 169528 | 169528 | 0 |  |  | 0 | 30528 | 0 | 0 | 0 | 0 | 0 | 0 | 0 | 0 | 0 | 0 | 12000 | 48000 | 18000 | 0 | 14000 | 7000 | 40000 | 0 | 0 | 0 | 0 | 0 |  |  | 254292 | 0 | 725579.84 | 580463.872 | 1247.7261 | 7972969.6512 | 0 | 71756726.8608 | 0 | 0.4625 | 3.2675 | 0 | 0 | 0 | 0 | 0 | 0 | 0 | 0 | 0 | 0 | 0 | 0 | 0 | 0 | 0 | 0 | 0 | 0 | 0 | 0 | 0 | 0 | 0 | 0 | 0 | 0 | 0 | 0 | 0 | 0 | 0 | 0 | 0 | 0 | 3687479.6452 | 0 | 0 | 3687479.6452
Lighting - Comprehensive Measures | RES | Screw-in CFL 15 Watt 450 to 799 Lumens | Unit | 1 | 0 | 0.005 | 31.95 | 0 | 4.28 | 9 | 0.8 | 401 | 0 | 0 | 0 |  |  | 0 | 0 | 0 | 0 | 0 | 0 | 0 | 0 | 0 | 0 | 0 | 0 | 0 | 0 | 0 | 0 | 0 | 0 | 0 | 0 | 0 | 0 | 0 | 0 |  |  | 0 | 0 | 0 | 0 | 0 | 0 | 0 | 0 | 0 | 0.4625 | 3.2675 | 0 | 0 | 0 | 0 | 0 | 0 | 0 | 0 | 0 | 0 | 0 | 0 | 0 | 0 | 0 | 0 | 0 | 0 | 0 | 0 | 0 | 0 | 0 | 0 | 0 | 0 | 0 | 0 | 0 | 0 | 0 | 0 | 0 | 0 | 0 | 0 | 0 | 0
Lighting - Comprehensive Measures | RES | Screw-in CFL 15 Watt 800 to 1,099 Lumens | Unit | 1.5 | 0 | 0.009 | 57.51 | 0 | 4.28 | 9 | 0.8 | 80153 | 22400 | 22400 | 0 |  |  | 0 | 1500 | 0 | 0 | 0 | 0 | 0 | 0 | 0 | 0 | 0 | 0 | 0 | 0 | 0 | 3200 | 16800 | 900 | 0 | 0 | 0 | 0 | 0 | 0 |  |  | 33600 | 0 | 95872 | 76697.6 | 161.28 | 1030579.2 | 0 | 9275212.8 | 0 | 0.4625 | 3.2675 | 0 | 0 | 0 | 0 | 0 | 0 | 0 | 0 | 0 | 0 | 0 | 0 | 0 | 0 | 0 | 0 | 0 | 0 | 0 | 0 | 0 | 0 | 0 | 0 | 0 | 0 | 0 | 0 | 0 | 0 | 0 | 0 | 0 | 0 | 476640.4475 | 0 | 0 | 476640.4475
Lighting - Comprehensive Measures | RES | Screw-in CFL 16 Watt 450 to 799 Lumens | Unit | 1 | 0 | 0.0048 | 30.672 | 0 | 4.28 | 9 | 0.8 | 267 | 10000 | 10000 | 0 |  |  | 0 | 0 | 0 | 0 | 0 | 0 | 0 | 0 | 0 | 0 | 0 | 0 | 0 | 0 | 0 | 0 | 0 | 5000 | 4480 | 520 | 0 | 0 | 0 | 0 |  |  | 10000 | 0 | 42800 | 34240 | 38.4 | 245376 | 0 | 2208384 | 0 | 0.4625 | 3.2675 | 0 | 0 | 0 | 0 | 0 | 0 | 0 | 0 | 0 | 0 | 0 | 0 | 0 | 0 | 0 | 0 | 0 | 0 | 0 | 0 | 0 | 0 | 0 | 0 | 0 | 0 | 0 | 0 | 0 | 0 | 0 | 0 | 0 | 0 | 113485.8208 | 0 | 0 | 113485.8208
Lighting - Comprehensive Measures | RES | Screw-in CFL 16 Watt 800 to 1,099 Lumens | Unit | 1.5 | 0 | 0.0088 | 56.232 | 0 | 4.28 | 9 | 0.8 | 668 | 0 | 0 | 0 |  |  | 0 | 0 | 0 | 0 | 0 | 0 | 0 | 0 | 0 | 0 | 0 | 0 | 0 | 0 | 0 | 0 | 0 | 0 | 0 | 0 | 0 | 0 | 0 | 0 |  |  | 0 | 0 | 0 | 0 | 0 | 0 | 0 | 0 | 0 | 0.4625 | 3.2675 | 0 | 0 | 0 | 0 | 0 | 0 | 0 | 0 | 0 | 0 | 0 | 0 | 0 | 0 | 0 | 0 | 0 | 0 | 0 | 0 | 0 | 0 | 0 | 0 | 0 | 0 | 0 | 0 | 0 | 0 | 0 | 0 | 0 | 0 | 0 | 0 | 0 | 0
Lighting - Comprehensive Measures | RES | Screw-in CFL 16 Watt 1,100 to 1,399 Lumens | Unit | 2 | 0 | 0.0118 | 75.402 | 0 | 4.28 | 9 | 0.8 | 0 | 0 | 0 | 0 |  |  | 0 | 0 | 0 | 0 | 0 | 0 | 0 | 0 | 0 | 0 | 0 | 0 | 0 | 0 | 0 | 0 | 0 | 0 | 0 | 0 | 0 | 0 | 0 | 0 |  |  | 0 | 0 | 0 | 0 | 0 | 0 | 0 | 0 | 0 | 0.4625 | 3.2675 | 0 | 0 | 0 | 0 | 0 | 0 | 0 | 0 | 0 | 0 | 0 | 0 | 0 | 0 | 0 | 0 | 0 | 0 | 0 | 0 | 0 | 0 | 0 | 0 | 0 | 0 | 0 | 0 | 0 | 0 | 0 | 0 | 0 | 0 | 0 | 0 | 0 | 0
Lighting - Comprehensive Measures | RES | Screw-in CFL 17 Watt 450 to 799 Lumens | Unit | 1 | 0 | 0.0046 | 29.394 | 0 | 4.28 | 9 | 0.8 | 668 | 0 | 0 | 0 |  |  | 0 | 0 | 0 | 0 | 0 | 0 | 0 | 0 | 0 | 0 | 0 | 0 | 0 | 0 | 0 | 0 | 0 | 0 | 0 | 0 | 0 | 0 | 0 | 0 |  |  | 0 | 0 | 0 | 0 | 0 | 0 | 0 | 0 | 0 | 0.4625 | 3.2675 | 0 | 0 | 0 | 0 | 0 | 0 | 0 | 0 | 0 | 0 | 0 | 0 | 0 | 0 | 0 | 0 | 0 | 0 | 0 | 0 | 0 | 0 | 0 | 0 | 0 | 0 | 0 | 0 | 0 | 0 | 0 | 0 | 0 | 0 | 0 | 0 | 0 | 0
Lighting - Comprehensive Measures | RES | Screw-in CFL 17 Watt 800 to 1,099 Lumens | Unit | 1.5 | 0 | 0.0086 | 54.954 | 0 | 4.28 | 9 | 0.8 | 668 | 0 | 0 | 0 |  |  | 0 | 0 | 0 | 0 | 0 | 0 | 0 | 0 | 0 | 0 | 0 | 0 | 0 | 0 | 0 | 0 | 0 | 0 | 0 | 0 | 0 | 0 | 0 | 0 |  |  | 0 | 0 | 0 | 0 | 0 | 0 | 0 | 0 | 0 | 0.4625 | 3.2675 | 0 | 0 | 0 | 0 | 0 | 0 | 0 | 0 | 0 | 0 | 0 | 0 | 0 | 0 | 0 | 0 | 0 | 0 | 0 | 0 | 0 | 0 | 0 | 0 | 0 | 0 | 0 | 0 | 0 | 0 | 0 | 0 | 0 | 0 | 0 | 0 | 0 | 0
Lighting - Comprehensive Measures | RES | Screw-in CFL 17 Watt 1,100 to 1,399 Lumens | Unit | 2 | 0 | 0.0116 | 74.124 | 0 | 4.28 | 9 | 0.8 | 0 | 0 | 0 | 0 |  |  | 0 | 0 | 0 | 0 | 0 | 0 | 0 | 0 | 0 | 0 | 0 | 0 | 0 | 0 | 0 | 0 | 0 | 0 | 0 | 0 | 0 | 0 | 0 | 0 |  |  | 0 | 0 | 0 | 0 | 0 | 0 | 0 | 0 | 0 | 0.4625 | 3.2675 | 0 | 0 | 0 | 0 | 0 | 0 | 0 | 0 | 0 | 0 | 0 | 0 | 0 | 0 | 0 | 0 | 0 | 0 | 0 | 0 | 0 | 0 | 0 | 0 | 0 | 0 | 0 | 0 | 0 | 0 | 0 | 0 | 0 | 0 | 0 | 0 | 0 | 0
Lighting - Comprehensive Measures | RES | Screw-in CFL 18 Watt 450 to 799 Lumens | Unit | 1 | 0 | 0.0044 | 28.116 | 0 | 4.28 | 9 | 0.8 | 673 | 0 | 0 | 0 |  |  | 0 | 0 | 0 | 0 | 0 | 0 | 0 | 0 | 0 | 0 | 0 | 0 | 0 | 0 | 0 | 0 | 0 | 0 | 0 | 0 | 0 | 0 | 0 | 0 |  |  | 0 | 0 | 0 | 0 | 0 | 0 | 0 | 0 | 0 | 0.4625 | 3.2675 | 0 | 0 | 0 | 0 | 0 | 0 | 0 | 0 | 0 | 0 | 0 | 0 | 0 | 0 | 0 | 0 | 0 | 0 | 0 | 0 | 0 | 0 | 0 | 0 | 0 | 0 | 0 | 0 | 0 | 0 | 0 | 0 | 0 | 0 | 0 | 0 | 0 | 0
Lighting - Comprehensive Measures | RES | Screw-in CFL 18 Watt 800 to 1,099 Lumens | Unit | 1.5 | 0 | 0.0084 | 53.676 | 0 | 4.28 | 9 | 0.8 | 6679 | 0 | 0 | 0 |  |  | 0 | 0 | 0 | 0 | 0 | 0 | 0 | 0 | 0 | 0 | 0 | 0 | 0 | 0 | 0 | 0 | 0 | 0 | 0 | 0 | 0 | 0 | 0 | 0 |  |  | 0 | 0 | 0 | 0 | 0 | 0 | 0 | 0 | 0 | 0.4625 | 3.2675 | 0 | 0 | 0 | 0 | 0 | 0 | 0 | 0 | 0 | 0 | 0 | 0 | 0 | 0 | 0 | 0 | 0 | 0 | 0 | 0 | 0 | 0 | 0 | 0 | 0 | 0 | 0 | 0 | 0 | 0 | 0 | 0 | 0 | 0 | 0 | 0 | 0 | 0
Lighting - Comprehensive Measures | RES | Screw-in CFL 18 Watt 1,100 to 1,399 Lumens | Unit | 2 | 0 | 0.0114 | 72.846 | 0 | 4.28 | 9 | 0.8 | 80154 | 44956 | 44956 | 0 |  |  | 0 | 0 | 2916 | 2152 | 2256 | 0 | 0 | 0 | 0 | 0 | 0 | 0 | 0 | 144 | 1200 | 12480 | 2688 | 960 | 20160 | 0 | 0 | 0 | 0 | 0 |  |  | 89912 | 0 | 192411.68 | 153929.344 | 409.9987 | 2619891.8208 | 0 | 23579026.3872 | 0 | 0.4625 | 3.2675 | 0 | 0 | 0 | 0 | 0 | 0 | 0 | 0 | 0 | 0 | 0 | 0 | 0 | 0 | 0 | 0 | 0 | 0 | 0 | 0 | 0 | 0 | 0 | 0 | 0 | 0 | 0 | 0 | 0 | 0 | 0 | 0 | 0 | 0 | 1211693.7834 | 0 | 0 | 1211693.7834
Lighting - Comprehensive Measures | RES | Screw-in CFL 19 Watt 450 to 799 Lumens | Unit | 1 | 0 | 0.0042 | 26.838 | 0 | 4.28 | 9 | 0.8 | 0 | 0 | 0 | 0 |  |  | 0 | 0 | 0 | 0 | 0 | 0 | 0 | 0 | 0 | 0 | 0 | 0 | 0 | 0 | 0 | 0 | 0 | 0 | 0 | 0 | 0 | 0 | 0 | 0 |  |  | 0 | 0 | 0 | 0 | 0 | 0 | 0 | 0 | 0 | 0.4625 | 3.2675 | 0 | 0 | 0 | 0 | 0 | 0 | 0 | 0 | 0 | 0 | 0 | 0 | 0 | 0 | 0 | 0 | 0 | 0 | 0 | 0 | 0 | 0 | 0 | 0 | 0 | 0 | 0 | 0 | 0 | 0 | 0 | 0 | 0 | 0 | 0 | 0 | 0 | 0
Lighting - Comprehensive Measures | RES | Screw-in CFL 19 Watt 800 to 1,099 Lumens | Unit | 1.5 | 0 | 0.0082 | 52.398 | 0 | 4.28 | 9 | 0.8 | 2672 | 0 | 0 | 0 |  |  | 0 | 0 | 0 | 0 | 0 | 0 | 0 | 0 | 0 | 0 | 0 | 0 | 0 | 0 | 0 | 0 | 0 | 0 | 0 | 0 | 0 | 0 | 0 | 0 |  |  | 0 | 0 | 0 | 0 | 0 | 0 | 0 | 0 | 0 | 0.4625 | 3.2675 | 0 | 0 | 0 | 0 | 0 | 0 | 0 | 0 | 0 | 0 | 0 | 0 | 0 | 0 | 0 | 0 | 0 | 0 | 0 | 0 | 0 | 0 | 0 | 0 | 0 | 0 | 0 | 0 | 0 | 0 | 0 | 0 | 0 | 0 | 0 | 0 | 0 | 0
Lighting - Comprehensive Measures | RES | Screw-in CFL 19 Watt 1,100 to 1,399 Lumens | Unit | 2 | 0 | 0.0112 | 71.568 | 0 | 4.28 | 9 | 0.8 | 66794 | 0 | 0 | 0 |  |  | 0 | 0 | 0 | 0 | 0 | 0 | 0 | 0 | 0 | 0 | 0 | 0 | 0 | 0 | 0 | 0 | 0 | 0 | 0 | 0 | 0 | 0 | 0 | 0 |  |  | 0 | 0 | 0 | 0 | 0 | 0 | 0 | 0 | 0 | 0.4625 | 3.2675 | 0 | 0 | 0 | 0 | 0 | 0 | 0 | 0 | 0 | 0 | 0 | 0 | 0 | 0 | 0 | 0 | 0 | 0 | 0 | 0 | 0 | 0 | 0 | 0 | 0 | 0 | 0 | 0 | 0 | 0 | 0 | 0 | 0 | 0 | 0 | 0 | 0 | 0
Lighting - Comprehensive Measures | RES | Screw-in CFL 20 Watt 800 to 1,099 Lumens | Unit | 1.5 | 0 | 0.008 | 51.12 | 0 | 4.28 | 9 | 0.8 | 1336 | 0 | 0 | 0 |  |  | 0 | 0 | 0 | 0 | 0 | 0 | 0 | 0 | 0 | 0 | 0 | 0 | 0 | 0 | 0 | 0 | 0 | 0 | 0 | 0 | 0 | 0 | 0 | 0 |  |  | 0 | 0 | 0 | 0 | 0 | 0 | 0 | 0 | 0 | 0.4625 | 3.2675 | 0 | 0 | 0 | 0 | 0 | 0 | 0 | 0 | 0 | 0 | 0 | 0 | 0 | 0 | 0 | 0 | 0 | 0 | 0 | 0 | 0 | 0 | 0 | 0 | 0 | 0 | 0 | 0 | 0 | 0 | 0 | 0 | 0 | 0 | 0 | 0 | 0 | 0
Lighting - Comprehensive Measures | RES | Screw-in CFL 20 Watt 1,100 to 1,399 Lumens | Unit | 2 | 0 | 0.011 | 70.29 | 0 | 4.28 | 9 | 0.8 | 240458 | 213630 | 207630 | 6000 |  |  | 0 | 57952 | 87706 | 4608 | 0 | 0 | 0 | 0 | 0 | 0 | 0 | 0 | 0 | 0 | 0 | 3500 | 22500 | 500 | 0 | 0 | 0 | 30864 | 0 | 0 |  |  | 427260 | 0 | 914336.4 | 731469.12 | 1879.944 | 12012842.16 | 0 | 108115579.44 | 0 | 0.4625 | 3.2675 | 0 | 0 | 0 | 0 | 0 | 0 | 0 | 0 | 0 | 0 | 0 | 0 | 0 | 0 | 0 | 0 | 0 | 0 | 0 | 0 | 0 | 0 | 0 | 0 | 0 | 0 | 0 | 0 | 0 | 0 | 0 | 0 | 0 | 0 | 5555911.1453 | 0 | 0 | 5555911.1453
Lighting - Comprehensive Measures | RES | Screw-in CFL 21 Watt 800 to 1,099 Lumens | Unit | 1.5 | 0 | 0.0078 | 49.842 | 0 | 4.28 | 9 | 0.8 | 668 | 0 | 0 | 0 |  |  | 0 | 0 | 0 | 0 | 0 | 0 | 0 | 0 | 0 | 0 | 0 | 0 | 0 | 0 | 0 | 0 | 0 | 0 | 0 | 0 | 0 | 0 | 0 | 0 |  |  | 0 | 0 | 0 | 0 | 0 | 0 | 0 | 0 | 0 | 0.4625 | 3.2675 | 0 | 0 | 0 | 0 | 0 | 0 | 0 | 0 | 0 | 0 | 0 | 0 | 0 | 0 | 0 | 0 | 0 | 0 | 0 | 0 | 0 | 0 | 0 | 0 | 0 | 0 | 0 | 0 | 0 | 0 | 0 | 0 | 0 | 0 | 0 | 0 | 0 | 0
Lighting - Comprehensive Measures | RES | Screw-in CFL 21 Watt 1,100 to 1,399 Lumens | Unit | 2 | 0 | 0.0108 | 69.012 | 0 | 4.28 | 9 | 0.8 | 1336 | 0 | 0 | 0 |  |  | 0 | 0 | 0 | 0 | 0 | 0 | 0 | 0 | 0 | 0 | 0 | 0 | 0 | 0 | 0 | 0 | 0 | 0 | 0 | 0 | 0 | 0 | 0 | 0 |  |  | 0 | 0 | 0 | 0 | 0 | 0 | 0 | 0 | 0 | 0.4625 | 3.2675 | 0 | 0 | 0 | 0 | 0 | 0 | 0 | 0 | 0 | 0 | 0 | 0 | 0 | 0 | 0 | 0 | 0 | 0 | 0 | 0 | 0 | 0 | 0 | 0 | 0 | 0 | 0 | 0 | 0 | 0 | 0 | 0 | 0 | 0 | 0 | 0 | 0 | 0
Lighting - Comprehensive Measures | RES | Screw-in CFL 22 Watt 800 to 1,099 Lumens | Unit | 1.5 | 0 | 0.0076 | 48.564 | 0 | 4.28 | 9 | 0.8 | 0 | 0 | 0 | 0 |  |  | 0 | 0 | 0 | 0 | 0 | 0 | 0 | 0 | 0 | 0 | 0 | 0 | 0 | 0 | 0 | 0 | 0 | 0 | 0 | 0 | 0 | 0 | 0 | 0 |  |  | 0 | 0 | 0 | 0 | 0 | 0 | 0 | 0 | 0 | 0.4625 | 3.2675 | 0 | 0 | 0 | 0 | 0 | 0 | 0 | 0 | 0 | 0 | 0 | 0 | 0 | 0 | 0 | 0 | 0 | 0 | 0 | 0 | 0 | 0 | 0 | 0 | 0 | 0 | 0 | 0 | 0 | 0 | 0 | 0 | 0 | 0 | 0 | 0 | 0 | 0
Lighting - Comprehensive Measures | RES | Screw-in CFL 22 Watt 1,100 to 1,399 Lumens | Unit | 2 | 0 | 0.0106 | 67.734 | 0 | 4.28 | 9 | 0.8 | 1336 | 0 | 0 | 0 |  |  | 0 | 0 | 0 | 0 | 0 | 0 | 0 | 0 | 0 | 0 | 0 | 0 | 0 | 0 | 0 | 0 | 0 | 0 | 0 | 0 | 0 | 0 | 0 | 0 |  |  | 0 | 0 | 0 | 0 | 0 | 0 | 0 | 0 | 0 | 0.4625 | 3.2675 | 0 | 0 | 0 | 0 | 0 | 0 | 0 | 0 | 0 | 0 | 0 | 0 | 0 | 0 | 0 | 0 | 0 | 0 | 0 | 0 | 0 | 0 | 0 | 0 | 0 | 0 | 0 | 0 | 0 | 0 | 0 | 0 | 0 | 0 | 0 | 0 | 0 | 0
Lighting - Comprehensive Measures | RES | Screw-in CFL 23 Watt 800 to 1,099 Lumens | Unit | 1.5 | 0 | 0.0074 | 47.286 | 0 | 4.28 | 9 | 0.8 | 668 | 0 | 0 | 0 |  |  | 0 | 0 | 0 | 0 | 0 | 0 | 0 | 0 | 0 | 0 | 0 | 0 | 0 | 0 | 0 | 0 | 0 | 0 | 0 | 0 | 0 | 0 | 0 | 0 |  |  | 0 | 0 | 0 | 0 | 0 | 0 | 0 | 0 | 0 | 0.4625 | 3.2675 | 0 | 0 | 0 | 0 | 0 | 0 | 0 | 0 | 0 | 0 | 0 | 0 | 0 | 0 | 0 | 0 | 0 | 0 | 0 | 0 | 0 | 0 | 0 | 0 | 0 | 0 | 0 | 0 | 0 | 0 | 0 | 0 | 0 | 0 | 0 | 0 | 0 | 0
Lighting - Comprehensive Measures | RES | Screw-in CFL 23 Watt 1,100 to 1,399 Lumens | Unit | 2 | 0 | 0.0104 | 66.456 | 0 | 4.28 | 9 | 0.8 | 13359 | 8000 | 8000 | 0 |  |  | 0 | 3000 | 0 | 0 | 0 | 0 | 0 | 0 | 0 | 0 | 0 | 0 | 0 | 0 | 0 | 5000 | 0 | 0 | 0 | 0 | 0 | 0 | 0 | 0 |  |  | 16000 | 0 | 34240 | 27392 | 66.56 | 425318.4 | 0 | 3827865.6 | 0 | 0.4625 | 3.2675 | 0 | 0 | 0 | 0 | 0 | 0 | 0 | 0 | 0 | 0 | 0 | 0 | 0 | 0 | 0 | 0 | 0 | 0 | 0 | 0 | 0 | 0 | 0 | 0 | 0 | 0 | 0 | 0 | 0 | 0 | 0 | 0 | 0 | 0 | 196708.7561 | 0 | 0 | 196708.7561
Lighting - Comprehensive Measures | RES | Screw-in CFL 23 Watt 1400 to 1,599 Lumens | Unit | 2 | 0 | 0.0134 | 85.626 | 0 | 4.28 | 9 | 0.8 | 20038 | 0 | 0 | 0 |  |  | 0 | 0 | 0 | 0 | 0 | 0 | 0 | 0 | 0 | 0 | 0 | 0 | 0 | 0 | 0 | 0 | 0 | 0 | 0 | 0 | 0 | 0 | 0 | 0 |  |  | 0 | 0 | 0 | 0 | 0 | 0 | 0 | 0 | 0 | 0.4625 | 3.2675 | 0 | 0 | 0 | 0 | 0 | 0 | 0 | 0 | 0 | 0 | 0 | 0 | 0 | 0 | 0 | 0 | 0 | 0 | 0 | 0 | 0 | 0 | 0 | 0 | 0 | 0 | 0 | 0 | 0 | 0 | 0 | 0 | 0 | 0 | 0 | 0 | 0 | 0
Lighting - Comprehensive Measures | RES | Screw-in CFL 23 Watt 1,600 to 1,999 Lumens | Unit | 2 | 0 | 0.0154 | 98.406 | 0 | 4.28 | 9 | 0.8 | 15340 | 129396 | 129396 | 0 |  |  | 0 | 0 | 0 | 164 | 864 | 0 | 0 | 62820 | 0 | 35076 | 0 | 0 | 0 | 864 | 7480 | 8472 | 7416 | 1080 | 5040 | 120 | 0 | 0 | 0 | 0 |  |  | 258792 | 0 | 553814.88 | 443051.904 | 1594.1587 | 10186674.2208 | 0 | 91680067.9872 | 0 | 0.4625 | 3.2675 | 0 | 0 | 0 | 0 | 0 | 0 | 0 | 0 | 0 | 0 | 0 | 0 | 0 | 0 | 0 | 0 | 0 | 0 | 0 | 0 | 0 | 0 | 0 | 0 | 0 | 0 | 0 | 0 | 0 | 0 | 0 | 0 | 0 | 0 | 4711312.7837 | 0 | 0 | 4711312.7837
Lighting - Comprehensive Measures | RES | Screw-in CFL 24 Watt 800 to 1,099 Lumens | Unit | 2 | 0 | 0.0072 | 46.008 | 0 | 4.28 | 9 | 0.8 | 401 | 0 | 0 | 0 |  |  | 0 | 0 | 0 | 0 | 0 | 0 | 0 | 0 | 0 | 0 | 0 | 0 | 0 | 0 | 0 | 0 | 0 | 0 | 0 | 0 | 0 | 0 | 0 | 0 |  |  | 0 | 0 | 0 | 0 | 0 | 0 | 0 | 0 | 0 | 0.4625 | 3.2675 | 0 | 0 | 0 | 0 | 0 | 0 | 0 | 0 | 0 | 0 | 0 | 0 | 0 | 0 | 0 | 0 | 0 | 0 | 0 | 0 | 0 | 0 | 0 | 0 | 0 | 0 | 0 | 0 | 0 | 0 | 0 | 0 | 0 | 0 | 0 | 0 | 0 | 0
Lighting - Comprehensive Measures | RES | Screw-in CFL 24 Watt 1,100 to 1,399 Lumens | Unit | 2 | 0 | 0.0102 | 65.178 | 0 | 4.28 | 9 | 0.8 | 0 | 0 | 0 | 0 |  |  | 0 | 0 | 0 | 0 | 0 | 0 | 0 | 0 | 0 | 0 | 0 | 0 | 0 | 0 | 0 | 0 | 0 | 0 | 0 | 0 | 0 | 0 | 0 | 0 |  |  | 0 | 0 | 0 | 0 | 0 | 0 | 0 | 0 | 0 | 0.4625 | 3.2675 | 0 | 0 | 0 | 0 | 0 | 0 | 0 | 0 | 0 | 0 | 0 | 0 | 0 | 0 | 0 | 0 | 0 | 0 | 0 | 0 | 0 | 0 | 0 | 0 | 0 | 0 | 0 | 0 | 0 | 0 | 0 | 0 | 0 | 0 | 0 | 0 | 0 | 0
Lighting - Comprehensive Measures | RES | Screw-in CFL 24 Watt 1400 to 1,599 Lumens | Unit | 2 | 0 | 0.0132 | 84.348 | 0 | 4.28 | 9 | 0.8 | 2672 | 0 | 0 | 0 |  |  | 0 | 0 | 0 | 0 | 0 | 0 | 0 | 0 | 0 | 0 | 0 | 0 | 0 | 0 | 0 | 0 | 0 | 0 | 0 | 0 | 0 | 0 | 0 | 0 |  |  | 0 | 0 | 0 | 0 | 0 | 0 | 0 | 0 | 0 | 0.4625 | 3.2675 | 0 | 0 | 0 | 0 | 0 | 0 | 0 | 0 | 0 | 0 | 0 | 0 | 0 | 0 | 0 | 0 | 0 | 0 | 0 | 0 | 0 | 0 | 0 | 0 | 0 | 0 | 0 | 0 | 0 | 0 | 0 | 0 | 0 | 0 | 0 | 0 | 0 | 0
Lighting - Comprehensive Measures | RES | Screw-in CFL 24 Watt 1,600 to 1,999 Lumens | Unit | 2 | 0 | 0.0152 | 97.128 | 0 | 4.28 | 9 | 0.8 | 4008 | 0 | 0 | 0 |  |  | 0 | 0 | 0 | 0 | 0 | 0 | 0 | 0 | 0 | 0 | 0 | 0 | 0 | 0 | 0 | 0 | 0 | 0 | 0 | 0 | 0 | 0 | 0 | 0 |  |  | 0 | 0 | 0 | 0 | 0 | 0 | 0 | 0 | 0 | 0.4625 | 3.2675 | 0 | 0 | 0 | 0 | 0 | 0 | 0 | 0 | 0 | 0 | 0 | 0 | 0 | 0 | 0 | 0 | 0 | 0 | 0 | 0 | 0 | 0 | 0 | 0 | 0 | 0 | 0 | 0 | 0 | 0 | 0 | 0 | 0 | 0 | 0 | 0 | 0 | 0
Lighting - Comprehensive Measures | RES | Screw-in CFL 25 Watt 800 to 1,099 Lumens | Unit | 2 | 0 | 0.007 | 44.73 | 0 | 4.28 | 9 | 0.8 | 1336 | 0 | 0 | 0 |  |  | 0 | 0 | 0 | 0 | 0 | 0 | 0 | 0 | 0 | 0 | 0 | 0 | 0 | 0 | 0 | 0 | 0 | 0 | 0 | 0 | 0 | 0 | 0 | 0 |  |  | 0 | 0 | 0 | 0 | 0 | 0 | 0 | 0 | 0 | 0.4625 | 3.2675 | 0 | 0 | 0 | 0 | 0 | 0 | 0 | 0 | 0 | 0 | 0 | 0 | 0 | 0 | 0 | 0 | 0 | 0 | 0 | 0 | 0 | 0 | 0 | 0 | 0 | 0 | 0 | 0 | 0 | 0 | 0 | 0 | 0 | 0 | 0 | 0 | 0 | 0
Lighting - Comprehensive Measures | RES | Screw-in CFL 25 Watt 1,100 to 1,399 Lumens | Unit | 2 | 0 | 0.01 | 63.9 | 0 | 4.28 | 9 | 0.8 | 4008 | 0 | 0 | 0 |  |  | 0 | 0 | 0 | 0 | 0 | 0 | 0 | 0 | 0 | 0 | 0 | 0 | 0 | 0 | 0 | 0 | 0 | 0 | 0 | 0 | 0 | 0 | 0 | 0 |  |  | 0 | 0 | 0 | 0 | 0 | 0 | 0 | 0 | 0 | 0.4625 | 3.2675 | 0 | 0 | 0 | 0 | 0 | 0 | 0 | 0 | 0 | 0 | 0 | 0 | 0 | 0 | 0 | 0 | 0 | 0 | 0 | 0 | 0 | 0 | 0 | 0 | 0 | 0 | 0 | 0 | 0 | 0 | 0 | 0 | 0 | 0 | 0 | 0 | 0 | 0
Lighting - Comprehensive Measures | RES | Screw-in CFL 25 Watt 1400 to 1,599 Lumens | Unit | 2 | 0 | 0.013 | 83.07 | 0 | 4.28 | 9 | 0.8 | 26718 | 2304 | 2304 | 0 |  |  | 0 | 0 | 0 | 2304 | 0 | 0 | 0 | 0 | 0 | 0 | 0 | 0 | 0 | 0 | 0 | 0 | 0 | 0 | 0 | 0 | 0 | 0 | 0 | 0 |  |  | 4608 | 0 | 9861.12 | 7888.896 | 23.9616 | 153114.624 | 0 | 1378031.616 | 0 | 0.4625 | 3.2675 | 0 | 0 | 0 | 0 | 0 | 0 | 0 | 0 | 0 | 0 | 0 | 0 | 0 | 0 | 0 | 0 | 0 | 0 | 0 | 0 | 0 | 0 | 0 | 0 | 0 | 0 | 0 | 0 | 0 | 0 | 0 | 0 | 0 | 0 | 70815.1522 | 0 | 0 | 70815.1522
Lighting - Comprehensive Measures | RES | Screw-in CFL 25 Watt 1,600 to 1,999 Lumens | Unit | 2 | 0 | 0.015 | 95.85 | 0 | 4.28 | 9 | 0.8 | 53435 | 392424 | 392424 | 0 |  |  | 0 | 13304 | 91924 | 37696 | 0 | 0 | 0 | 0 | 0 | 0 | 0 | 0 | 32000 | 33000 | 24000 | 0 | 15000 | 1500 | 40000 | 0 | 0 | 104000 | 0 | 0 |  |  | 784848 | 0 | 1679574.72 | 1343659.776 | 4709.088 | 30091072.32 | 0 | 270819650.88 | 0 | 0.4625 | 3.2675 | 0 | 0 | 0 | 0 | 0 | 0 | 0 | 0 | 0 | 0 | 0 | 0 | 0 | 0 | 0 | 0 | 0 | 0 | 0 | 0 | 0 | 0 | 0 | 0 | 0 | 0 | 0 | 0 | 0 | 0 | 0 | 0 | 0 | 0 | 13917049.9246 | 0 | 0 | 13917049.9246
Lighting - Comprehensive Measures | RES | Screw-in CFL 26 Watt 800 to 1,099 Lumens | Unit | 2 | 0 | 0.0068 | 43.452 | 0 | 4.28 | 9 | 0.8 | 671 | 0 | 0 | 0 |  |  | 0 | 0 | 0 | 0 | 0 | 0 | 0 | 0 | 0 | 0 | 0 | 0 | 0 | 0 | 0 | 0 | 0 | 0 | 0 | 0 | 0 | 0 | 0 | 0 |  |  | 0 | 0 | 0 | 0 | 0 | 0 | 0 | 0 | 0 | 0.4625 | 3.2675 | 0 | 0 | 0 | 0 | 0 | 0 | 0 | 0 | 0 | 0 | 0 | 0 | 0 | 0 | 0 | 0 | 0 | 0 | 0 | 0 | 0 | 0 | 0 | 0 | 0 | 0 | 0 | 0 | 0 | 0 | 0 | 0 | 0 | 0 | 0 | 0 | 0 | 0
Lighting - Comprehensive Measures | RES | Screw-in CFL 26 Watt 1,100 to 1,399 Lumens | Unit | 2 | 0 | 0.0098 | 62.622 | 0 | 4.28 | 9 | 0.8 | 0 | 0 | 0 | 0 |  |  | 0 | 0 | 0 | 0 | 0 | 0 | 0 | 0 | 0 | 0 | 0 | 0 | 0 | 0 | 0 | 0 | 0 | 0 | 0 | 0 | 0 | 0 | 0 | 0 |  |  | 0 | 0 | 0 | 0 | 0 | 0 | 0 | 0 | 0 | 0.4625 | 3.2675 | 0 | 0 | 0 | 0 | 0 | 0 | 0 | 0 | 0 | 0 | 0 | 0 | 0 | 0 | 0 | 0 | 0 | 0 | 0 | 0 | 0 | 0 | 0 | 0 | 0 | 0 | 0 | 0 | 0 | 0 | 0 | 0 | 0 | 0 | 0 | 0 | 0 | 0
Lighting - Comprehensive Measures | RES | Screw-in CFL 26 Watt 1400 to 1,599 Lumens | Unit | 2 | 0 | 0.0128 | 81.792 | 0 | 4.28 | 9 | 0.8 | 6679 | 2000 | 2000 | 0 |  |  | 0 | 0 | 2000 | 0 | 0 | 0 | 0 | 0 | 0 | 0 | 0 | 0 | 0 | 0 | 0 | 0 | 0 | 0 | 0 | 0 | 0 | 0 | 0 | 0 |  |  | 4000 | 0 | 8560 | 6848 | 20.48 | 130867.2 | 0 | 1177804.8 | 0 | 0.4625 | 3.2675 | 0 | 0 | 0 | 0 | 0 | 0 | 0 | 0 | 0 | 0 | 0 | 0 | 0 | 0 | 0 | 0 | 0 | 0 | 0 | 0 | 0 | 0 | 0 | 0 | 0 | 0 | 0 | 0 | 0 | 0 | 0 | 0 | 0 | 0 | 60525.7711 | 0 | 0 | 60525.7711
Lighting - Comprehensive Measures | RES | Screw-in CFL 26 Watt 1,600 to 1,999 Lumens | Unit | 2 | 0 | 0.0148 | 94.572 | 0 | 4.28 | 9 | 0.8 | 16768 | 0 | 0 | 0 |  |  | 0 | 0 | 0 | 0 | 0 | 0 | 0 | 0 | 0 | 0 | 0 | 0 | 0 | 0 | 0 | 0 | 0 | 0 | 0 | 0 | 0 | 0 | 0 | 0 |  |  | 0 | 0 | 0 | 0 | 0 | 0 | 0 | 0 | 0 | 0.4625 | 3.2675 | 0 | 0 | 0 | 0 | 0 | 0 | 0 | 0 | 0 | 0 | 0 | 0 | 0 | 0 | 0 | 0 | 0 | 0 | 0 | 0 | 0 | 0 | 0 | 0 | 0 | 0 | 0 | 0 | 0 | 0 | 0 | 0 | 0 | 0 | 0 | 0 | 0 | 0
Lighting - Comprehensive Measures | RES | Screw-in CFL 27 Watt 800 to 1,099 Lumens | Unit | 2 | 0 | 0.0066 | 42.174 | 0 | 4.28 | 9 | 0.8 | 131 | 0 | 0 | 0 |  |  | 0 | 0 | 0 | 0 | 0 | 0 | 0 | 0 | 0 | 0 | 0 | 0 | 0 | 0 | 0 | 0 | 0 | 0 | 0 | 0 | 0 | 0 | 0 | 0 |  |  | 0 | 0 | 0 | 0 | 0 | 0 | 0 | 0 | 0 | 0.4625 | 3.2675 | 0 | 0 | 0 | 0 | 0 | 0 | 0 | 0 | 0 | 0 | 0 | 0 | 0 | 0 | 0 | 0 | 0 | 0 | 0 | 0 | 0 | 0 | 0 | 0 | 0 | 0 | 0 | 0 | 0 | 0 | 0 | 0 | 0 | 0 | 0 | 0 | 0 | 0
Lighting - Comprehensive Measures | RES | Screw-in CFL 27 Watt 1,100 to 1,399 Lumens | Unit | 2 | 0 | 0.0096 | 61.344 | 0 | 4.28 | 9 | 0.8 | 267 | 0 | 0 | 0 |  |  | 0 | 0 | 0 | 0 | 0 | 0 | 0 | 0 | 0 | 0 | 0 | 0 | 0 | 0 | 0 | 0 | 0 | 0 | 0 | 0 | 0 | 0 | 0 | 0 |  |  | 0 | 0 | 0 | 0 | 0 | 0 | 0 | 0 | 0 | 0.4625 | 3.2675 | 0 | 0 | 0 | 0 | 0 | 0 | 0 | 0 | 0 | 0 | 0 | 0 | 0 | 0 | 0 | 0 | 0 | 0 | 0 | 0 | 0 | 0 | 0 | 0 | 0 | 0 | 0 | 0 | 0 | 0 | 0 | 0 | 0 | 0 | 0 | 0 | 0 | 0
Lighting - Comprehensive Measures | RES | Screw-in CFL 27 Watt 1400 to 1,599 Lumens | Unit | 2 | 0 | 0.0126 | 80.514 | 0 | 4.28 | 9 | 0.8 | 401 | 0 | 0 | 0 |  |  | 0 | 0 | 0 | 0 | 0 | 0 | 0 | 0 | 0 | 0 | 0 | 0 | 0 | 0 | 0 | 0 | 0 | 0 | 0 | 0 | 0 | 0 | 0 | 0 |  |  | 0 | 0 | 0 | 0 | 0 | 0 | 0 | 0 | 0 | 0.4625 | 3.2675 | 0 | 0 | 0 | 0 | 0 | 0 | 0 | 0 | 0 | 0 | 0 | 0 | 0 | 0 | 0 | 0 | 0 | 0 | 0 | 0 | 0 | 0 | 0 | 0 | 0 | 0 | 0 | 0 | 0 | 0 | 0 | 0 | 0 | 0 | 0 | 0 | 0 | 0
Lighting - Comprehensive Measures | RES | Screw-in CFL 27 Watt 1,600 to 1,999 Lumens | Unit | 2 | 0 | 0.0148 | 94.572 | 0 | 4.28 | 9 | 0.8 | 668 | 0 | 0 | 0 |  |  | 0 | 0 | 0 | 0 | 0 | 0 | 0 | 0 | 0 | 0 | 0 | 0 | 0 | 0 | 0 | 0 | 0 | 0 | 0 | 0 | 0 | 0 | 0 | 0 |  |  | 0 | 0 | 0 | 0 | 0 | 0 | 0 | 0 | 0 | 0.4625 | 3.2675 | 0 | 0 | 0 | 0 | 0 | 0 | 0 | 0 | 0 | 0 | 0 | 0 | 0 | 0 | 0 | 0 | 0 | 0 | 0 | 0 | 0 | 0 | 0 | 0 | 0 | 0 | 0 | 0 | 0 | 0 | 0 | 0 | 0 | 0 | 0 | 0 | 0 | 0
Lighting - Comprehensive Measures | RES | Screw-in CFL 28 Watt 1,100 to 1,399 Lumens | Unit | 2 | 0 | 0.0094 | 60.066 | 0 | 4.28 | 9 | 0.8 | 0 | 0 | 0 | 0 |  |  | 0 | 0 | 0 | 0 | 0 | 0 | 0 | 0 | 0 | 0 | 0 | 0 | 0 | 0 | 0 | 0 | 0 | 0 | 0 | 0 | 0 | 0 | 0 | 0 |  |  | 0 | 0 | 0 | 0 | 0 | 0 | 0 | 0 | 0 | 0.4625 | 3.2675 | 0 | 0 | 0 | 0 | 0 | 0 | 0 | 0 | 0 | 0 | 0 | 0 | 0 | 0 | 0 | 0 | 0 | 0 | 0 | 0 | 0 | 0 | 0 | 0 | 0 | 0 | 0 | 0 | 0 | 0 | 0 | 0 | 0 | 0 | 0 | 0 | 0 | 0
Lighting - Comprehensive Measures | RES | Screw-in CFL 28 Watt 1400 to 1,599 Lumens | Unit | 2 | 0 | 0.0124 | 79.236 | 0 | 4.28 | 9 | 0.8 | 67 | 0 | 0 | 0 |  |  | 0 | 0 | 0 | 0 | 0 | 0 | 0 | 0 | 0 | 0 | 0 | 0 | 0 | 0 | 0 | 0 | 0 | 0 | 0 | 0 | 0 | 0 | 0 | 0 |  |  | 0 | 0 | 0 | 0 | 0 | 0 | 0 | 0 | 0 | 0.4625 | 3.2675 | 0 | 0 | 0 | 0 | 0 | 0 | 0 | 0 | 0 | 0 | 0 | 0 | 0 | 0 | 0 | 0 | 0 | 0 | 0 | 0 | 0 | 0 | 0 | 0 | 0 | 0 | 0 | 0 | 0 | 0 | 0 | 0 | 0 | 0 | 0 | 0 | 0 | 0
Lighting - Comprehensive Measures | RES | Screw-in CFL 28 Watt 1,600 to 1,999 Lumens | Unit | 2 | 0 | 0.0144 | 92.016 | 0 | 4.28 | 9 | 0.8 | 67 | 0 | 0 | 0 |  |  | 0 | 0 | 0 | 0 | 0 | 0 | 0 | 0 | 0 | 0 | 0 | 0 | 0 | 0 | 0 | 0 | 0 | 0 | 0 | 0 | 0 | 0 | 0 | 0 |  |  | 0 | 0 | 0 | 0 | 0 | 0 | 0 | 0 | 0 | 0.4625 | 3.2675 | 0 | 0 | 0 | 0 | 0 | 0 | 0 | 0 | 0 | 0 | 0 | 0 | 0 | 0 | 0 | 0 | 0 | 0 | 0 | 0 | 0 | 0 | 0 | 0 | 0 | 0 | 0 | 0 | 0 | 0 | 0 | 0 | 0 | 0 | 0 | 0 | 0 | 0
Lighting - Comprehensive Measures | RES | Screw-in CFL 29 Watt 1,100 to 1,399 Lumens | Unit | 2 | 0 | 0.0092 | 58.788 | 0 | 4.28 | 9 | 0.8 | 0 | 0 | 0 | 0 |  |  | 0 | 0 | 0 | 0 | 0 | 0 | 0 | 0 | 0 | 0 | 0 | 0 | 0 | 0 | 0 | 0 | 0 | 0 | 0 | 0 | 0 | 0 | 0 | 0 |  |  | 0 | 0 | 0 | 0 | 0 | 0 | 0 | 0 | 0 | 0.4625 | 3.2675 | 0 | 0 | 0 | 0 | 0 | 0 | 0 | 0 | 0 | 0 | 0 | 0 | 0 | 0 | 0 | 0 | 0 | 0 | 0 | 0 | 0 | 0 | 0 | 0 | 0 | 0 | 0 | 0 | 0 | 0 | 0 | 0 | 0 | 0 | 0 | 0 | 0 | 0
Lighting - Comprehensive Measures | RES | Screw-in CFL 29 Watt 1400 to 1,599 Lumens | Unit | 2 | 0 | 0.0122 | 77.958 | 0 | 4.28 | 9 | 0.8 | 67 | 0 | 0 | 0 |  |  | 0 | 0 | 0 | 0 | 0 | 0 | 0 | 0 | 0 | 0 | 0 | 0 | 0 | 0 | 0 | 0 | 0 | 0 | 0 | 0 | 0 | 0 | 0 | 0 |  |  | 0 | 0 | 0 | 0 | 0 | 0 | 0 | 0 | 0 | 0.4625 | 3.2675 | 0 | 0 | 0 | 0 | 0 | 0 | 0 | 0 | 0 | 0 | 0 | 0 | 0 | 0 | 0 | 0 | 0 | 0 | 0 | 0 | 0 | 0 | 0 | 0 | 0 | 0 | 0 | 0 | 0 | 0 | 0 | 0 | 0 | 0 | 0 | 0 | 0 | 0
Lighting - Comprehensive Measures | RES | Screw-in CFL 29 Watt 1,600 to 1,999 Lumens | Unit | 2 | 0 | 0.0142 | 90.738 | 0 | 4.28 | 9 | 0.8 | 67 | 0 | 0 | 0 |  |  | 0 | 0 | 0 | 0 | 0 | 0 | 0 | 0 | 0 | 0 | 0 | 0 | 0 | 0 | 0 | 0 | 0 | 0 | 0 | 0 | 0 | 0 | 0 | 0 |  |  | 0 | 0 | 0 | 0 | 0 | 0 | 0 | 0 | 0 | 0.4625 | 3.2675 | 0 | 0 | 0 | 0 | 0 | 0 | 0 | 0 | 0 | 0 | 0 | 0 | 0 | 0 | 0 | 0 | 0 | 0 | 0 | 0 | 0 | 0 | 0 | 0 | 0 | 0 | 0 | 0 | 0 | 0 | 0 | 0 | 0 | 0 | 0 | 0 | 0 | 0
Lighting - Comprehensive Measures | RES | Screw-in CFL 30 Watt 1,100 to 1,399 Lumens | Unit | 2 | 0 | 0.009 | 57.51 | 0 | 4.28 | 9 | 0.8 | 0 | 0 | 0 | 0 |  |  | 0 | 0 | 0 | 0 | 0 | 0 | 0 | 0 | 0 | 0 | 0 | 0 | 0 | 0 | 0 | 0 | 0 | 0 | 0 | 0 | 0 | 0 | 0 | 0 |  |  | 0 | 0 | 0 | 0 | 0 | 0 | 0 | 0 | 0 | 0.4625 | 3.2675 | 0 | 0 | 0 | 0 | 0 | 0 | 0 | 0 | 0 | 0 | 0 | 0 | 0 | 0 | 0 | 0 | 0 | 0 | 0 | 0 | 0 | 0 | 0 | 0 | 0 | 0 | 0 | 0 | 0 | 0 | 0 | 0 | 0 | 0 | 0 | 0 | 0 | 0
Lighting - Comprehensive Measures | RES | Screw-in CFL 30 Watt 1400 to 1,599 Lumens | Unit | 2 | 0 | 0.012 | 76.68 | 0 | 4.28 | 9 | 0.8 | 134 | 0 | 0 | 0 |  |  | 0 | 0 | 0 | 0 | 0 | 0 | 0 | 0 | 0 | 0 | 0 | 0 | 0 | 0 | 0 | 0 | 0 | 0 | 0 | 0 | 0 | 0 | 0 | 0 |  |  | 0 | 0 | 0 | 0 | 0 | 0 | 0 | 0 | 0 | 0.4625 | 3.2675 | 0 | 0 | 0 | 0 | 0 | 0 | 0 | 0 | 0 | 0 | 0 | 0 | 0 | 0 | 0 | 0 | 0 | 0 | 0 | 0 | 0 | 0 | 0 | 0 | 0 | 0 | 0 | 0 | 0 | 0 | 0 | 0 | 0 | 0 | 0 | 0 | 0 | 0
Lighting - Comprehensive Measures | RES | Screw-in CFL 30 Watt 1,600 to 1,999 Lumens | Unit | 2 | 0 | 0.014 | 89.46 | 0 | 4.28 | 9 | 0.8 | 67 | 0 | 0 | 0 |  |  | 0 | 0 | 0 | 0 | 0 | 0 | 0 | 0 | 0 | 0 | 0 | 0 | 0 | 0 | 0 | 0 | 0 | 0 | 0 | 0 | 0 | 0 | 0 | 0 |  |  | 0 | 0 | 0 | 0 | 0 | 0 | 0 | 0 | 0 | 0.4625 | 3.2675 | 0 | 0 | 0 | 0 | 0 | 0 | 0 | 0 | 0 | 0 | 0 | 0 | 0 | 0 | 0 | 0 | 0 | 0 | 0 | 0 | 0 | 0 | 0 | 0 | 0 | 0 | 0 | 0 | 0 | 0 | 0 | 0 | 0 | 0 | 0 | 0 | 0 | 0
Lighting - Comprehensive Measures | RES | Screw-in CFL 30 Watt 2,000 to 2,599 Lumens | Unit | 2 | 0 | 0.018 | 115.02 | 0 | 4.28 | 9 | 0.8 | 0 | 180 | 180 | 0 |  |  | 0 | 0 | 0 | 60 | 0 | 0 | 0 | 0 | 0 | 0 | 0 | 0 | 0 | 0 | 0 | 120 | 0 | 0 | 0 | 0 | 0 | 0 | 0 | 0 |  |  | 360 | 0 | 770.4 | 616.32 | 2.592 | 16562.88 | 0 | 149065.92 | 0 | 0.4625 | 3.2675 | 0 | 0 | 0 | 0 | 0 | 0 | 0 | 0 | 0 | 0 | 0 | 0 | 0 | 0 | 0 | 0 | 0 | 0 | 0 | 0 | 0 | 0 | 0 | 0 | 0 | 0 | 0 | 0 | 0 | 0 | 0 | 0 | 0 | 0 | 7660.2929 | 0 | 0 | 7660.2929
Lighting - Comprehensive Measures | RES | Screw-in CFL 31 Watt 1,100 to 1,399 Lumens | Unit | 2 | 0 | 0.0088 | 56.232 | 0 | 4.28 | 9 | 0.8 | 0 | 0 | 0 | 0 |  |  | 0 | 0 | 0 | 0 | 0 | 0 | 0 | 0 | 0 | 0 | 0 | 0 | 0 | 0 | 0 | 0 | 0 | 0 | 0 | 0 | 0 | 0 | 0 | 0 |  |  | 0 | 0 | 0 | 0 | 0 | 0 | 0 | 0 | 0 | 0.4625 | 3.2675 | 0 | 0 | 0 | 0 | 0 | 0 | 0 | 0 | 0 | 0 | 0 | 0 | 0 | 0 | 0 | 0 | 0 | 0 | 0 | 0 | 0 | 0 | 0 | 0 | 0 | 0 | 0 | 0 | 0 | 0 | 0 | 0 | 0 | 0 | 0 | 0 | 0 | 0
Lighting - Comprehensive Measures | RES | Screw-in CFL 31 Watt 1400 to 1,599 Lumens | Unit | 2 | 0 | 0.0118 | 75.402 | 0 | 4.28 | 9 | 0.8 | 67 | 0 | 0 | 0 |  |  | 0 | 0 | 0 | 0 | 0 | 0 | 0 | 0 | 0 | 0 | 0 | 0 | 0 | 0 | 0 | 0 | 0 | 0 | 0 | 0 | 0 | 0 | 0 | 0 |  |  | 0 | 0 | 0 | 0 | 0 | 0 | 0 | 0 | 0 | 0.4625 | 3.2675 | 0 | 0 | 0 | 0 | 0 | 0 | 0 | 0 | 0 | 0 | 0 | 0 | 0 | 0 | 0 | 0 | 0 | 0 | 0 | 0 | 0 | 0 | 0 | 0 | 0 | 0 | 0 | 0 | 0 | 0 | 0 | 0 | 0 | 0 | 0 | 0 | 0 | 0
Lighting - Comprehensive Measures | RES | Screw-in CFL 31 Watt 1,600 to 1,999 Lumens | Unit | 2 | 0 | 0.0138 | 88.182 | 0 | 4.28 | 9 | 0.8 | 67 | 0 | 0 | 0 |  |  | 0 | 0 | 0 | 0 | 0 | 0 | 0 | 0 | 0 | 0 | 0 | 0 | 0 | 0 | 0 | 0 | 0 | 0 | 0 | 0 | 0 | 0 | 0 | 0 |  |  | 0 | 0 | 0 | 0 | 0 | 0 | 0 | 0 | 0 | 0.4625 | 3.2675 | 0 | 0 | 0 | 0 | 0 | 0 | 0 | 0 | 0 | 0 | 0 | 0 | 0 | 0 | 0 | 0 | 0 | 0 | 0 | 0 | 0 | 0 | 0 | 0 | 0 | 0 | 0 | 0 | 0 | 0 | 0 | 0 | 0 | 0 | 0 | 0 | 0 | 0
Lighting - Comprehensive Measures | RES | Screw-in CFL 32 Watt 1,100 to 1,399 Lumens | Unit | 2 | 0 | 0.0086 | 54.954 | 0 | 4.28 | 9 | 0.8 | 0 | 0 | 0 | 0 |  |  | 0 | 0 | 0 | 0 | 0 | 0 | 0 | 0 | 0 | 0 | 0 | 0 | 0 | 0 | 0 | 0 | 0 | 0 | 0 | 0 | 0 | 0 | 0 | 0 |  |  | 0 | 0 | 0 | 0 | 0 | 0 | 0 | 0 | 0 | 0.4625 | 3.2675 | 0 | 0 | 0 | 0 | 0 | 0 | 0 | 0 | 0 | 0 | 0 | 0 | 0 | 0 | 0 | 0 | 0 | 0 | 0 | 0 | 0 | 0 | 0 | 0 | 0 | 0 | 0 | 0 | 0 | 0 | 0 | 0 | 0 | 0 | 0 | 0 | 0 | 0
Lighting - Comprehensive Measures | RES | Screw-in CFL 32 Watt 1400 to 1,599 Lumens | Unit | 2 | 0 | 0.0116 | 74.124 | 0 | 4.28 | 9 | 0.8 | 134 | 0 | 0 | 0 |  |  | 0 | 0 | 0 | 0 | 0 | 0 | 0 | 0 | 0 | 0 | 0 | 0 | 0 | 0 | 0 | 0 | 0 | 0 | 0 | 0 | 0 | 0 | 0 | 0 |  |  | 0 | 0 | 0 | 0 | 0 | 0 | 0 | 0 | 0 | 0.4625 | 3.2675 | 0 | 0 | 0 | 0 | 0 | 0 | 0 | 0 | 0 | 0 | 0 | 0 | 0 | 0 | 0 | 0 | 0 | 0 | 0 | 0 | 0 | 0 | 0 | 0 | 0 | 0 | 0 | 0 | 0 | 0 | 0 | 0 | 0 | 0 | 0 | 0 | 0 | 0
Lighting - Comprehensive Measures | RES | Screw-in CFL 32 Watt 1,600 to 1,999 Lumens | Unit | 2 | 0 | 0.0136 | 86.904 | 0 | 4.28 | 9 | 0.8 | 67 | 0 | 0 | 0 |  |  | 0 | 0 | 0 | 0 | 0 | 0 | 0 | 0 | 0 | 0 | 0 | 0 | 0 | 0 | 0 | 0 | 0 | 0 | 0 | 0 | 0 | 0 | 0 | 0 |  |  | 0 | 0 | 0 | 0 | 0 | 0 | 0 | 0 | 0 | 0.4625 | 3.2675 | 0 | 0 | 0 | 0 | 0 | 0 | 0 | 0 | 0 | 0 | 0 | 0 | 0 | 0 | 0 | 0 | 0 | 0 | 0 | 0 | 0 | 0 | 0 | 0 | 0 | 0 | 0 | 0 | 0 | 0 | 0 | 0 | 0 | 0 | 0 | 0 | 0 | 0
Lighting - Comprehensive Measures | RES | Screw-in CFL 33 Watt 1,100 to 1,399 Lumens | Unit | 2 | 0 | 0.0084 | 53.676 | 0 | 4.28 | 9 | 0.8 | 0 | 0 | 0 | 0 |  |  | 0 | 0 | 0 | 0 | 0 | 0 | 0 | 0 | 0 | 0 | 0 | 0 | 0 | 0 | 0 | 0 | 0 | 0 | 0 | 0 | 0 | 0 | 0 | 0 |  |  | 0 | 0 | 0 | 0 | 0 | 0 | 0 | 0 | 0 | 0.4625 | 3.2675 | 0 | 0 | 0 | 0 | 0 | 0 | 0 | 0 | 0 | 0 | 0 | 0 | 0 | 0 | 0 | 0 | 0 | 0 | 0 | 0 | 0 | 0 | 0 | 0 | 0 | 0 | 0 | 0 | 0 | 0 | 0 | 0 | 0 | 0 | 0 | 0 | 0 | 0
Lighting - Comprehensive Measures | RES | Screw-in CFL 33 Watt 1400 to 1,599 Lumens | Unit | 2 | 0 | 0.0114 | 72.846 | 0 | 4.28 | 9 | 0.8 | 0 | 0 | 0 | 0 |  |  | 0 | 0 | 0 | 0 | 0 | 0 | 0 | 0 | 0 | 0 | 0 | 0 | 0 | 0 | 0 | 0 | 0 | 0 | 0 | 0 | 0 | 0 | 0 | 0 |  |  | 0 | 0 | 0 | 0 | 0 | 0 | 0 | 0 | 0 | 0.4625 | 3.2675 | 0 | 0 | 0 | 0 | 0 | 0 | 0 | 0 | 0 | 0 | 0 | 0 | 0 | 0 | 0 | 0 | 0 | 0 | 0 | 0 | 0 | 0 | 0 | 0 | 0 | 0 | 0 | 0 | 0 | 0 | 0 | 0 | 0 | 0 | 0 | 0 | 0 | 0
Lighting - Comprehensive Measures | RES | Screw-in CFL 33 Watt 1,600 to 1,999 Lumens | Unit | 2 | 0 | 0.0134 | 85.626 | 0 | 4.28 | 9 | 0.8 | 0 | 0 | 0 | 0 |  |  | 0 | 0 | 0 | 0 | 0 | 0 | 0 | 0 | 0 | 0 | 0 | 0 | 0 | 0 | 0 | 0 | 0 | 0 | 0 | 0 | 0 | 0 | 0 | 0 |  |  | 0 | 0 | 0 | 0 | 0 | 0 | 0 | 0 | 0 | 0.4625 | 3.2675 | 0 | 0 | 0 | 0 | 0 | 0 | 0 | 0 | 0 | 0 | 0 | 0 | 0 | 0 | 0 | 0 | 0 | 0 | 0 | 0 | 0 | 0 | 0 | 0 | 0 | 0 | 0 | 0 | 0 | 0 | 0 | 0 | 0 | 0 | 0 | 0 | 0 | 0
Lighting - Comprehensive Measures | RES | Screw-in CFL 34 Watt 1,100 to 1,399 Lumens | Unit | 2 | 0 | 0.0082 | 52.398 | 0 | 4.28 | 9 | 0.8 | 0 | 0 | 0 | 0 |  |  | 0 | 0 | 0 | 0 | 0 | 0 | 0 | 0 | 0 | 0 | 0 | 0 | 0 | 0 | 0 | 0 | 0 | 0 | 0 | 0 | 0 | 0 | 0 | 0 |  |  | 0 | 0 | 0 | 0 | 0 | 0 | 0 | 0 | 0 | 0.4625 | 3.2675 | 0 | 0 | 0 | 0 | 0 | 0 | 0 | 0 | 0 | 0 | 0 | 0 | 0 | 0 | 0 | 0 | 0 | 0 | 0 | 0 | 0 | 0 | 0 | 0 | 0 | 0 | 0 | 0 | 0 | 0 | 0 | 0 | 0 | 0 | 0 | 0 | 0 | 0
Lighting - Comprehensive Measures | RES | Screw-in CFL 34 Watt 1400 to 1,599 Lumens | Unit | 2 | 0 | 0.0112 | 71.568 | 0 | 4.28 | 9 | 0.8 | 0 | 0 | 0 | 0 |  |  | 0 | 0 | 0 | 0 | 0 | 0 | 0 | 0 | 0 | 0 | 0 | 0 | 0 | 0 | 0 | 0 | 0 | 0 | 0 | 0 | 0 | 0 | 0 | 0 |  |  | 0 | 0 | 0 | 0 | 0 | 0 | 0 | 0 | 0 | 0.4625 | 3.2675 | 0 | 0 | 0 | 0 | 0 | 0 | 0 | 0 | 0 | 0 | 0 | 0 | 0 | 0 | 0 | 0 | 0 | 0 | 0 | 0 | 0 | 0 | 0 | 0 | 0 | 0 | 0 | 0 | 0 | 0 | 0 | 0 | 0 | 0 | 0 | 0 | 0 | 0
Lighting - Comprehensive Measures | RES | Screw-in CFL 34 Watt 1,600 to 1,999 Lumens | Unit | 2 | 0 | 0.0132 | 84.348 | 0 | 4.28 | 9 | 0.8 | 0 | 0 | 0 | 0 |  |  | 0 | 0 | 0 | 0 | 0 | 0 | 0 | 0 | 0 | 0 | 0 | 0 | 0 | 0 | 0 | 0 | 0 | 0 | 0 | 0 | 0 | 0 | 0 | 0 |  |  | 0 | 0 | 0 | 0 | 0 | 0 | 0 | 0 | 0 | 0.4625 | 3.2675 | 0 | 0 | 0 | 0 | 0 | 0 | 0 | 0 | 0 | 0 | 0 | 0 | 0 | 0 | 0 | 0 | 0 | 0 | 0 | 0 | 0 | 0 | 0 | 0 | 0 | 0 | 0 | 0 | 0 | 0 | 0 | 0 | 0 | 0 | 0 | 0 | 0 | 0
Lighting - Comprehensive Measures | RES | Screw-in CFL 35 Watt 1400 to 1,599 Lumens | Unit | 2 | 0 | 0.011 | 70.29 | 0 | 4.28 | 9 | 0.8 | 0 | 0 | 0 | 0 |  |  | 0 | 0 | 0 | 0 | 0 | 0 | 0 | 0 | 0 | 0 | 0 | 0 | 0 | 0 | 0 | 0 | 0 | 0 | 0 | 0 | 0 | 0 | 0 | 0 |  |  | 0 | 0 | 0 | 0 | 0 | 0 | 0 | 0 | 0 | 0.4625 | 3.2675 | 0 | 0 | 0 | 0 | 0 | 0 | 0 | 0 | 0 | 0 | 0 | 0 | 0 | 0 | 0 | 0 | 0 | 0 | 0 | 0 | 0 | 0 | 0 | 0 | 0 | 0 | 0 | 0 | 0 | 0 | 0 | 0 | 0 | 0 | 0 | 0 | 0 | 0
Lighting - Comprehensive Measures | RES | Screw-in CFL 35 Watt 1,600 to 1,999 Lumens | Unit | 2 | 0 | 0.013 | 83.07 | 0 | 4.28 | 9 | 0.8 | 0 | 0 | 0 | 0 |  |  | 0 | 0 | 0 | 0 | 0 | 0 | 0 | 0 | 0 | 0 | 0 | 0 | 0 | 0 | 0 | 0 | 0 | 0 | 0 | 0 | 0 | 0 | 0 | 0 |  |  | 0 | 0 | 0 | 0 | 0 | 0 | 0 | 0 | 0 | 0.4625 | 3.2675 | 0 | 0 | 0 | 0 | 0 | 0 | 0 | 0 | 0 | 0 | 0 | 0 | 0 | 0 | 0 | 0 | 0 | 0 | 0 | 0 | 0 | 0 | 0 | 0 | 0 | 0 | 0 | 0 | 0 | 0 | 0 | 0 | 0 | 0 | 0 | 0 | 0 | 0
Lighting - Comprehensive Measures | RES | Screw-in CFL 35 Watt 2,000 to 2,599 Lumens | Unit | 2 | 0 | 0.017 | 108.63 | 0 | 4.28 | 9 | 0.8 | 0 | 0 | 0 | 0 |  |  | 0 | 0 | 0 | 0 | 0 | 0 | 0 | 0 | 0 | 0 | 0 | 0 | 0 | 0 | 0 | 0 | 0 | 0 | 0 | 0 | 0 | 0 | 0 | 0 |  |  | 0 | 0 | 0 | 0 | 0 | 0 | 0 | 0 | 0 | 0.4625 | 3.2675 | 0 | 0 | 0 | 0 | 0 | 0 | 0 | 0 | 0 | 0 | 0 | 0 | 0 | 0 | 0 | 0 | 0 | 0 | 0 | 0 | 0 | 0 | 0 | 0 | 0 | 0 | 0 | 0 | 0 | 0 | 0 | 0 | 0 | 0 | 0 | 0 | 0 | 0
Lighting - Comprehensive Measures | RES | Screw-in CFL 36 Watt 1400 to 1,599 Lumens | Unit | 2 | 0 | 0.0108 | 69.012 | 0 | 4.28 | 9 | 0.8 | 0 | 0 | 0 | 0 |  |  | 0 | 0 | 0 | 0 | 0 | 0 | 0 | 0 | 0 | 0 | 0 | 0 | 0 | 0 | 0 | 0 | 0 | 0 | 0 | 0 | 0 | 0 | 0 | 0 |  |  | 0 | 0 | 0 | 0 | 0 | 0 | 0 | 0 | 0 | 0.4625 | 3.2675 | 0 | 0 | 0 | 0 | 0 | 0 | 0 | 0 | 0 | 0 | 0 | 0 | 0 | 0 | 0 | 0 | 0 | 0 | 0 | 0 | 0 | 0 | 0 | 0 | 0 | 0 | 0 | 0 | 0 | 0 | 0 | 0 | 0 | 0 | 0 | 0 | 0 | 0
Lighting - Comprehensive Measures | RES | Screw-in CFL 36 Watt 1,600 to 1,999 Lumens | Unit | 2 | 0 | 0.0128 | 81.792 | 0 | 4.28 | 9 | 0.8 | 0 | 0 | 0 | 0 |  |  | 0 | 0 | 0 | 0 | 0 | 0 | 0 | 0 | 0 | 0 | 0 | 0 | 0 | 0 | 0 | 0 | 0 | 0 | 0 | 0 | 0 | 0 | 0 | 0 |  |  | 0 | 0 | 0 | 0 | 0 | 0 | 0 | 0 | 0 | 0.4625 | 3.2675 | 0 | 0 | 0 | 0 | 0 | 0 | 0 | 0 | 0 | 0 | 0 | 0 | 0 | 0 | 0 | 0 | 0 | 0 | 0 | 0 | 0 | 0 | 0 | 0 | 0 | 0 | 0 | 0 | 0 | 0 | 0 | 0 | 0 | 0 | 0 | 0 | 0 | 0
Lighting - Comprehensive Measures | RES | Screw-in CFL 36 Watt 2,000 to 2,599 Lumens | Unit | 2 | 0 | 0.0168 | 107.352 | 0 | 4.28 | 9 | 0.8 | 668 | 0 | 0 | 0 |  |  | 0 | 0 | 0 | 0 | 0 | 0 | 0 | 0 | 0 | 0 | 0 | 0 | 0 | 0 | 0 | 0 | 0 | 0 | 0 | 0 | 0 | 0 | 0 | 0 |  |  | 0 | 0 | 0 | 0 | 0 | 0 | 0 | 0 | 0 | 0.4625 | 3.2675 | 0 | 0 | 0 | 0 | 0 | 0 | 0 | 0 | 0 | 0 | 0 | 0 | 0 | 0 | 0 | 0 | 0 | 0 | 0 | 0 | 0 | 0 | 0 | 0 | 0 | 0 | 0 | 0 | 0 | 0 | 0 | 0 | 0 | 0 | 0 | 0 | 0 | 0
Lighting - Comprehensive Measures | RES | Screw-in CFL 37 Watt 1400 to 1,599 Lumens | Unit | 2 | 0 | 0.0106 | 67.734 | 0 | 4.28 | 9 | 0.8 | 0 | 0 | 0 | 0 |  |  | 0 | 0 | 0 | 0 | 0 | 0 | 0 | 0 | 0 | 0 | 0 | 0 | 0 | 0 | 0 | 0 | 0 | 0 | 0 | 0 | 0 | 0 | 0 | 0 |  |  | 0 | 0 | 0 | 0 | 0 | 0 | 0 | 0 | 0 | 0.4625 | 3.2675 | 0 | 0 | 0 | 0 | 0 | 0 | 0 | 0 | 0 | 0 | 0 | 0 | 0 | 0 | 0 | 0 | 0 | 0 | 0 | 0 | 0 | 0 | 0 | 0 | 0 | 0 | 0 | 0 | 0 | 0 | 0 | 0 | 0 | 0 | 0 | 0 | 0 | 0
Lighting - Comprehensive Measures | RES | Screw-in CFL 37 Watt 1,600 to 1,999 Lumens | Unit | 2 | 0 | 0.0126 | 80.514 | 0 | 4.28 | 9 | 0.8 | 0 | 0 | 0 | 0 |  |  | 0 | 0 | 0 | 0 | 0 | 0 | 0 | 0 | 0 | 0 | 0 | 0 | 0 | 0 | 0 | 0 | 0 | 0 | 0 | 0 | 0 | 0 | 0 | 0 |  |  | 0 | 0 | 0 | 0 | 0 | 0 | 0 | 0 | 0 | 0.4625 | 3.2675 | 0 | 0 | 0 | 0 | 0 | 0 | 0 | 0 | 0 | 0 | 0 | 0 | 0 | 0 | 0 | 0 | 0 | 0 | 0 | 0 | 0 | 0 | 0 | 0 | 0 | 0 | 0 | 0 | 0 | 0 | 0 | 0 | 0 | 0 | 0 | 0 | 0 | 0
Lighting - Comprehensive Measures | RES | Screw-in CFL 37 Watt 2,000 to 2,599 Lumens | Unit | 2 | 0 | 0.0166 | 106.074 | 0 | 4.28 | 9 | 0.8 | 0 | 0 | 0 | 0 |  |  | 0 | 0 | 0 | 0 | 0 | 0 | 0 | 0 | 0 | 0 | 0 | 0 | 0 | 0 | 0 | 0 | 0 | 0 | 0 | 0 | 0 | 0 | 0 | 0 |  |  | 0 | 0 | 0 | 0 | 0 | 0 | 0 | 0 | 0 | 0.4625 | 3.2675 | 0 | 0 | 0 | 0 | 0 | 0 | 0 | 0 | 0 | 0 | 0 | 0 | 0 | 0 | 0 | 0 | 0 | 0 | 0 | 0 | 0 | 0 | 0 | 0 | 0 | 0 | 0 | 0 | 0 | 0 | 0 | 0 | 0 | 0 | 0 | 0 | 0 | 0
Lighting - Comprehensive Measures | RES | Screw-in CFL 38 Watt 1400 to 1,599 Lumens | Unit | 2 | 0 | 0.0104 | 66.456 | 0 | 4.28 | 9 | 0.8 | 0 | 0 | 0 | 0 |  |  | 0 | 0 | 0 | 0 | 0 | 0 | 0 | 0 | 0 | 0 | 0 | 0 | 0 | 0 | 0 | 0 | 0 | 0 | 0 | 0 | 0 | 0 | 0 | 0 |  |  | 0 | 0 | 0 | 0 | 0 | 0 | 0 | 0 | 0 | 0.4625 | 3.2675 | 0 | 0 | 0 | 0 | 0 | 0 | 0 | 0 | 0 | 0 | 0 | 0 | 0 | 0 | 0 | 0 | 0 | 0 | 0 | 0 | 0 | 0 | 0 | 0 | 0 | 0 | 0 | 0 | 0 | 0 | 0 | 0 | 0 | 0 | 0 | 0 | 0 | 0
Lighting - Comprehensive Measures | RES | Screw-in CFL 38 Watt 1,600 to 1,999 Lumens | Unit | 2 | 0 | 0.0124 | 79.236 | 0 | 4.28 | 9 | 0.8 | 0 | 0 | 0 | 0 |  |  | 0 | 0 | 0 | 0 | 0 | 0 | 0 | 0 | 0 | 0 | 0 | 0 | 0 | 0 | 0 | 0 | 0 | 0 | 0 | 0 | 0 | 0 | 0 | 0 |  |  | 0 | 0 | 0 | 0 | 0 | 0 | 0 | 0 | 0 | 0.4625 | 3.2675 | 0 | 0 | 0 | 0 | 0 | 0 | 0 | 0 | 0 | 0 | 0 | 0 | 0 | 0 | 0 | 0 | 0 | 0 | 0 | 0 | 0 | 0 | 0 | 0 | 0 | 0 | 0 | 0 | 0 | 0 | 0 | 0 | 0 | 0 | 0 | 0 | 0 | 0
Lighting - Comprehensive Measures | RES | Screw-in CFL 38 Watt 2,000 to 2,599 Lumens | Unit | 2 | 0 | 0.0164 | 104.796 | 0 | 4.28 | 9 | 0.8 | 0 | 0 | 0 | 0 |  |  | 0 | 0 | 0 | 0 | 0 | 0 | 0 | 0 | 0 | 0 | 0 | 0 | 0 | 0 | 0 | 0 | 0 | 0 | 0 | 0 | 0 | 0 | 0 | 0 |  |  | 0 | 0 | 0 | 0 | 0 | 0 | 0 | 0 | 0 | 0.4625 | 3.2675 | 0 | 0 | 0 | 0 | 0 | 0 | 0 | 0 | 0 | 0 | 0 | 0 | 0 | 0 | 0 | 0 | 0 | 0 | 0 | 0 | 0 | 0 | 0 | 0 | 0 | 0 | 0 | 0 | 0 | 0 | 0 | 0 | 0 | 0 | 0 | 0 | 0 | 0
Lighting - Comprehensive Measures | RES | Screw-in CFL 38 Watt 2,600 to 3,599 Lumens | Unit | 2.5 | 0 | 0.0224 | 143.136 | 0 | 4.28 | 9 | 0.8 | 0 | 0 | 0 | 0 |  |  | 0 | 0 | 0 | 0 | 0 | 0 | 0 | 0 | 0 | 0 | 0 | 0 | 0 | 0 | 0 | 0 | 0 | 0 | 0 | 0 | 0 | 0 | 0 | 0 |  |  | 0 | 0 | 0 | 0 | 0 | 0 | 0 | 0 | 0 | 0.4625 | 3.2675 | 0 | 0 | 0 | 0 | 0 | 0 | 0 | 0 | 0 | 0 | 0 | 0 | 0 | 0 | 0 | 0 | 0 | 0 | 0 | 0 | 0 | 0 | 0 | 0 | 0 | 0 | 0 | 0 | 0 | 0 | 0 | 0 | 0 | 0 | 0 | 0 | 0 | 0
Lighting - Comprehensive Measures | RES | Screw-in CFL 39 Watt 1400 to 1,599 Lumens | Unit | 2 | 0 | 0.0102 | 65.178 | 0 | 4.28 | 9 | 0.8 | 0 | 0 | 0 | 0 |  |  | 0 | 0 | 0 | 0 | 0 | 0 | 0 | 0 | 0 | 0 | 0 | 0 | 0 | 0 | 0 | 0 | 0 | 0 | 0 | 0 | 0 | 0 | 0 | 0 |  |  | 0 | 0 | 0 | 0 | 0 | 0 | 0 | 0 | 0 | 0.4625 | 3.2675 | 0 | 0 | 0 | 0 | 0 | 0 | 0 | 0 | 0 | 0 | 0 | 0 | 0 | 0 | 0 | 0 | 0 | 0 | 0 | 0 | 0 | 0 | 0 | 0 | 0 | 0 | 0 | 0 | 0 | 0 | 0 | 0 | 0 | 0 | 0 | 0 | 0 | 0
Lighting - Comprehensive Measures | RES | Screw-in CFL 39 Watt 1,600 to 1,999 Lumens | Unit | 2 | 0 | 0.0122 | 77.958 | 0 | 4.28 | 9 | 0.8 | 0 | 0 | 0 | 0 |  |  | 0 | 0 | 0 | 0 | 0 | 0 | 0 | 0 | 0 | 0 | 0 | 0 | 0 | 0 | 0 | 0 | 0 | 0 | 0 | 0 | 0 | 0 | 0 | 0 |  |  | 0 | 0 | 0 | 0 | 0 | 0 | 0 | 0 | 0 | 0.4625 | 3.2675 | 0 | 0 | 0 | 0 | 0 | 0 | 0 | 0 | 0 | 0 | 0 | 0 | 0 | 0 | 0 | 0 | 0 | 0 | 0 | 0 | 0 | 0 | 0 | 0 | 0 | 0 | 0 | 0 | 0 | 0 | 0 | 0 | 0 | 0 | 0 | 0 | 0 | 0
Lighting - Comprehensive Measures | RES | Screw-in CFL 39 Watt 2,000 to 2,599 Lumens | Unit | 2 | 0 | 0.0162 | 103.518 | 0 | 4.28 | 9 | 0.8 | 0 | 0 | 0 | 0 |  |  | 0 | 0 | 0 | 0 | 0 | 0 | 0 | 0 | 0 | 0 | 0 | 0 | 0 | 0 | 0 | 0 | 0 | 0 | 0 | 0 | 0 | 0 | 0 | 0 |  |  | 0 | 0 | 0 | 0 | 0 | 0 | 0 | 0 | 0 | 0.4625 | 3.2675 | 0 | 0 | 0 | 0 | 0 | 0 | 0 | 0 | 0 | 0 | 0 | 0 | 0 | 0 | 0 | 0 | 0 | 0 | 0 | 0 | 0 | 0 | 0 | 0 | 0 | 0 | 0 | 0 | 0 | 0 | 0 | 0 | 0 | 0 | 0 | 0 | 0 | 0
Lighting - Comprehensive Measures | RES | Screw-in CFL 39 Watt 2,600 to 3,599 Lumens | Unit | 2.5 | 0 | 0.0222 | 141.858 | 0 | 4.28 | 9 | 0.8 | 0 | 0 | 0 | 0 |  |  | 0 | 0 | 0 | 0 | 0 | 0 | 0 | 0 | 0 | 0 | 0 | 0 | 0 | 0 | 0 | 0 | 0 | 0 | 0 | 0 | 0 | 0 | 0 | 0 |  |  | 0 | 0 | 0 | 0 | 0 | 0 | 0 | 0 | 0 | 0.4625 | 3.2675 | 0 | 0 | 0 | 0 | 0 | 0 | 0 | 0 | 0 | 0 | 0 | 0 | 0 | 0 | 0 | 0 | 0 | 0 | 0 | 0 | 0 | 0 | 0 | 0 | 0 | 0 | 0 | 0 | 0 | 0 | 0 | 0 | 0 | 0 | 0 | 0 | 0 | 0
Lighting - Comprehensive Measures | RES | Screw-in CFL 40 Watt 1,600 to 1,999 Lumens | Unit | 2 | 0 | 0.012 | 76.68 | 0 | 4.28 | 9 | 0.8 | 0 | 0 | 0 | 0 |  |  | 0 | 0 | 0 | 0 | 0 | 0 | 0 | 0 | 0 | 0 | 0 | 0 | 0 | 0 | 0 | 0 | 0 | 0 | 0 | 0 | 0 | 0 | 0 | 0 |  |  | 0 | 0 | 0 | 0 | 0 | 0 | 0 | 0 | 0 | 0.4625 | 3.2675 | 0 | 0 | 0 | 0 | 0 | 0 | 0 | 0 | 0 | 0 | 0 | 0 | 0 | 0 | 0 | 0 | 0 | 0 | 0 | 0 | 0 | 0 | 0 | 0 | 0 | 0 | 0 | 0 | 0 | 0 | 0 | 0 | 0 | 0 | 0 | 0 | 0 | 0
Lighting - Comprehensive Measures | RES | Screw-in CFL 40 Watt 2,000 to 2,599 Lumens | Unit | 2 | 0 | 0.016 | 102.24 | 0 | 4.28 | 9 | 0.8 | 0 | 0 | 0 | 0 |  |  | 0 | 0 | 0 | 0 | 0 | 0 | 0 | 0 | 0 | 0 | 0 | 0 | 0 | 0 | 0 | 0 | 0 | 0 | 0 | 0 | 0 | 0 | 0 | 0 |  |  | 0 | 0 | 0 | 0 | 0 | 0 | 0 | 0 | 0 | 0.4625 | 3.2675 | 0 | 0 | 0 | 0 | 0 | 0 | 0 | 0 | 0 | 0 | 0 | 0 | 0 | 0 | 0 | 0 | 0 | 0 | 0 | 0 | 0 | 0 | 0 | 0 | 0 | 0 | 0 | 0 | 0 | 0 | 0 | 0 | 0 | 0 | 0 | 0 | 0 | 0
Lighting - Comprehensive Measures | RES | Screw-in CFL 40 Watt 2,600 to 3,599 Lumens | Unit | 2.5 | 0 | 0.022 | 140.58 | 0 | 4.28 | 9 | 0.8 | 267 | 0 | 0 | 0 |  |  | 0 | 0 | 0 | 0 | 0 | 0 | 0 | 0 | 0 | 0 | 0 | 0 | 0 | 0 | 0 | 0 | 0 | 0 | 0 | 0 | 0 | 0 | 0 | 0 |  |  | 0 | 0 | 0 | 0 | 0 | 0 | 0 | 0 | 0 | 0.4625 | 3.2675 | 0 | 0 | 0 | 0 | 0 | 0 | 0 | 0 | 0 | 0 | 0 | 0 | 0 | 0 | 0 | 0 | 0 | 0 | 0 | 0 | 0 | 0 | 0 | 0 | 0 | 0 | 0 | 0 | 0 | 0 | 0 | 0 | 0 | 0 | 0 | 0 | 0 | 0
Lighting - Comprehensive Measures | RES | Screw-in CFL 41 Watt 1,600 to 1,999 Lumens | Unit | 2 | 0 | 0.0118 | 75.402 | 0 | 4.28 | 9 | 0.8 | 0 | 0 | 0 | 0 |  |  | 0 | 0 | 0 | 0 | 0 | 0 | 0 | 0 | 0 | 0 | 0 | 0 | 0 | 0 | 0 | 0 | 0 | 0 | 0 | 0 | 0 | 0 | 0 | 0 |  |  | 0 | 0 | 0 | 0 | 0 | 0 | 0 | 0 | 0 | 0.4625 | 3.2675 | 0 | 0 | 0 | 0 | 0 | 0 | 0 | 0 | 0 | 0 | 0 | 0 | 0 | 0 | 0 | 0 | 0 | 0 | 0 | 0 | 0 | 0 | 0 | 0 | 0 | 0 | 0 | 0 | 0 | 0 | 0 | 0 | 0 | 0 | 0 | 0 | 0 | 0
Lighting - Comprehensive Measures | RES | Screw-in CFL 41 Watt 2,000 to 2,599 Lumens | Unit | 2 | 0 | 0.0158 | 100.962 | 0 | 4.28 | 9 | 0.8 | 0 | 0 | 0 | 0 |  |  | 0 | 0 | 0 | 0 | 0 | 0 | 0 | 0 | 0 | 0 | 0 | 0 | 0 | 0 | 0 | 0 | 0 | 0 | 0 | 0 | 0 | 0 | 0 | 0 |  |  | 0 | 0 | 0 | 0 | 0 | 0 | 0 | 0 | 0 | 0.4625 | 3.2675 | 0 | 0 | 0 | 0 | 0 | 0 | 0 | 0 | 0 | 0 | 0 | 0 | 0 | 0 | 0 | 0 | 0 | 0 | 0 | 0 | 0 | 0 | 0 | 0 | 0 | 0 | 0 | 0 | 0 | 0 | 0 | 0 | 0 | 0 | 0 | 0 | 0 | 0
Lighting - Comprehensive Measures | RES | Screw-in CFL 41 Watt 2,600 to 3,599 Lumens | Unit | 2.5 | 0 | 0.0218 | 139.302 | 0 | 4.28 | 9 | 0.8 | 0 | 0 | 0 | 0 |  |  | 0 | 0 | 0 | 0 | 0 | 0 | 0 | 0 | 0 | 0 | 0 | 0 | 0 | 0 | 0 | 0 | 0 | 0 | 0 | 0 | 0 | 0 | 0 | 0 |  |  | 0 | 0 | 0 | 0 | 0 | 0 | 0 | 0 | 0 | 0.4625 | 3.2675 | 0 | 0 | 0 | 0 | 0 | 0 | 0 | 0 | 0 | 0 | 0 | 0 | 0 | 0 | 0 | 0 | 0 | 0 | 0 | 0 | 0 | 0 | 0 | 0 | 0 | 0 | 0 | 0 | 0 | 0 | 0 | 0 | 0 | 0 | 0 | 0 | 0 | 0
Lighting - Comprehensive Measures | RES | Screw-in CFL 42 Watt 1,600 to 1,999 Lumens | Unit | 2 | 0 | 0.0116 | 74.124 | 0 | 4.28 | 9 | 0.8 | 0 | 0 | 0 | 0 |  |  | 0 | 0 | 0 | 0 | 0 | 0 | 0 | 0 | 0 | 0 | 0 | 0 | 0 | 0 | 0 | 0 | 0 | 0 | 0 | 0 | 0 | 0 | 0 | 0 |  |  | 0 | 0 | 0 | 0 | 0 | 0 | 0 | 0 | 0 | 0.4625 | 3.2675 | 0 | 0 | 0 | 0 | 0 | 0 | 0 | 0 | 0 | 0 | 0 | 0 | 0 | 0 | 0 | 0 | 0 | 0 | 0 | 0 | 0 | 0 | 0 | 0 | 0 | 0 | 0 | 0 | 0 | 0 | 0 | 0 | 0 | 0 | 0 | 0 | 0 | 0
Lighting - Comprehensive Measures | RES | Screw-in CFL 42 Watt 2,000 to 2,599 Lumens | Unit | 2 | 0 | 0.0156 | 99.684 | 0 | 4.28 | 9 | 0.8 | 0 | 0 | 0 | 0 |  |  | 0 | 0 | 0 | 0 | 0 | 0 | 0 | 0 | 0 | 0 | 0 | 0 | 0 | 0 | 0 | 0 | 0 | 0 | 0 | 0 | 0 | 0 | 0 | 0 |  |  | 0 | 0 | 0 | 0 | 0 | 0 | 0 | 0 | 0 | 0.4625 | 3.2675 | 0 | 0 | 0 | 0 | 0 | 0 | 0 | 0 | 0 | 0 | 0 | 0 | 0 | 0 | 0 | 0 | 0 | 0 | 0 | 0 | 0 | 0 | 0 | 0 | 0 | 0 | 0 | 0 | 0 | 0 | 0 | 0 | 0 | 0 | 0 | 0 | 0 | 0
Lighting - Comprehensive Measures | RES | Screw-in CFL 42 Watt 2,600 to 3,599 Lumens | Unit | 2.5 | 0 | 0.0216 | 138.024 | 0 | 4.28 | 9 | 0.8 | 534 | 0 | 0 | 0 |  |  | 0 | 0 | 0 | 0 | 0 | 0 | 0 | 0 | 0 | 0 | 0 | 0 | 0 | 0 | 0 | 0 | 0 | 0 | 0 | 0 | 0 | 0 | 0 | 0 |  |  | 0 | 0 | 0 | 0 | 0 | 0 | 0 | 0 | 0 | 0.4625 | 3.2675 | 0 | 0 | 0 | 0 | 0 | 0 | 0 | 0 | 0 | 0 | 0 | 0 | 0 | 0 | 0 | 0 | 0 | 0 | 0 | 0 | 0 | 0 | 0 | 0 | 0 | 0 | 0 | 0 | 0 | 0 | 0 | 0 | 0 | 0 | 0 | 0 | 0 | 0
Lighting - Comprehensive Measures | RES | Screw-in CFL 43 Watt 1,600 to 1,999 Lumens | Unit | 2 | 0 | 0.0114 | 72.846 | 0 | 4.28 | 9 | 0.8 | 0 | 0 | 0 | 0 |  |  | 0 | 0 | 0 | 0 | 0 | 0 | 0 | 0 | 0 | 0 | 0 | 0 | 0 | 0 | 0 | 0 | 0 | 0 | 0 | 0 | 0 | 0 | 0 | 0 |  |  | 0 | 0 | 0 | 0 | 0 | 0 | 0 | 0 | 0 | 0.4625 | 3.2675 | 0 | 0 | 0 | 0 | 0 | 0 | 0 | 0 | 0 | 0 | 0 | 0 | 0 | 0 | 0 | 0 | 0 | 0 | 0 | 0 | 0 | 0 | 0 | 0 | 0 | 0 | 0 | 0 | 0 | 0 | 0 | 0 | 0 | 0 | 0 | 0 | 0 | 0
Lighting - Comprehensive Measures | RES | Screw-in CFL 43 Watt 2,000 to 2,599 Lumens | Unit | 2 | 0 | 0.0154 | 98.406 | 0 | 4.28 | 9 | 0.8 | 0 | 0 | 0 | 0 |  |  | 0 | 0 | 0 | 0 | 0 | 0 | 0 | 0 | 0 | 0 | 0 | 0 | 0 | 0 | 0 | 0 | 0 | 0 | 0 | 0 | 0 | 0 | 0 | 0 |  |  | 0 | 0 | 0 | 0 | 0 | 0 | 0 | 0 | 0 | 0.4625 | 3.2675 | 0 | 0 | 0 | 0 | 0 | 0 | 0 | 0 | 0 | 0 | 0 | 0 | 0 | 0 | 0 | 0 | 0 | 0 | 0 | 0 | 0 | 0 | 0 | 0 | 0 | 0 | 0 | 0 | 0 | 0 | 0 | 0 | 0 | 0 | 0 | 0 | 0 | 0
Lighting - Comprehensive Measures | RES | Screw-in CFL 43 Watt 2,600 to 3,599 Lumens | Unit | 2.5 | 0 | 0.0214 | 136.746 | 0 | 4.28 | 9 | 0.8 | 0 | 0 | 0 | 0 |  |  | 0 | 0 | 0 | 0 | 0 | 0 | 0 | 0 | 0 | 0 | 0 | 0 | 0 | 0 | 0 | 0 | 0 | 0 | 0 | 0 | 0 | 0 | 0 | 0 |  |  | 0 | 0 | 0 | 0 | 0 | 0 | 0 | 0 | 0 | 0.4625 | 3.2675 | 0 | 0 | 0 | 0 | 0 | 0 | 0 | 0 | 0 | 0 | 0 | 0 | 0 | 0 | 0 | 0 | 0 | 0 | 0 | 0 | 0 | 0 | 0 | 0 | 0 | 0 | 0 | 0 | 0 | 0 | 0 | 0 | 0 | 0 | 0 | 0 | 0 | 0
Lighting - Comprehensive Measures | RES | Screw-in CFL 44 Watt 1,600 to 1,999 Lumens | Unit | 2 | 0 | 0.0112 | 71.568 | 0 | 4.28 | 9 | 0.8 | 0 | 0 | 0 | 0 |  |  | 0 | 0 | 0 | 0 | 0 | 0 | 0 | 0 | 0 | 0 | 0 | 0 | 0 | 0 | 0 | 0 | 0 | 0 | 0 | 0 | 0 | 0 | 0 | 0 |  |  | 0 | 0 | 0 | 0 | 0 | 0 | 0 | 0 | 0 | 0.4625 | 3.2675 | 0 | 0 | 0 | 0 | 0 | 0 | 0 | 0 | 0 | 0 | 0 | 0 | 0 | 0 | 0 | 0 | 0 | 0 | 0 | 0 | 0 | 0 | 0 | 0 | 0 | 0 | 0 | 0 | 0 | 0 | 0 | 0 | 0 | 0 | 0 | 0 | 0 | 0
Lighting - Comprehensive Measures | RES | Screw-in CFL 44 Watt 2,000 to 2,599 Lumens | Unit | 2 | 0 | 0.0152 | 97.128 | 0 | 4.28 | 9 | 0.8 | 0 | 0 | 0 | 0 |  |  | 0 | 0 | 0 | 0 | 0 | 0 | 0 | 0 | 0 | 0 | 0 | 0 | 0 | 0 | 0 | 0 | 0 | 0 | 0 | 0 | 0 | 0 | 0 | 0 |  |  | 0 | 0 | 0 | 0 | 0 | 0 | 0 | 0 | 0 | 0.4625 | 3.2675 | 0 | 0 | 0 | 0 | 0 | 0 | 0 | 0 | 0 | 0 | 0 | 0 | 0 | 0 | 0 | 0 | 0 | 0 | 0 | 0 | 0 | 0 | 0 | 0 | 0 | 0 | 0 | 0 | 0 | 0 | 0 | 0 | 0 | 0 | 0 | 0 | 0 | 0
Lighting - Comprehensive Measures | RES | Screw-in CFL 44 Watt 2,600 to 3,599 Lumens | Unit | 2.5 | 0 | 0.0212 | 135.468 | 0 | 4.28 | 9 | 0.8 | 0 | 0 | 0 | 0 |  |  | 0 | 0 | 0 | 0 | 0 | 0 | 0 | 0 | 0 | 0 | 0 | 0 | 0 | 0 | 0 | 0 | 0 | 0 | 0 | 0 | 0 | 0 | 0 | 0 |  |  | 0 | 0 | 0 | 0 | 0 | 0 | 0 | 0 | 0 | 0.4625 | 3.2675 | 0 | 0 | 0 | 0 | 0 | 0 | 0 | 0 | 0 | 0 | 0 | 0 | 0 | 0 | 0 | 0 | 0 | 0 | 0 | 0 | 0 | 0 | 0 | 0 | 0 | 0 | 0 | 0 | 0 | 0 | 0 | 0 | 0 | 0 | 0 | 0 | 0 | 0
Lighting - Comprehensive Measures | RES | Screw-in CFL 45 Watt 1,600 to 1,999 Lumens | Unit | 2 | 0 | 0.011 | 70.29 | 0 | 4.28 | 9 | 0.8 | 0 | 0 | 0 | 0 |  |  | 0 | 0 | 0 | 0 | 0 | 0 | 0 | 0 | 0 | 0 | 0 | 0 | 0 | 0 | 0 | 0 | 0 | 0 | 0 | 0 | 0 | 0 | 0 | 0 |  |  | 0 | 0 | 0 | 0 | 0 | 0 | 0 | 0 | 0 | 0.4625 | 3.2675 | 0 | 0 | 0 | 0 | 0 | 0 | 0 | 0 | 0 | 0 | 0 | 0 | 0 | 0 | 0 | 0 | 0 | 0 | 0 | 0 | 0 | 0 | 0 | 0 | 0 | 0 | 0 | 0 | 0 | 0 | 0 | 0 | 0 | 0 | 0 | 0 | 0 | 0
Lighting - Comprehensive Measures | RES | Screw-in CFL 45 Watt 2,000 to 2,599 Lumens | Unit | 2 | 0 | 0.015 | 95.85 | 0 | 4.28 | 9 | 0.8 | 0 | 0 | 0 | 0 |  |  | 0 | 0 | 0 | 0 | 0 | 0 | 0 | 0 | 0 | 0 | 0 | 0 | 0 | 0 | 0 | 0 | 0 | 0 | 0 | 0 | 0 | 0 | 0 | 0 |  |  | 0 | 0 | 0 | 0 | 0 | 0 | 0 | 0 | 0 | 0.4625 | 3.2675 | 0 | 0 | 0 | 0 | 0 | 0 | 0 | 0 | 0 | 0 | 0 | 0 | 0 | 0 | 0 | 0 | 0 | 0 | 0 | 0 | 0 | 0 | 0 | 0 | 0 | 0 | 0 | 0 | 0 | 0 | 0 | 0 | 0 | 0 | 0 | 0 | 0 | 0
Lighting - Comprehensive Measures | RES | Screw-in CFL 45 Watt 2,600 to 3,599 Lumens | Unit | 2.5 | 0 | 0.021 | 134.19 | 0 | 4.28 | 9 | 0.8 | 534 | 0 | 0 | 0 |  |  | 0 | 0 | 0 | 0 | 0 | 0 | 0 | 0 | 0 | 0 | 0 | 0 | 0 | 0 | 0 | 0 | 0 | 0 | 0 | 0 | 0 | 0 | 0 | 0 |  |  | 0 | 0 | 0 | 0 | 0 | 0 | 0 | 0 | 0 | 0.4625 | 3.2675 | 0 | 0 | 0 | 0 | 0 | 0 | 0 | 0 | 0 | 0 | 0 | 0 | 0 | 0 | 0 | 0 | 0 | 0 | 0 | 0 | 0 | 0 | 0 | 0 | 0 | 0 | 0 | 0 | 0 | 0 | 0 | 0 | 0 | 0 | 0 | 0 | 0 | 0
Lighting - Comprehensive Measures | RES | Screw-in CFL 46 Watt 1,600 to 1,999 Lumens | Unit | 2 | 0 | 0.0108 | 69.012 | 0 | 4.28 | 9 | 0.8 | 0 | 0 | 0 | 0 |  |  | 0 | 0 | 0 | 0 | 0 | 0 | 0 | 0 | 0 | 0 | 0 | 0 | 0 | 0 | 0 | 0 | 0 | 0 | 0 | 0 | 0 | 0 | 0 | 0 |  |  | 0 | 0 | 0 | 0 | 0 | 0 | 0 | 0 | 0 | 0.4625 | 3.2675 | 0 | 0 | 0 | 0 | 0 | 0 | 0 | 0 | 0 | 0 | 0 | 0 | 0 | 0 | 0 | 0 | 0 | 0 | 0 | 0 | 0 | 0 | 0 | 0 | 0 | 0 | 0 | 0 | 0 | 0 | 0 | 0 | 0 | 0 | 0 | 0 | 0 | 0
Lighting - Comprehensive Measures | RES | Screw-in CFL 46 Watt 2,000 to 2,599 Lumens | Unit | 2 | 0 | 0.0148 | 94.572 | 0 | 4.28 | 9 | 0.8 | 0 | 0 | 0 | 0 |  |  | 0 | 0 | 0 | 0 | 0 | 0 | 0 | 0 | 0 | 0 | 0 | 0 | 0 | 0 | 0 | 0 | 0 | 0 | 0 | 0 | 0 | 0 | 0 | 0 |  |  | 0 | 0 | 0 | 0 | 0 | 0 | 0 | 0 | 0 | 0.4625 | 3.2675 | 0 | 0 | 0 | 0 | 0 | 0 | 0 | 0 | 0 | 0 | 0 | 0 | 0 | 0 | 0 | 0 | 0 | 0 | 0 | 0 | 0 | 0 | 0 | 0 | 0 | 0 | 0 | 0 | 0 | 0 | 0 | 0 | 0 | 0 | 0 | 0 | 0 | 0
Lighting - Comprehensive Measures | RES | Screw-in CFL 46 Watt 2,600 to 3,599 Lumens | Unit | 2.5 | 0 | 0.0208 | 132.912 | 0 | 4.28 | 9 | 0.8 | 0 | 0 | 0 | 0 |  |  | 0 | 0 | 0 | 0 | 0 | 0 | 0 | 0 | 0 | 0 | 0 | 0 | 0 | 0 | 0 | 0 | 0 | 0 | 0 | 0 | 0 | 0 | 0 | 0 |  |  | 0 | 0 | 0 | 0 | 0 | 0 | 0 | 0 | 0 | 0.4625 | 3.2675 | 0 | 0 | 0 | 0 | 0 | 0 | 0 | 0 | 0 | 0 | 0 | 0 | 0 | 0 | 0 | 0 | 0 | 0 | 0 | 0 | 0 | 0 | 0 | 0 | 0 | 0 | 0 | 0 | 0 | 0 | 0 | 0 | 0 | 0 | 0 | 0 | 0 | 0
Lighting - Comprehensive Measures | RES | Screw-in CFL 47 Watt 1,600 to 1,999 Lumens | Unit | 2 | 0 | 0.0106 | 67.734 | 0 | 4.28 | 9 | 0.8 | 0 | 0 | 0 | 0 |  |  | 0 | 0 | 0 | 0 | 0 | 0 | 0 | 0 | 0 | 0 | 0 | 0 | 0 | 0 | 0 | 0 | 0 | 0 | 0 | 0 | 0 | 0 | 0 | 0 |  |  | 0 | 0 | 0 | 0 | 0 | 0 | 0 | 0 | 0 | 0.4625 | 3.2675 | 0 | 0 | 0 | 0 | 0 | 0 | 0 | 0 | 0 | 0 | 0 | 0 | 0 | 0 | 0 | 0 | 0 | 0 | 0 | 0 | 0 | 0 | 0 | 0 | 0 | 0 | 0 | 0 | 0 | 0 | 0 | 0 | 0 | 0 | 0 | 0 | 0 | 0
Lighting - Comprehensive Measures | RES | Screw-in CFL 47 Watt 2,000 to 2,599 Lumens | Unit | 2 | 0 | 0.0146 | 93.294 | 0 | 4.28 | 9 | 0.8 | 0 | 0 | 0 | 0 |  |  | 0 | 0 | 0 | 0 | 0 | 0 | 0 | 0 | 0 | 0 | 0 | 0 | 0 | 0 | 0 | 0 | 0 | 0 | 0 | 0 | 0 | 0 | 0 | 0 |  |  | 0 | 0 | 0 | 0 | 0 | 0 | 0 | 0 | 0 | 0.4625 | 3.2675 | 0 | 0 | 0 | 0 | 0 | 0 | 0 | 0 | 0 | 0 | 0 | 0 | 0 | 0 | 0 | 0 | 0 | 0 | 0 | 0 | 0 | 0 | 0 | 0 | 0 | 0 | 0 | 0 | 0 | 0 | 0 | 0 | 0 | 0 | 0 | 0 | 0 | 0
Lighting - Comprehensive Measures | RES | Screw-in CFL 47 Watt 2,600 to 3,599 Lumens | Unit | 2.5 | 0 | 0.0206 | 131.634 | 0 | 4.28 | 9 | 0.8 | 0 | 0 | 0 | 0 |  |  | 0 | 0 | 0 | 0 | 0 | 0 | 0 | 0 | 0 | 0 | 0 | 0 | 0 | 0 | 0 | 0 | 0 | 0 | 0 | 0 | 0 | 0 | 0 | 0 |  |  | 0 | 0 | 0 | 0 | 0 | 0 | 0 | 0 | 0 | 0.4625 | 3.2675 | 0 | 0 | 0 | 0 | 0 | 0 | 0 | 0 | 0 | 0 | 0 | 0 | 0 | 0 | 0 | 0 | 0 | 0 | 0 | 0 | 0 | 0 | 0 | 0 | 0 | 0 | 0 | 0 | 0 | 0 | 0 | 0 | 0 | 0 | 0 | 0 | 0 | 0
Lighting - Comprehensive Measures | RES | Screw-in CFL 48 Watt 1,600 to 1,999 Lumens | Unit | 2 | 0 | 0.0104 | 66.456 | 0 | 4.28 | 9 | 0.8 | 0 | 0 | 0 | 0 |  |  | 0 | 0 | 0 | 0 | 0 | 0 | 0 | 0 | 0 | 0 | 0 | 0 | 0 | 0 | 0 | 0 | 0 | 0 | 0 | 0 | 0 | 0 | 0 | 0 |  |  | 0 | 0 | 0 | 0 | 0 | 0 | 0 | 0 | 0 | 0.4625 | 3.2675 | 0 | 0 | 0 | 0 | 0 | 0 | 0 | 0 | 0 | 0 | 0 | 0 | 0 | 0 | 0 | 0 | 0 | 0 | 0 | 0 | 0 | 0 | 0 | 0 | 0 | 0 | 0 | 0 | 0 | 0 | 0 | 0 | 0 | 0 | 0 | 0 | 0 | 0
Lighting - Comprehensive Measures | RES | Screw-in CFL 48 Watt 2,000 to 2,599 Lumens | Unit | 2 | 0 | 0.0144 | 92.016 | 0 | 4.28 | 9 | 0.8 | 0 | 0 | 0 | 0 |  |  | 0 | 0 | 0 | 0 | 0 | 0 | 0 | 0 | 0 | 0 | 0 | 0 | 0 | 0 | 0 | 0 | 0 | 0 | 0 | 0 | 0 | 0 | 0 | 0 |  |  | 0 | 0 | 0 | 0 | 0 | 0 | 0 | 0 | 0 | 0.4625 | 3.2675 | 0 | 0 | 0 | 0 | 0 | 0 | 0 | 0 | 0 | 0 | 0 | 0 | 0 | 0 | 0 | 0 | 0 | 0 | 0 | 0 | 0 | 0 | 0 | 0 | 0 | 0 | 0 | 0 | 0 | 0 | 0 | 0 | 0 | 0 | 0 | 0 | 0 | 0
Lighting - Comprehensive Measures | RES | Screw-in CFL 48 Watt 2,600 to 3,599 Lumens | Unit | 2.5 | 0 | 0.0204 | 130.356 | 0 | 4.28 | 9 | 0.8 | 0 | 0 | 0 | 0 |  |  | 0 | 0 | 0 | 0 | 0 | 0 | 0 | 0 | 0 | 0 | 0 | 0 | 0 | 0 | 0 | 0 | 0 | 0 | 0 | 0 | 0 | 0 | 0 | 0 |  |  | 0 | 0 | 0 | 0 | 0 | 0 | 0 | 0 | 0 | 0.4625 | 3.2675 | 0 | 0 | 0 | 0 | 0 | 0 | 0 | 0 | 0 | 0 | 0 | 0 | 0 | 0 | 0 | 0 | 0 | 0 | 0 | 0 | 0 | 0 | 0 | 0 | 0 | 0 | 0 | 0 | 0 | 0 | 0 | 0 | 0 | 0 | 0 | 0 | 0 | 0
Lighting - Comprehensive Measures | RES | Screw-in CFL 49 Watt 1,600 to 1,999 Lumens | Unit | 2 | 0 | 0.0102 | 65.178 | 0 | 4.28 | 9 | 0.8 | 0 | 0 | 0 | 0 |  |  | 0 | 0 | 0 | 0 | 0 | 0 | 0 | 0 | 0 | 0 | 0 | 0 | 0 | 0 | 0 | 0 | 0 | 0 | 0 | 0 | 0 | 0 | 0 | 0 |  |  | 0 | 0 | 0 | 0 | 0 | 0 | 0 | 0 | 0 | 0.4625 | 3.2675 | 0 | 0 | 0 | 0 | 0 | 0 | 0 | 0 | 0 | 0 | 0 | 0 | 0 | 0 | 0 | 0 | 0 | 0 | 0 | 0 | 0 | 0 | 0 | 0 | 0 | 0 | 0 | 0 | 0 | 0 | 0 | 0 | 0 | 0 | 0 | 0 | 0 | 0
Lighting - Comprehensive Measures | RES | Screw-in CFL 49 Watt 2,000 to 2,599 Lumens | Unit | 2 | 0 | 0.0142 | 90.738 | 0 | 4.28 | 9 | 0.8 | 0 | 0 | 0 | 0 |  |  | 0 | 0 | 0 | 0 | 0 | 0 | 0 | 0 | 0 | 0 | 0 | 0 | 0 | 0 | 0 | 0 | 0 | 0 | 0 | 0 | 0 | 0 | 0 | 0 |  |  | 0 | 0 | 0 | 0 | 0 | 0 | 0 | 0 | 0 | 0.4625 | 3.2675 | 0 | 0 | 0 | 0 | 0 | 0 | 0 | 0 | 0 | 0 | 0 | 0 | 0 | 0 | 0 | 0 | 0 | 0 | 0 | 0 | 0 | 0 | 0 | 0 | 0 | 0 | 0 | 0 | 0 | 0 | 0 | 0 | 0 | 0 | 0 | 0 | 0 | 0
Lighting - Comprehensive Measures | RES | Screw-in CFL 49 Watt 2,600 to 3,599 Lumens | Unit | 2.5 | 0 | 0.0202 | 129.078 | 0 | 4.28 | 9 | 0.8 | 0 | 0 | 0 | 0 |  |  | 0 | 0 | 0 | 0 | 0 | 0 | 0 | 0 | 0 | 0 | 0 | 0 | 0 | 0 | 0 | 0 | 0 | 0 | 0 | 0 | 0 | 0 | 0 | 0 |  |  | 0 | 0 | 0 | 0 | 0 | 0 | 0 | 0 | 0 | 0.4625 | 3.2675 | 0 | 0 | 0 | 0 | 0 | 0 | 0 | 0 | 0 | 0 | 0 | 0 | 0 | 0 | 0 | 0 | 0 | 0 | 0 | 0 | 0 | 0 | 0 | 0 | 0 | 0 | 0 | 0 | 0 | 0 | 0 | 0 | 0 | 0 | 0 | 0 | 0 | 0
Lighting - Comprehensive Measures | RES | Screw-in CFL 50 Watt 2,000 to 2,599 Lumens | Unit | 2 | 0 | 0.014 | 89.46 | 0 | 4.28 | 9 | 0.8 | 0 | 0 | 0 | 0 |  |  | 0 | 0 | 0 | 0 | 0 | 0 | 0 | 0 | 0 | 0 | 0 | 0 | 0 | 0 | 0 | 0 | 0 | 0 | 0 | 0 | 0 | 0 | 0 | 0 |  |  | 0 | 0 | 0 | 0 | 0 | 0 | 0 | 0 | 0 | 0.4625 | 3.2675 | 0 | 0 | 0 | 0 | 0 | 0 | 0 | 0 | 0 | 0 | 0 | 0 | 0 | 0 | 0 | 0 | 0 | 0 | 0 | 0 | 0 | 0 | 0 | 0 | 0 | 0 | 0 | 0 | 0 | 0 | 0 | 0 | 0 | 0 | 0 | 0 | 0 | 0
Lighting - Comprehensive Measures | RES | Screw-in CFL 50 Watt 2,600 to 3,599 Lumens | Unit | 2.5 | 0 | 0.02 | 127.8 | 0 | 4.28 | 9 | 0.8 | 0 | 0 | 0 | 0 |  |  | 0 | 0 | 0 | 0 | 0 | 0 | 0 | 0 | 0 | 0 | 0 | 0 | 0 | 0 | 0 | 0 | 0 | 0 | 0 | 0 | 0 | 0 | 0 | 0 |  |  | 0 | 0 | 0 | 0 | 0 | 0 | 0 | 0 | 0 | 0.4625 | 3.2675 | 0 | 0 | 0 | 0 | 0 | 0 | 0 | 0 | 0 | 0 | 0 | 0 | 0 | 0 | 0 | 0 | 0 | 0 | 0 | 0 | 0 | 0 | 0 | 0 | 0 | 0 | 0 | 0 | 0 | 0 | 0 | 0 | 0 | 0 | 0 | 0 | 0 | 0
Lighting - Comprehensive Measures | RES | Screw-in CFL 50 Watt 3,600 to 4,599 Lumens | Unit | 2.5 | 0 | 0.03 | 191.7 | 0 | 4.28 | 9 | 0.8 | 0 | 0 | 0 | 0 |  |  | 0 | 0 | 0 | 0 | 0 | 0 | 0 | 0 | 0 | 0 | 0 | 0 | 0 | 0 | 0 | 0 | 0 | 0 | 0 | 0 | 0 | 0 | 0 | 0 |  |  | 0 | 0 | 0 | 0 | 0 | 0 | 0 | 0 | 0 | 0.4625 | 3.2675 | 0 | 0 | 0 | 0 | 0 | 0 | 0 | 0 | 0 | 0 | 0 | 0 | 0 | 0 | 0 | 0 | 0 | 0 | 0 | 0 | 0 | 0 | 0 | 0 | 0 | 0 | 0 | 0 | 0 | 0 | 0 | 0 | 0 | 0 | 0 | 0 | 0 | 0
Lighting - Comprehensive Measures | RES | Screw-in CFL 51 Watt 2,000 to 2,599 Lumens | Unit | 2 | 0 | 0.0138 | 88.182 | 0 | 4.28 | 9 | 0.8 | 0 | 0 | 0 | 0 |  |  | 0 | 0 | 0 | 0 | 0 | 0 | 0 | 0 | 0 | 0 | 0 | 0 | 0 | 0 | 0 | 0 | 0 | 0 | 0 | 0 | 0 | 0 | 0 | 0 |  |  | 0 | 0 | 0 | 0 | 0 | 0 | 0 | 0 | 0 | 0.4625 | 3.2675 | 0 | 0 | 0 | 0 | 0 | 0 | 0 | 0 | 0 | 0 | 0 | 0 | 0 | 0 | 0 | 0 | 0 | 0 | 0 | 0 | 0 | 0 | 0 | 0 | 0 | 0 | 0 | 0 | 0 | 0 | 0 | 0 | 0 | 0 | 0 | 0 | 0 | 0
Lighting - Comprehensive Measures | RES | Screw-in CFL 51 Watt 2,600 to 3,599 Lumens | Unit | 2.5 | 0 | 0.0198 | 126.522 | 0 | 4.28 | 9 | 0.8 | 0 | 0 | 0 | 0 |  |  | 0 | 0 | 0 | 0 | 0 | 0 | 0 | 0 | 0 | 0 | 0 | 0 | 0 | 0 | 0 | 0 | 0 | 0 | 0 | 0 | 0 | 0 | 0 | 0 |  |  | 0 | 0 | 0 | 0 | 0 | 0 | 0 | 0 | 0 | 0.4625 | 3.2675 | 0 | 0 | 0 | 0 | 0 | 0 | 0 | 0 | 0 | 0 | 0 | 0 | 0 | 0 | 0 | 0 | 0 | 0 | 0 | 0 | 0 | 0 | 0 | 0 | 0 | 0 | 0 | 0 | 0 | 0 | 0 | 0 | 0 | 0 | 0 | 0 | 0 | 0
Lighting - Comprehensive Measures | RES | Screw-in CFL 51 Watt 3,600 to 4,599 Lumens | Unit | 2.5 | 0 | 0.0298 | 190.422 | 0 | 4.28 | 9 | 0.8 | 0 | 0 | 0 | 0 |  |  | 0 | 0 | 0 | 0 | 0 | 0 | 0 | 0 | 0 | 0 | 0 | 0 | 0 | 0 | 0 | 0 | 0 | 0 | 0 | 0 | 0 | 0 | 0 | 0 |  |  | 0 | 0 | 0 | 0 | 0 | 0 | 0 | 0 | 0 | 0.4625 | 3.2675 | 0 | 0 | 0 | 0 | 0 | 0 | 0 | 0 | 0 | 0 | 0 | 0 | 0 | 0 | 0 | 0 | 0 | 0 | 0 | 0 | 0 | 0 | 0 | 0 | 0 | 0 | 0 | 0 | 0 | 0 | 0 | 0 | 0 | 0 | 0 | 0 | 0 | 0
Lighting - Comprehensive Measures | RES | Screw-in CFL 52 Watt 2,000 to 2,599 Lumens | Unit | 2 | 0 | 0.0136 | 86.904 | 0 | 4.28 | 9 | 0.8 | 0 | 0 | 0 | 0 |  |  | 0 | 0 | 0 | 0 | 0 | 0 | 0 | 0 | 0 | 0 | 0 | 0 | 0 | 0 | 0 | 0 | 0 | 0 | 0 | 0 | 0 | 0 | 0 | 0 |  |  | 0 | 0 | 0 | 0 | 0 | 0 | 0 | 0 | 0 | 0.4625 | 3.2675 | 0 | 0 | 0 | 0 | 0 | 0 | 0 | 0 | 0 | 0 | 0 | 0 | 0 | 0 | 0 | 0 | 0 | 0 | 0 | 0 | 0 | 0 | 0 | 0 | 0 | 0 | 0 | 0 | 0 | 0 | 0 | 0 | 0 | 0 | 0 | 0 | 0 | 0
Lighting - Comprehensive Measures | RES | Screw-in CFL 52 Watt 2,600 to 3,599 Lumens | Unit | 2.5 | 0 | 0.0196 | 125.244 | 0 | 4.28 | 9 | 0.8 | 0 | 0 | 0 | 0 |  |  | 0 | 0 | 0 | 0 | 0 | 0 | 0 | 0 | 0 | 0 | 0 | 0 | 0 | 0 | 0 | 0 | 0 | 0 | 0 | 0 | 0 | 0 | 0 | 0 |  |  | 0 | 0 | 0 | 0 | 0 | 0 | 0 | 0 | 0 | 0.4625 | 3.2675 | 0 | 0 | 0 | 0 | 0 | 0 | 0 | 0 | 0 | 0 | 0 | 0 | 0 | 0 | 0 | 0 | 0 | 0 | 0 | 0 | 0 | 0 | 0 | 0 | 0 | 0 | 0 | 0 | 0 | 0 | 0 | 0 | 0 | 0 | 0 | 0 | 0 | 0
Lighting - Comprehensive Measures | RES | Screw-in CFL 52 Watt 3,600 to 4,599 Lumens | Unit | 2.5 | 0 | 0.0296 | 189.144 | 0 | 4.28 | 9 | 0.8 | 0 | 0 | 0 | 0 |  |  | 0 | 0 | 0 | 0 | 0 | 0 | 0 | 0 | 0 | 0 | 0 | 0 | 0 | 0 | 0 | 0 | 0 | 0 | 0 | 0 | 0 | 0 | 0 | 0 |  |  | 0 | 0 | 0 | 0 | 0 | 0 | 0 | 0 | 0 | 0.4625 | 3.2675 | 0 | 0 | 0 | 0 | 0 | 0 | 0 | 0 | 0 | 0 | 0 | 0 | 0 | 0 | 0 | 0 | 0 | 0 | 0 | 0 | 0 | 0 | 0 | 0 | 0 | 0 | 0 | 0 | 0 | 0 | 0 | 0 | 0 | 0 | 0 | 0 | 0 | 0
Lighting - Comprehensive Measures | RES | Screw-in CFL 53 Watt 2,000 to 2,599 Lumens | Unit | 2 | 0 | 0.0134 | 85.626 | 0 | 4.28 | 9 | 0.8 | 0 | 0 | 0 | 0 |  |  | 0 | 0 | 0 | 0 | 0 | 0 | 0 | 0 | 0 | 0 | 0 | 0 | 0 | 0 | 0 | 0 | 0 | 0 | 0 | 0 | 0 | 0 | 0 | 0 |  |  | 0 | 0 | 0 | 0 | 0 | 0 | 0 | 0 | 0 | 0.4625 | 3.2675 | 0 | 0 | 0 | 0 | 0 | 0 | 0 | 0 | 0 | 0 | 0 | 0 | 0 | 0 | 0 | 0 | 0 | 0 | 0 | 0 | 0 | 0 | 0 | 0 | 0 | 0 | 0 | 0 | 0 | 0 | 0 | 0 | 0 | 0 | 0 | 0 | 0 | 0
Lighting - Comprehensive Measures | RES | Screw-in CFL 53 Watt 2,600 to 3,599 Lumens | Unit | 2.5 | 0 | 0.0194 | 123.966 | 0 | 4.28 | 9 | 0.8 | 0 | 0 | 0 | 0 |  |  | 0 | 0 | 0 | 0 | 0 | 0 | 0 | 0 | 0 | 0 | 0 | 0 | 0 | 0 | 0 | 0 | 0 | 0 | 0 | 0 | 0 | 0 | 0 | 0 |  |  | 0 | 0 | 0 | 0 | 0 | 0 | 0 | 0 | 0 | 0.4625 | 3.2675 | 0 | 0 | 0 | 0 | 0 | 0 | 0 | 0 | 0 | 0 | 0 | 0 | 0 | 0 | 0 | 0 | 0 | 0 | 0 | 0 | 0 | 0 | 0 | 0 | 0 | 0 | 0 | 0 | 0 | 0 | 0 | 0 | 0 | 0 | 0 | 0 | 0 | 0
Lighting - Comprehensive Measures | RES | Screw-in CFL 53 Watt 3,600 to 4,599 Lumens | Unit | 2.5 | 0 | 0.0294 | 187.866 | 0 | 4.28 | 9 | 0.8 | 0 | 0 | 0 | 0 |  |  | 0 | 0 | 0 | 0 | 0 | 0 | 0 | 0 | 0 | 0 | 0 | 0 | 0 | 0 | 0 | 0 | 0 | 0 | 0 | 0 | 0 | 0 | 0 | 0 |  |  | 0 | 0 | 0 | 0 | 0 | 0 | 0 | 0 | 0 | 0.4625 | 3.2675 | 0 | 0 | 0 | 0 | 0 | 0 | 0 | 0 | 0 | 0 | 0 | 0 | 0 | 0 | 0 | 0 | 0 | 0 | 0 | 0 | 0 | 0 | 0 | 0 | 0 | 0 | 0 | 0 | 0 | 0 | 0 | 0 | 0 | 0 | 0 | 0 | 0 | 0
Lighting - Comprehensive Measures | RES | Screw-in CFL 54 Watt 2,000 to 2,599 Lumens | Unit | 2 | 0 | 0.0132 | 84.348 | 0 | 4.28 | 9 | 0.8 | 0 | 0 | 0 | 0 |  |  | 0 | 0 | 0 | 0 | 0 | 0 | 0 | 0 | 0 | 0 | 0 | 0 | 0 | 0 | 0 | 0 | 0 | 0 | 0 | 0 | 0 | 0 | 0 | 0 |  |  | 0 | 0 | 0 | 0 | 0 | 0 | 0 | 0 | 0 | 0.4625 | 3.2675 | 0 | 0 | 0 | 0 | 0 | 0 | 0 | 0 | 0 | 0 | 0 | 0 | 0 | 0 | 0 | 0 | 0 | 0 | 0 | 0 | 0 | 0 | 0 | 0 | 0 | 0 | 0 | 0 | 0 | 0 | 0 | 0 | 0 | 0 | 0 | 0 | 0 | 0
Lighting - Comprehensive Measures | RES | Screw-in CFL 54 Watt 2,600 to 3,599 Lumens | Unit | 2.5 | 0 | 0.0192 | 122.688 | 0 | 4.28 | 9 | 0.8 | 0 | 0 | 0 | 0 |  |  | 0 | 0 | 0 | 0 | 0 | 0 | 0 | 0 | 0 | 0 | 0 | 0 | 0 | 0 | 0 | 0 | 0 | 0 | 0 | 0 | 0 | 0 | 0 | 0 |  |  | 0 | 0 | 0 | 0 | 0 | 0 | 0 | 0 | 0 | 0.4625 | 3.2675 | 0 | 0 | 0 | 0 | 0 | 0 | 0 | 0 | 0 | 0 | 0 | 0 | 0 | 0 | 0 | 0 | 0 | 0 | 0 | 0 | 0 | 0 | 0 | 0 | 0 | 0 | 0 | 0 | 0 | 0 | 0 | 0 | 0 | 0 | 0 | 0 | 0 | 0
Lighting - Comprehensive Measures | RES | Screw-in CFL 54 Watt 3,600 to 4,599 Lumens | Unit | 2.5 | 0 | 0.0292 | 186.588 | 0 | 4.28 | 9 | 0.8 | 0 | 0 | 0 | 0 |  |  | 0 | 0 | 0 | 0 | 0 | 0 | 0 | 0 | 0 | 0 | 0 | 0 | 0 | 0 | 0 | 0 | 0 | 0 | 0 | 0 | 0 | 0 | 0 | 0 |  |  | 0 | 0 | 0 | 0 | 0 | 0 | 0 | 0 | 0 | 0.4625 | 3.2675 | 0 | 0 | 0 | 0 | 0 | 0 | 0 | 0 | 0 | 0 | 0 | 0 | 0 | 0 | 0 | 0 | 0 | 0 | 0 | 0 | 0 | 0 | 0 | 0 | 0 | 0 | 0 | 0 | 0 | 0 | 0 | 0 | 0 | 0 | 0 | 0 | 0 | 0
Lighting - Comprehensive Measures | RES | Screw-in CFL 55 Watt 2,000 to 2,599 Lumens | Unit | 2 | 0 | 0.013 | 83.07 | 0 | 4.28 | 9 | 0.8 | 0 | 0 | 0 | 0 |  |  | 0 | 0 | 0 | 0 | 0 | 0 | 0 | 0 | 0 | 0 | 0 | 0 | 0 | 0 | 0 | 0 | 0 | 0 | 0 | 0 | 0 | 0 | 0 | 0 |  |  | 0 | 0 | 0 | 0 | 0 | 0 | 0 | 0 | 0 | 0.4625 | 3.2675 | 0 | 0 | 0 | 0 | 0 | 0 | 0 | 0 | 0 | 0 | 0 | 0 | 0 | 0 | 0 | 0 | 0 | 0 | 0 | 0 | 0 | 0 | 0 | 0 | 0 | 0 | 0 | 0 | 0 | 0 | 0 | 0 | 0 | 0 | 0 | 0 | 0 | 0
Lighting - Comprehensive Measures | RES | Screw-in CFL 55 Watt 2,600 to 3,599 Lumens | Unit | 2.5 | 0 | 0.019 | 121.41 | 0 | 4.28 | 9 | 0.8 | 0 | 0 | 0 | 0 |  |  | 0 | 0 | 0 | 0 | 0 | 0 | 0 | 0 | 0 | 0 | 0 | 0 | 0 | 0 | 0 | 0 | 0 | 0 | 0 | 0 | 0 | 0 | 0 | 0 |  |  | 0 | 0 | 0 | 0 | 0 | 0 | 0 | 0 | 0 | 0.4625 | 3.2675 | 0 | 0 | 0 | 0 | 0 | 0 | 0 | 0 | 0 | 0 | 0 | 0 | 0 | 0 | 0 | 0 | 0 | 0 | 0 | 0 | 0 | 0 | 0 | 0 | 0 | 0 | 0 | 0 | 0 | 0 | 0 | 0 | 0 | 0 | 0 | 0 | 0 | 0
Lighting - Comprehensive Measures | RES | Screw-in CFL 55 Watt 3,600 to 4,599 Lumens | Unit | 2.5 | 0 | 0.029 | 185.31 | 0 | 4.28 | 9 | 0.8 | 0 | 0 | 0 | 0 |  |  | 0 | 0 | 0 | 0 | 0 | 0 | 0 | 0 | 0 | 0 | 0 | 0 | 0 | 0 | 0 | 0 | 0 | 0 | 0 | 0 | 0 | 0 | 0 | 0 |  |  | 0 | 0 | 0 | 0 | 0 | 0 | 0 | 0 | 0 | 0.4625 | 3.2675 | 0 | 0 | 0 | 0 | 0 | 0 | 0 | 0 | 0 | 0 | 0 | 0 | 0 | 0 | 0 | 0 | 0 | 0 | 0 | 0 | 0 | 0 | 0 | 0 | 0 | 0 | 0 | 0 | 0 | 0 | 0 | 0 | 0 | 0 | 0 | 0 | 0 | 0
Lighting - Interior | RES | Interior Fixture 7 Watt 450 to 799 Lumens | Unit | 5 | 0 | 0.0036 | 23.004 | 0 | 10 | 20 | 0.8 | 5192 | 0 | 0 | 0 |  |  | 0 | 0 | 0 | 0 | 0 | 0 | 0 | 0 | 0 | 0 | 0 | 0 | 0 | 0 | 0 | 0 | 0 | 0 | 0 | 0 | 0 | 0 | 0 | 0 |  |  | 0 | 0 | 0 | 0 | 0 | 0 | 0 | 0 | 0 | 0.83625 | 5.6989 | 0 | 0 | 0 | 0 | 0 | 0 | 0 | 0 | 0 | 0 | 0 | 0 | 0 | 0 | 0 | 0 | 0 | 0 | 0 | 0 | 0 | 0 | 0 | 0 | 0 | 0 | 0 | 0 | 0 | 0 | 0 | 0 | 0 | 0 | 0 | 0 | 0 | 0
Lighting - Interior | RES | Interior Fixture 8 Watt 450 to 799 Lumens | Unit | 5 | 0 | 0.0034 | 21.726 | 0 | 32 | 20 | 0.8 | 0 | 0 | 0 | 0 |  |  | 0 | 0 | 0 | 0 | 0 | 0 | 0 | 0 | 0 | 0 | 0 | 0 | 0 | 0 | 0 | 0 | 0 | 0 | 0 | 0 | 0 | 0 | 0 | 0 |  |  | 0 | 0 | 0 | 0 | 0 | 0 | 0 | 0 | 0 | 0.83625 | 5.6989 | 0 | 0 | 0 | 0 | 0 | 0 | 0 | 0 | 0 | 0 | 0 | 0 | 0 | 0 | 0 | 0 | 0 | 0 | 0 | 0 | 0 | 0 | 0 | 0 | 0 | 0 | 0 | 0 | 0 | 0 | 0 | 0 | 0 | 0 | 0 | 0 | 0 | 0
Lighting - Interior | RES | Interior Fixture 11 Watt 450 to 799 Lumens | Unit | 5 | 0 | 0.0058 | 37.062 | 0 | 32 | 20 | 0.8 | 5200 | 0 | 0 | 0 |  |  | 0 | 0 | 0 | 0 | 0 | 0 | 0 | 0 | 0 | 0 | 0 | 0 | 0 | 0 | 0 | 0 | 0 | 0 | 0 | 0 | 0 | 0 | 0 | 0 |  |  | 0 | 0 | 0 | 0 | 0 | 0 | 0 | 0 | 0 | 0.83625 | 5.6989 | 0 | 0 | 0 | 0 | 0 | 0 | 0 | 0 | 0 | 0 | 0 | 0 | 0 | 0 | 0 | 0 | 0 | 0 | 0 | 0 | 0 | 0 | 0 | 0 | 0 | 0 | 0 | 0 | 0 | 0 | 0 | 0 | 0 | 0 | 0 | 0 | 0 | 0
Lighting - Interior | RES | Interior Fixture 13 Watt 450 to 799 Lumens | Unit | 5 | 0 | 0.0074 | 47.286 | 0 | 32 | 20 | 0.8 | 5010 | 0 | 0 | 0 |  |  | 0 | 0 | 0 | 0 | 0 | 0 | 0 | 0 | 0 | 0 | 0 | 0 | 0 | 0 | 0 | 0 | 0 | 0 | 0 | 0 | 0 | 0 | 0 | 0 |  |  | 0 | 0 | 0 | 0 | 0 | 0 | 0 | 0 | 0 | 0.83625 | 5.6989 | 0 | 0 | 0 | 0 | 0 | 0 | 0 | 0 | 0 | 0 | 0 | 0 | 0 | 0 | 0 | 0 | 0 | 0 | 0 | 0 | 0 | 0 | 0 | 0 | 0 | 0 | 0 | 0 | 0 | 0 | 0 | 0 | 0 | 0 | 0 | 0 | 0 | 0
Lighting - Interior | RES | Interior Fixture 13 Watt 800 to 1,099 Lumens | Unit | 5 | 0 | 0.0074 | 47.286 | 0 | 32 | 20 | 0.8 | 0 | 1089 | 1089 | 0 |  |  | 0 | 0 | 0 | 1089 | 0 | 0 | 0 | 0 | 0 | 0 | 0 | 0 | 0 | 0 | 0 | 0 | 0 | 0 | 0 | 0 | 0 | 0 | 0 | 0 |  |  | 5445 | 0 | 34848 | 27878.4 | 6.4469 | 41195.5632 | 0 | 823911.264 | 0 | 0.83625 | 5.6989 | 0 | 0 | 0 | 0 | 0 | 0 | 0 | 0 | 0 | 0 | 0 | 0 | 0 | 0 | 0 | 0 | 0 | 0 | 0 | 0 | 0 | 0 | 0 | 0 | 0 | 0 | 0 | 0 | 0 | 0 | 0 | 0 | 0 | 0 | 34449.745 | 0 | 0 | 34449.745
Lighting - Interior | RES | Interior Fixture 15 Watt 800 to 1,099 Lumens | Unit | 5 | 0 | 0.009 | 57.51 | 0 | 32 | 20 | 0.8 | 5000 | 0 | 0 | 0 |  |  | 0 | 0 | 0 | 0 | 0 | 0 | 0 | 0 | 0 | 0 | 0 | 0 | 0 | 0 | 0 | 0 | 0 | 0 | 0 | 0 | 0 | 0 | 0 | 0 |  |  | 0 | 0 | 0 | 0 | 0 | 0 | 0 | 0 | 0 | 0.83625 | 5.6989 | 0 | 0 | 0 | 0 | 0 | 0 | 0 | 0 | 0 | 0 | 0 | 0 | 0 | 0 | 0 | 0 | 0 | 0 | 0 | 0 | 0 | 0 | 0 | 0 | 0 | 0 | 0 | 0 | 0 | 0 | 0 | 0 | 0 | 0 | 0 | 0 | 0 | 0
Lighting - Interior | RES | Interior Fixture 16 Watt 800 to 1,099 Lumens | Unit | 5 | 0 | 0.0088 | 56.232 | 0 | 32 | 20 | 0.8 | 5300 | 0 | 0 | 0 |  |  | 0 | 0 | 0 | 0 | 0 | 0 | 0 | 0 | 0 | 0 | 0 | 0 | 0 | 0 | 0 | 0 | 0 | 0 | 0 | 0 | 0 | 0 | 0 | 0 |  |  | 0 | 0 | 0 | 0 | 0 | 0 | 0 | 0 | 0 | 0.83625 | 5.6989 | 0 | 0 | 0 | 0 | 0 | 0 | 0 | 0 | 0 | 0 | 0 | 0 | 0 | 0 | 0 | 0 | 0 | 0 | 0 | 0 | 0 | 0 | 0 | 0 | 0 | 0 | 0 | 0 | 0 | 0 | 0 | 0 | 0 | 0 | 0 | 0 | 0 | 0
Lighting - Interior | RES | Interior Fixture 17 Watt 800 to 1,099 Lumens | Unit | 5 | 0 | 0.0086 | 54.954 | 0 | 32 | 20 | 0.8 | 0 | 0 | 0 | 0 |  |  | 0 | 0 | 0 | 0 | 0 | 0 | 0 | 0 | 0 | 0 | 0 | 0 | 0 | 0 | 0 | 0 | 0 | 0 | 0 | 0 | 0 | 0 | 0 | 0 |  |  | 0 | 0 | 0 | 0 | 0 | 0 | 0 | 0 | 0 | 0.83625 | 5.6989 | 0 | 0 | 0 | 0 | 0 | 0 | 0 | 0 | 0 | 0 | 0 | 0 | 0 | 0 | 0 | 0 | 0 | 0 | 0 | 0 | 0 | 0 | 0 | 0 | 0 | 0 | 0 | 0 | 0 | 0 | 0 | 0 | 0 | 0 | 0 | 0 | 0 | 0
Lighting - Interior | RES | Interior Fixture 18 Watt 800 to 1,099 Lumens | Unit | 5 | 0 | 0.0084 | 53.676 | 0 | 32 | 20 | 0.8 | 5300 | 0 | 0 | 0 |  |  | 0 | 0 | 0 | 0 | 0 | 0 | 0 | 0 | 0 | 0 | 0 | 0 | 0 | 0 | 0 | 0 | 0 | 0 | 0 | 0 | 0 | 0 | 0 | 0 |  |  | 0 | 0 | 0 | 0 | 0 | 0 | 0 | 0 | 0 | 0.83625 | 5.6989 | 0 | 0 | 0 | 0 | 0 | 0 | 0 | 0 | 0 | 0 | 0 | 0 | 0 | 0 | 0 | 0 | 0 | 0 | 0 | 0 | 0 | 0 | 0 | 0 | 0 | 0 | 0 | 0 | 0 | 0 | 0 | 0 | 0 | 0 | 0 | 0 | 0 | 0
Lighting - Interior | RES | Interior Fixture 18 Watt 1,100 to 1,399 Lumens | Unit | 10 | 0 | 0.0114 | 72.846 | 0 | 32 | 20 | 0.8 | 8000 | 5886 | 5886 | 0 |  |  | 0 | 0 | 0 | 0 | 0 | 0 | 0 | 0 | 0 | 0 | 0 | 0 | 0 | 0 | 0 | 0 | 3240 | 2196 | 0 | 0 | 0 | 450 | 0 | 0 |  |  | 58860 | 0 | 188352 | 150681.6 | 53.6803 | 343017.2448 | 0 | 6860344.896 | 0 | 0.83625 | 5.6989 | 0 | 0 | 0 | 0 | 0 | 0 | 0 | 0 | 0 | 0 | 0 | 0 | 0 | 0 | 0 | 0 | 0 | 0 | 0 | 0 | 0 | 0 | 0 | 0 | 0 | 0 | 0 | 0 | 0 | 0 | 0 | 0 | 0 | 0 | 286847.7988 | 0 | 0 | 286847.7988
Lighting - Interior | RES | Interior Fixture 18 Watt 1,600 to 1,999 Lumens | Unit | 10 | 0 | 0.0082 | 52.398 | 0 | 32 | 20 | 0.8 | 0 | 848 | 0 | 848 |  |  | 0 | 0 | 0 | 0 | 0 | 0 | 0 | 0 | 0 | 0 | 0 | 0 | 0 | 0 | 0 | 0 | 0 | 0 | 0 | 0 | 0 | 0 | 0 | 0 |  |  | 8480 | 0 | 27136 | 21708.8 | 5.5629 | 35546.8032 | 0 | 710936.064 | 0 | 0.83625 | 5.6989 | 0 | 0 | 0 | 0 | 0 | 0 | 0 | 0 | 0 | 0 | 0 | 0 | 0 | 0 | 0 | 0 | 0 | 0 | 0 | 0 | 0 | 0 | 0 | 0 | 0 | 0 | 0 | 0 | 0 | 0 | 0 | 0 | 0 | 0 | 29725.9756 | 0 | 0 | 29725.9756
Lighting - Interior | RES | Interior Fixture 19 Watt 800 to 1,099 Lumens | Unit | 10 | 0 | 0.0112 | 71.568 | 0 | 32 | 20 | 0.8 | 100 | 0 | 0 | 0 |  |  | 0 | 0 | 0 | 0 | 0 | 0 | 0 | 0 | 0 | 0 | 0 | 0 | 0 | 0 | 0 | 0 | 0 | 0 | 0 | 0 | 0 | 0 | 0 | 0 |  |  | 0 | 0 | 0 | 0 | 0 | 0 | 0 | 0 | 0 | 0.83625 | 5.6989 | 0 | 0 | 0 | 0 | 0 | 0 | 0 | 0 | 0 | 0 | 0 | 0 | 0 | 0 | 0 | 0 | 0 | 0 | 0 | 0 | 0 | 0 | 0 | 0 | 0 | 0 | 0 | 0 | 0 | 0 | 0 | 0 | 0 | 0 | 0 | 0 | 0 | 0
Lighting - Interior | RES | Interior Fixture 20 Watt 800 to 1,099 Lumens | Unit | 5 | 0 | 0.008 | 51.12 | 0 | 32 | 20 | 0.8 | 668 | 0 | 0 | 0 |  |  | 0 | 0 | 0 | 0 | 0 | 0 | 0 | 0 | 0 | 0 | 0 | 0 | 0 | 0 | 0 | 0 | 0 | 0 | 0 | 0 | 0 | 0 | 0 | 0 |  |  | 0 | 0 | 0 | 0 | 0 | 0 | 0 | 0 | 0 | 0.83625 | 5.6989 | 0 | 0 | 0 | 0 | 0 | 0 | 0 | 0 | 0 | 0 | 0 | 0 | 0 | 0 | 0 | 0 | 0 | 0 | 0 | 0 | 0 | 0 | 0 | 0 | 0 | 0 | 0 | 0 | 0 | 0 | 0 | 0 | 0 | 0 | 0 | 0 | 0 | 0
Lighting - Interior | RES | Interior Fixture 20 Watt 1,100 to 1,399 Lumens | Unit | 10 | 0 | 0.011 | 70.29 | 0 | 32 | 20 | 0.8 | 2672 | 232 | 232 | 0 |  |  | 0 | 0 | 0 | 232 | 0 | 0 | 0 | 0 | 0 | 0 | 0 | 0 | 0 | 0 | 0 | 0 | 0 | 0 | 0 | 0 | 0 | 0 | 0 | 0 |  |  | 2320 | 0 | 7424 | 5939.2 | 2.0416 | 13045.824 | 0 | 260916.48 | 0 | 0.83625 | 5.6989 | 0 | 0 | 0 | 0 | 0 | 0 | 0 | 0 | 0 | 0 | 0 | 0 | 0 | 0 | 0 | 0 | 0 | 0 | 0 | 0 | 0 | 0 | 0 | 0 | 0 | 0 | 0 | 0 | 0 | 0 | 0 | 0 | 0 | 0 | 10909.5562 | 0 | 0 | 10909.5562
Lighting - Interior | RES | Interior Fixture 21 Watt 800 to 1,099 Lumens | Unit | 5 | 0 | 0.0078 | 49.842 | 0 | 32 | 20 | 0.8 | 0 | 0 | 0 | 0 |  |  | 0 | 0 | 0 | 0 | 0 | 0 | 0 | 0 | 0 | 0 | 0 | 0 | 0 | 0 | 0 | 0 | 0 | 0 | 0 | 0 | 0 | 0 | 0 | 0 |  |  | 0 | 0 | 0 | 0 | 0 | 0 | 0 | 0 | 0 | 0.83625 | 5.6989 | 0 | 0 | 0 | 0 | 0 | 0 | 0 | 0 | 0 | 0 | 0 | 0 | 0 | 0 | 0 | 0 | 0 | 0 | 0 | 0 | 0 | 0 | 0 | 0 | 0 | 0 | 0 | 0 | 0 | 0 | 0 | 0 | 0 | 0 | 0 | 0 | 0 | 0
Lighting - Interior | RES | Interior Fixture 21 Watt 1,100 to 1,399 Lumens | Unit | 10 | 0 | 0.0108 | 69.012 | 0 | 32 | 20 | 0.8 | 100 | 0 | 0 | 0 |  |  | 0 | 0 | 0 | 0 | 0 | 0 | 0 | 0 | 0 | 0 | 0 | 0 | 0 | 0 | 0 | 0 | 0 | 0 | 0 | 0 | 0 | 0 | 0 | 0 |  |  | 0 | 0 | 0 | 0 | 0 | 0 | 0 | 0 | 0 | 0.83625 | 5.6989 | 0 | 0 | 0 | 0 | 0 | 0 | 0 | 0 | 0 | 0 | 0 | 0 | 0 | 0 | 0 | 0 | 0 | 0 | 0 | 0 | 0 | 0 | 0 | 0 | 0 | 0 | 0 | 0 | 0 | 0 | 0 | 0 | 0 | 0 | 0 | 0 | 0 | 0
Lighting - Interior | RES | Interior Fixture 22 Watt 800 to 1,099 Lumens | Unit | 5 | 0 | 0.0076 | 48.564 | 0 | 32 | 20 | 0.8 | 664 | 0 | 0 | 0 |  |  | 0 | 0 | 0 | 0 | 0 | 0 | 0 | 0 | 0 | 0 | 0 | 0 | 0 | 0 | 0 | 0 | 0 | 0 | 0 | 0 | 0 | 0 | 0 | 0 |  |  | 0 | 0 | 0 | 0 | 0 | 0 | 0 | 0 | 0 | 0.83625 | 5.6989 | 0 | 0 | 0 | 0 | 0 | 0 | 0 | 0 | 0 | 0 | 0 | 0 | 0 | 0 | 0 | 0 | 0 | 0 | 0 | 0 | 0 | 0 | 0 | 0 | 0 | 0 | 0 | 0 | 0 | 0 | 0 | 0 | 0 | 0 | 0 | 0 | 0 | 0
Lighting - Interior | RES | Interior Fixture 22 Watt 1,100 to 1,399 Lumens | Unit | 10 | 0 | 0.0106 | 67.734 | 0 | 32 | 20 | 0.8 | 3262 | 2040 | 1860 | 180 |  |  | 0 | 0 | 0 | 1860 | 0 | 0 | 0 | 0 | 0 | 0 | 0 | 0 | 0 | 0 | 0 | 0 | 0 | 0 | 0 | 0 | 0 | 0 | 0 | 0 |  |  | 20400 | 0 | 65280 | 52224 | 17.2992 | 110541.888 | 0 | 2210837.76 | 0 | 0.83625 | 5.6989 | 0 | 0 | 0 | 0 | 0 | 0 | 0 | 0 | 0 | 0 | 0 | 0 | 0 | 0 | 0 | 0 | 0 | 0 | 0 | 0 | 0 | 0 | 0 | 0 | 0 | 0 | 0 | 0 | 0 | 0 | 0 | 0 | 0 | 0 | 92440.5339 | 0 | 0 | 92440.5339
Lighting - Interior | RES | Interior Fixture 23 Watt 1,100 to 1,399 Lumens | Unit | 10 | 0 | 0.0104 | 66.456 | 0 | 32 | 20 | 0.8 | 668 | 0 | 0 | 0 |  |  | 0 | 0 | 0 | 0 | 0 | 0 | 0 | 0 | 0 | 0 | 0 | 0 | 0 | 0 | 0 | 0 | 0 | 0 | 0 | 0 | 0 | 0 | 0 | 0 |  |  | 0 | 0 | 0 | 0 | 0 | 0 | 0 | 0 | 0 | 0.83625 | 5.6989 | 0 | 0 | 0 | 0 | 0 | 0 | 0 | 0 | 0 | 0 | 0 | 0 | 0 | 0 | 0 | 0 | 0 | 0 | 0 | 0 | 0 | 0 | 0 | 0 | 0 | 0 | 0 | 0 | 0 | 0 | 0 | 0 | 0 | 0 | 0 | 0 | 0 | 0
Lighting - Interior | RES | Interior Fixture 23 Watt 1400 to 1,599 Lumens | Unit | 10 | 0 | 0.0134 | 85.626 | 0 | 32 | 20 | 0.8 | 1336 | 0 | 0 | 0 |  |  | 0 | 0 | 0 | 0 | 0 | 0 | 0 | 0 | 0 | 0 | 0 | 0 | 0 | 0 | 0 | 0 | 0 | 0 | 0 | 0 | 0 | 0 | 0 | 0 |  |  | 0 | 0 | 0 | 0 | 0 | 0 | 0 | 0 | 0 | 0.83625 | 5.6989 | 0 | 0 | 0 | 0 | 0 | 0 | 0 | 0 | 0 | 0 | 0 | 0 | 0 | 0 | 0 | 0 | 0 | 0 | 0 | 0 | 0 | 0 | 0 | 0 | 0 | 0 | 0 | 0 | 0 | 0 | 0 | 0 | 0 | 0 | 0 | 0 | 0 | 0
Lighting - Interior | RES | Interior Fixture 24 Watt 1,100 to 1,399 Lumens | Unit | 10 | 0 | 0.0102 | 65.178 | 0 | 32 | 20 | 0.8 | 0 | 0 | 0 | 0 |  |  | 0 | 0 | 0 | 0 | 0 | 0 | 0 | 0 | 0 | 0 | 0 | 0 | 0 | 0 | 0 | 0 | 0 | 0 | 0 | 0 | 0 | 0 | 0 | 0 |  |  | 0 | 0 | 0 | 0 | 0 | 0 | 0 | 0 | 0 | 0.83625 | 5.6989 | 0 | 0 | 0 | 0 | 0 | 0 | 0 | 0 | 0 | 0 | 0 | 0 | 0 | 0 | 0 | 0 | 0 | 0 | 0 | 0 | 0 | 0 | 0 | 0 | 0 | 0 | 0 | 0 | 0 | 0 | 0 | 0 | 0 | 0 | 0 | 0 | 0 | 0
Lighting - Interior | RES | Interior Fixture 24 Watt 1400 to 1,599 Lumens | Unit | 10 | 0 | 0.0132 | 84.348 | 0 | 32 | 20 | 0.8 | 0 | 0 | 0 | 0 |  |  | 0 | 0 | 0 | 0 | 0 | 0 | 0 | 0 | 0 | 0 | 0 | 0 | 0 | 0 | 0 | 0 | 0 | 0 | 0 | 0 | 0 | 0 | 0 | 0 |  |  | 0 | 0 | 0 | 0 | 0 | 0 | 0 | 0 | 0 | 0.83625 | 5.6989 | 0 | 0 | 0 | 0 | 0 | 0 | 0 | 0 | 0 | 0 | 0 | 0 | 0 | 0 | 0 | 0 | 0 | 0 | 0 | 0 | 0 | 0 | 0 | 0 | 0 | 0 | 0 | 0 | 0 | 0 | 0 | 0 | 0 | 0 | 0 | 0 | 0 | 0
Lighting - Interior | RES | Interior Fixture 25 Watt 1400 to 1,599 Lumens | Unit | 10 | 0 | 0.013 | 83.07 | 0 | 32 | 20 | 0.8 | 401 | 0 | 0 | 0 |  |  | 0 | 0 | 0 | 0 | 0 | 0 | 0 | 0 | 0 | 0 | 0 | 0 | 0 | 0 | 0 | 0 | 0 | 0 | 0 | 0 | 0 | 0 | 0 | 0 |  |  | 0 | 0 | 0 | 0 | 0 | 0 | 0 | 0 | 0 | 0.83625 | 5.6989 | 0 | 0 | 0 | 0 | 0 | 0 | 0 | 0 | 0 | 0 | 0 | 0 | 0 | 0 | 0 | 0 | 0 | 0 | 0 | 0 | 0 | 0 | 0 | 0 | 0 | 0 | 0 | 0 | 0 | 0 | 0 | 0 | 0 | 0 | 0 | 0 | 0 | 0
Lighting - Interior | RES | Interior Fixture 25 Watt 1,600 to 1,999 Lumens | Unit | 10 | 0 | 0.015 | 95.85 | 0 | 32 | 20 | 0.8 | 401 | 0 | 0 | 0 |  |  | 0 | 0 | 0 | 0 | 0 | 0 | 0 | 0 | 0 | 0 | 0 | 0 | 0 | 0 | 0 | 0 | 0 | 0 | 0 | 0 | 0 | 0 | 0 | 0 |  |  | 0 | 0 | 0 | 0 | 0 | 0 | 0 | 0 | 0 | 0.83625 | 5.6989 | 0 | 0 | 0 | 0 | 0 | 0 | 0 | 0 | 0 | 0 | 0 | 0 | 0 | 0 | 0 | 0 | 0 | 0 | 0 | 0 | 0 | 0 | 0 | 0 | 0 | 0 | 0 | 0 | 0 | 0 | 0 | 0 | 0 | 0 | 0 | 0 | 0 | 0
Lighting - Interior | RES | Interior Fixture 26 Watt 1,100 to 1,399 Lumens | Unit | 10 | 0 | 0.0128 | 81.792 | 0 | 32 | 20 | 0.8 | 0 | 0 | 0 | 0 |  |  | 0 | 0 | 0 | 0 | 0 | 0 | 0 | 0 | 0 | 0 | 0 | 0 | 0 | 0 | 0 | 0 | 0 | 0 | 0 | 0 | 0 | 0 | 0 | 0 |  |  | 0 | 0 | 0 | 0 | 0 | 0 | 0 | 0 | 0 | 0.83625 | 5.6989 | 0 | 0 | 0 | 0 | 0 | 0 | 0 | 0 | 0 | 0 | 0 | 0 | 0 | 0 | 0 | 0 | 0 | 0 | 0 | 0 | 0 | 0 | 0 | 0 | 0 | 0 | 0 | 0 | 0 | 0 | 0 | 0 | 0 | 0 | 0 | 0 | 0 | 0
Lighting - Interior | RES | Interior Fixture 26 Watt 1400 to 1,599 Lumens | Unit | 10 | 0 | 0.0148 | 94.572 | 0 | 32 | 20 | 0.8 | 0 | 0 | 0 | 0 |  |  | 0 | 0 | 0 | 0 | 0 | 0 | 0 | 0 | 0 | 0 | 0 | 0 | 0 | 0 | 0 | 0 | 0 | 0 | 0 | 0 | 0 | 0 | 0 | 0 |  |  | 0 | 0 | 0 | 0 | 0 | 0 | 0 | 0 | 0 | 0.83625 | 5.6989 | 0 | 0 | 0 | 0 | 0 | 0 | 0 | 0 | 0 | 0 | 0 | 0 | 0 | 0 | 0 | 0 | 0 | 0 | 0 | 0 | 0 | 0 | 0 | 0 | 0 | 0 | 0 | 0 | 0 | 0 | 0 | 0 | 0 | 0 | 0 | 0 | 0 | 0
Lighting - Interior | RES | Interior Fixture 26 Watt 1,600 to 1,999 Lumens | Unit | 10 | 0 | 0.0148 | 94.572 | 0 | 32 | 20 | 0.8 | 0 | 833 | 833 | 0 |  |  | 0 | 0 | 0 | 833 | 0 | 0 | 0 | 0 | 0 | 0 | 0 | 0 | 0 | 0 | 0 | 0 | 0 | 0 | 0 | 0 | 0 | 0 | 0 | 0 |  |  | 8330 | 0 | 26656 | 21324.8 | 9.8627 | 63022.7808 | 0 | 1260455.616 | 0 | 0.83625 | 5.6989 | 0 | 0 | 0 | 0 | 0 | 0 | 0 | 0 | 0 | 0 | 0 | 0 | 0 | 0 | 0 | 0 | 0 | 0 | 0 | 0 | 0 | 0 | 0 | 0 | 0 | 0 | 0 | 0 | 0 | 0 | 0 | 0 | 0 | 0 | 52702.7321 | 0 | 0 | 52702.7321
Lighting - Interior | RES | Interior Fixture 27 Watt 1400 to 1,599 Lumens | Unit | 10 | 0 | 0.0126 | 80.514 | 0 | 32 | 20 | 0.8 | 0 | 0 | 0 | 0 |  |  | 0 | 0 | 0 | 0 | 0 | 0 | 0 | 0 | 0 | 0 | 0 | 0 | 0 | 0 | 0 | 0 | 0 | 0 | 0 | 0 | 0 | 0 | 0 | 0 |  |  | 0 | 0 | 0 | 0 | 0 | 0 | 0 | 0 | 0 | 0.83625 | 5.6989 | 0 | 0 | 0 | 0 | 0 | 0 | 0 | 0 | 0 | 0 | 0 | 0 | 0 | 0 | 0 | 0 | 0 | 0 | 0 | 0 | 0 | 0 | 0 | 0 | 0 | 0 | 0 | 0 | 0 | 0 | 0 | 0 | 0 | 0 | 0 | 0 | 0 | 0
Lighting - Interior | RES | Interior Fixture 27 Watt 1,600 to 1,999 Lumens | Unit | 10 | 0 | 0.0146 | 93.294 | 0 | 32 | 20 | 0.8 | 668 | 0 | 0 | 0 |  |  | 0 | 0 | 0 | 0 | 0 | 0 | 0 | 0 | 0 | 0 | 0 | 0 | 0 | 0 | 0 | 0 | 0 | 0 | 0 | 0 | 0 | 0 | 0 | 0 |  |  | 0 | 0 | 0 | 0 | 0 | 0 | 0 | 0 | 0 | 0.83625 | 5.6989 | 0 | 0 | 0 | 0 | 0 | 0 | 0 | 0 | 0 | 0 | 0 | 0 | 0 | 0 | 0 | 0 | 0 | 0 | 0 | 0 | 0 | 0 | 0 | 0 | 0 | 0 | 0 | 0 | 0 | 0 | 0 | 0 | 0 | 0 | 0 | 0 | 0 | 0
Lighting - Interior | RES | Interior Fixture 28 Watt 1,600 to 1,999 Lumens | Unit | 10 | 0 | 0.0144 | 92.016 | 0 | 32 | 20 | 0.8 | 0 | 0 | 0 | 0 |  |  | 0 | 0 | 0 | 0 | 0 | 0 | 0 | 0 | 0 | 0 | 0 | 0 | 0 | 0 | 0 | 0 | 0 | 0 | 0 | 0 | 0 | 0 | 0 | 0 |  |  | 0 | 0 | 0 | 0 | 0 | 0 | 0 | 0 | 0 | 0.83625 | 5.6989 | 0 | 0 | 0 | 0 | 0 | 0 | 0 | 0 | 0 | 0 | 0 | 0 | 0 | 0 | 0 | 0 | 0 | 0 | 0 | 0 | 0 | 0 | 0 | 0 | 0 | 0 | 0 | 0 | 0 | 0 | 0 | 0 | 0 | 0 | 0 | 0 | 0 | 0
Lighting - Interior | RES | Interior Fixture 29 Watt 1,600 to 1,999 Lumens | Unit | 10 | 0 | 0.0142 | 90.738 | 0 | 32 | 20 | 0.8 | 0 | 0 | 0 | 0 |  |  | 0 | 0 | 0 | 0 | 0 | 0 | 0 | 0 | 0 | 0 | 0 | 0 | 0 | 0 | 0 | 0 | 0 | 0 | 0 | 0 | 0 | 0 | 0 | 0 |  |  | 0 | 0 | 0 | 0 | 0 | 0 | 0 | 0 | 0 | 0.83625 | 5.6989 | 0 | 0 | 0 | 0 | 0 | 0 | 0 | 0 | 0 | 0 | 0 | 0 | 0 | 0 | 0 | 0 | 0 | 0 | 0 | 0 | 0 | 0 | 0 | 0 | 0 | 0 | 0 | 0 | 0 | 0 | 0 | 0 | 0 | 0 | 0 | 0 | 0 | 0
Lighting - Interior | RES | Interior Fixture 30 Watt 1,600 to 1,999 Lumens | Unit | 10 | 0 | 0.014 | 89.46 | 0 | 32 | 20 | 0.8 | 4008 | 225 | 159 | 66 |  |  | 0 | 0 | 0 | 123 | 0 | 36 | 0 | 0 | 0 | 0 | 0 | 0 | 0 | 0 | 0 | 0 | 0 | 0 | 0 | 0 | 0 | 0 | 0 | 0 |  |  | 2250 | 0 | 7200 | 5760 | 2.52 | 16102.8 | 0 | 322056 | 0 | 0.83625 | 5.6989 | 0 | 0 | 0 | 0 | 0 | 0 | 0 | 0 | 0 | 0 | 0 | 0 | 0 | 0 | 0 | 0 | 0 | 0 | 0 | 0 | 0 | 0 | 0 | 0 | 0 | 0 | 0 | 0 | 0 | 0 | 0 | 0 | 0 | 0 | 13465.949 | 0 | 0 | 13465.949
Lighting - Interior | RES | Interior Fixture 30 Watt 2,000 to 2,599 Lumens | Unit | 10 | 0 | 0.018 | 115.02 | 0 | 32 | 20 | 0.8 | 0 | 13604 | 13604 | 0 |  |  | 0 | 0 | 0 | 9556 | 4048 | 0 | 0 | 0 | 0 | 0 | 0 | 0 | 0 | 0 | 0 | 0 | 0 | 0 | 0 | 0 | 0 | 0 | 0 | 0 |  |  | 136040 | 0 | 435328 | 348262.4 | 195.8976 | 1251785.664 | 0 | 25035713.28 | 0 | 0.83625 | 5.6989 | 0 | 0 | 0 | 0 | 0 | 0 | 0 | 0 | 0 | 0 | 0 | 0 | 0 | 0 | 0 | 0 | 0 | 0 | 0 | 0 | 0 | 0 | 0 | 0 | 0 | 0 | 0 | 0 | 0 | 0 | 0 | 0 | 0 | 0 | 1046804.4035 | 0 | 0 | 1046804.4035
Lighting - Interior | RES | Interior Fixture 32 Watt 2,000 to 2,599 Lumens | Unit | 10 | 0 | 0.0136 | 86.904 | 0 | 32 | 20 | 0.8 | 0 | 117 | 5 | 112 |  |  | 0 | 0 | 0 | 5 | 0 | 0 | 0 | 0 | 0 | 0 | 0 | 0 | 0 | 0 | 0 | 0 | 0 | 0 | 0 | 0 | 0 | 0 | 0 | 0 |  |  | 1170 | 0 | 3744 | 2995.2 | 1.273 | 8134.2144 | 0 | 162684.288 | 0 | 0.83625 | 5.6989 | 0 | 0 | 0 | 0 | 0 | 0 | 0 | 0 | 0 | 0 | 0 | 0 | 0 | 0 | 0 | 0 | 0 | 0 | 0 | 0 | 0 | 0 | 0 | 0 | 0 | 0 | 0 | 0 | 0 | 0 | 0 | 0 | 0 | 0 | 6802.228 | 0 | 0 | 6802.228
Lighting - Interior | RES | Interior Fixture 36 Watt 1,600 to 1,999 Lumens | Unit | 10 | 0 | 0.0128 | 81.792 | 0 | 32 | 20 | 0.8 | 2100 | 0 | 0 | 0 |  |  | 0 | 0 | 0 | 0 | 0 | 0 | 0 | 0 | 0 | 0 | 0 | 0 | 0 | 0 | 0 | 0 | 0 | 0 | 0 | 0 | 0 | 0 | 0 | 0 |  |  | 0 | 0 | 0 | 0 | 0 | 0 | 0 | 0 | 0 | 0.83625 | 5.6989 | 0 | 0 | 0 | 0 | 0 | 0 | 0 | 0 | 0 | 0 | 0 | 0 | 0 | 0 | 0 | 0 | 0 | 0 | 0 | 0 | 0 | 0 | 0 | 0 | 0 | 0 | 0 | 0 | 0 | 0 | 0 | 0 | 0 | 0 | 0 | 0 | 0 | 0
Lighting - Interior | RES | Interior Fixture 38 Watt 2,000 to 2,599 Lumens | Unit | 10 | 0 | 0.0164 | 104.796 | 0 | 32 | 20 | 0.8 | 0 | 0 | 0 | 0 |  |  | 0 | 0 | 0 | 0 | 0 | 0 | 0 | 0 | 0 | 0 | 0 | 0 | 0 | 0 | 0 | 0 | 0 | 0 | 0 | 0 | 0 | 0 | 0 | 0 |  |  | 0 | 0 | 0 | 0 | 0 | 0 | 0 | 0 | 0 | 0.83625 | 5.6989 | 0 | 0 | 0 | 0 | 0 | 0 | 0 | 0 | 0 | 0 | 0 | 0 | 0 | 0 | 0 | 0 | 0 | 0 | 0 | 0 | 0 | 0 | 0 | 0 | 0 | 0 | 0 | 0 | 0 | 0 | 0 | 0 | 0 | 0 | 0 | 0 | 0 | 0
Lighting - Interior | RES | Interior Fixture 40 Watt 2,000 to 2,599 Lumens | Unit | 10 | 0 | 0.016 | 102.24 | 0 | 32 | 20 | 0.8 | 800 | 4779 | 4779 | 0 |  |  | 0 | 0 | 0 | 0 | 0 | 0 | 0 | 0 | 0 | 0 | 0 | 0 | 0 | 0 | 0 | 0 | 0 | 1593 | 0 | 0 | 0 | 3186 | 0 | 0 |  |  | 47790 | 0 | 152928 | 122342.4 | 61.1712 | 390883.968 | 0 | 7817679.36 | 0 | 0.83625 | 5.6989 | 0 | 0 | 0 | 0 | 0 | 0 | 0 | 0 | 0 | 0 | 0 | 0 | 0 | 0 | 0 | 0 | 0 | 0 | 0 | 0 | 0 | 0 | 0 | 0 | 0 | 0 | 0 | 0 | 0 | 0 | 0 | 0 | 0 | 0 | 326876.2942 | 0 | 0 | 326876.2942
Lighting - Interior | RES | Interior Fixture 42 Watt 2,000 to 2,599 Lumens | Unit | 10 | 0 | 0.0156 | 99.684 | 0 | 32 | 20 | 0.8 | 700 | 0 | 0 | 0 |  |  | 0 | 0 | 0 | 0 | 0 | 0 | 0 | 0 | 0 | 0 | 0 | 0 | 0 | 0 | 0 | 0 | 0 | 0 | 0 | 0 | 0 | 0 | 0 | 0 |  |  | 0 | 0 | 0 | 0 | 0 | 0 | 0 | 0 | 0 | 0.83625 | 5.6989 | 0 | 0 | 0 | 0 | 0 | 0 | 0 | 0 | 0 | 0 | 0 | 0 | 0 | 0 | 0 | 0 | 0 | 0 | 0 | 0 | 0 | 0 | 0 | 0 | 0 | 0 | 0 | 0 | 0 | 0 | 0 | 0 | 0 | 0 | 0 | 0 | 0 | 0
Lighting - Interior | RES | Interior Fixture 44 Watt 2,000 to 2,599 Lumens | Unit | 10 | 0 | 0.0112 | 71.568 | 0 | 32 | 20 | 0.8 | 0 | 0 | 0 | 0 |  |  | 0 | 0 | 0 | 0 | 0 | 0 | 0 | 0 | 0 | 0 | 0 | 0 | 0 | 0 | 0 | 0 | 0 | 0 | 0 | 0 | 0 | 0 | 0 | 0 |  |  | 0 | 0 | 0 | 0 | 0 | 0 | 0 | 0 | 0 | 0.83625 | 5.6989 | 0 | 0 | 0 | 0 | 0 | 0 | 0 | 0 | 0 | 0 | 0 | 0 | 0 | 0 | 0 | 0 | 0 | 0 | 0 | 0 | 0 | 0 | 0 | 0 | 0 | 0 | 0 | 0 | 0 | 0 | 0 | 0 | 0 | 0 | 0 | 0 | 0 | 0
Lighting - Interior | RES | Interior Fixture 45 Watt 2,000 to 2,599 Lumens | Unit | 10 | 0 | 0.015 | 95.85 | 0 | 32 | 20 | 0.8 | 0 | 0 | 0 | 0 |  |  | 0 | 0 | 0 | 0 | 0 | 0 | 0 | 0 | 0 | 0 | 0 | 0 | 0 | 0 | 0 | 0 | 0 | 0 | 0 | 0 | 0 | 0 | 0 | 0 |  |  | 0 | 0 | 0 | 0 | 0 | 0 | 0 | 0 | 0 | 0.83625 | 5.6989 | 0 | 0 | 0 | 0 | 0 | 0 | 0 | 0 | 0 | 0 | 0 | 0 | 0 | 0 | 0 | 0 | 0 | 0 | 0 | 0 | 0 | 0 | 0 | 0 | 0 | 0 | 0 | 0 | 0 | 0 | 0 | 0 | 0 | 0 | 0 | 0 | 0 | 0
Lighting - Interior | RES | Interior Fixture 48 Watt 3,600 to 4,599 Lumens | Unit | 10 | 0 | 0.0204 | 130.356 | 0 | 32 | 20 | 0.8 | 668 | 0 | 0 | 0 |  |  | 0 | 0 | 0 | 0 | 0 | 0 | 0 | 0 | 0 | 0 | 0 | 0 | 0 | 0 | 0 | 0 | 0 | 0 | 0 | 0 | 0 | 0 | 0 | 0 |  |  | 0 | 0 | 0 | 0 | 0 | 0 | 0 | 0 | 0 | 0.83625 | 5.6989 | 0 | 0 | 0 | 0 | 0 | 0 | 0 | 0 | 0 | 0 | 0 | 0 | 0 | 0 | 0 | 0 | 0 | 0 | 0 | 0 | 0 | 0 | 0 | 0 | 0 | 0 | 0 | 0 | 0 | 0 | 0 | 0 | 0 | 0 | 0 | 0 | 0 | 0
Lighting - Interior | RES | Interior Fixture 50 Watt 2,600 to 3,599 Lumens | Unit | 10 | 0 | 0.02 | 127.8 | 0 | 32 | 20 | 0.8 | 0 | 0 | 0 | 0 |  |  | 0 | 0 | 0 | 0 | 0 | 0 | 0 | 0 | 0 | 0 | 0 | 0 | 0 | 0 | 0 | 0 | 0 | 0 | 0 | 0 | 0 | 0 | 0 | 0 |  |  | 0 | 0 | 0 | 0 | 0 | 0 | 0 | 0 | 0 | 0.83625 | 5.6989 | 0 | 0 | 0 | 0 | 0 | 0 | 0 | 0 | 0 | 0 | 0 | 0 | 0 | 0 | 0 | 0 | 0 | 0 | 0 | 0 | 0 | 0 | 0 | 0 | 0 | 0 | 0 | 0 | 0 | 0 | 0 | 0 | 0 | 0 | 0 | 0 | 0 | 0
Lighting - Interior | RES | Interior Fixture 52 Watt 3,600 to 4,599 Lumens | Unit | 10 | 0 | 0.02 | 127.8 | 0 | 32 | 20 | 0.8 | 0 | 0 | 0 | 0 |  |  | 0 | 0 | 0 | 0 | 0 | 0 | 0 | 0 | 0 | 0 | 0 | 0 | 0 | 0 | 0 | 0 | 0 | 0 | 0 | 0 | 0 | 0 | 0 | 0 |  |  | 0 | 0 | 0 | 0 | 0 | 0 | 0 | 0 | 0 | 0.83625 | 5.6989 | 0 | 0 | 0 | 0 | 0 | 0 | 0 | 0 | 0 | 0 | 0 | 0 | 0 | 0 | 0 | 0 | 0 | 0 | 0 | 0 | 0 | 0 | 0 | 0 | 0 | 0 | 0 | 0 | 0 | 0 | 0 | 0 | 0 | 0 | 0 | 0 | 0 | 0
Lighting - Interior | RES | Interior Fixture 54 Watt 3,600 to 4,599 Lumens | Unit | 10 | 0 | 0.0292 | 186.588 | 0 | 32 | 20 | 0.8 | 300 | 326 | 236 | 90 |  |  | 0 | 0 | 0 | 236 | 0 | 0 | 0 | 0 | 0 | 0 | 0 | 0 | 0 | 0 | 0 | 0 | 0 | 0 | 0 | 0 | 0 | 0 | 0 | 0 |  |  | 3260 | 0 | 10432 | 8345.6 | 7.6154 | 48662.1504 | 0 | 973243.008 | 0 | 0.83625 | 5.6989 | 0 | 0 | 0 | 0 | 0 | 0 | 0 | 0 | 0 | 0 | 0 | 0 | 0 | 0 | 0 | 0 | 0 | 0 | 0 | 0 | 0 | 0 | 0 | 0 | 0 | 0 | 0 | 0 | 0 | 0 | 0 | 0 | 0 | 0 | 40693.6705 | 0 | 0 | 40693.6705
Lighting - Interior | RES | Interior Fixture 55 Watt 2,600 to 3,599 Lumens | Unit | 10 | 0 | 0.029 | 185.31 | 0 | 32 | 20 | 0.8 | 500 | 0 | 0 | 0 |  |  | 0 | 0 | 0 | 0 | 0 | 0 | 0 | 0 | 0 | 0 | 0 | 0 | 0 | 0 | 0 | 0 | 0 | 0 | 0 | 0 | 0 | 0 | 0 | 0 |  |  | 0 | 0 | 0 | 0 | 0 | 0 | 0 | 0 | 0 | 0.83625 | 5.6989 | 0 | 0 | 0 | 0 | 0 | 0 | 0 | 0 | 0 | 0 | 0 | 0 | 0 | 0 | 0 | 0 | 0 | 0 | 0 | 0 | 0 | 0 | 0 | 0 | 0 | 0 | 0 | 0 | 0 | 0 | 0 | 0 | 0 | 0 | 0 | 0 | 0 | 0
Lighting - Interior | RES | Interior Fixture 55 Watt 3,600 to 4,599 Lumens | Unit | 10 | 0 | 0.019 | 121.41 | 0 | 32 | 20 | 0.8 | 0 | 0 | 0 | 0 |  |  | 0 | 0 | 0 | 0 | 0 | 0 | 0 | 0 | 0 | 0 | 0 | 0 | 0 | 0 | 0 | 0 | 0 | 0 | 0 | 0 | 0 | 0 | 0 | 0 |  |  | 0 | 0 | 0 | 0 | 0 | 0 | 0 | 0 | 0 | 0.83625 | 5.6989 | 0 | 0 | 0 | 0 | 0 | 0 | 0 | 0 | 0 | 0 | 0 | 0 | 0 | 0 | 0 | 0 | 0 | 0 | 0 | 0 | 0 | 0 | 0 | 0 | 0 | 0 | 0 | 0 | 0 | 0 | 0 | 0 | 0 | 0 | 0 | 0 | 0 | 0
Lighting - Interior | RES | Interior Fixture 64 Watt 3,600 to 4,599 Lumens | Unit | 10 | 0 | 0.0272 | 174 | 0 | 32 | 20 | 0.8 | 1000 | 1117 | 277 | 840 |  |  | 0 | 0 | 0 | 265 | 0 | 12 | 0 | 0 | 0 | 0 | 0 | 0 | 0 | 0 | 0 | 0 | 0 | 0 | 0 | 0 | 0 | 0 | 0 | 0 |  |  | 11170 | 0 | 35744 | 28595.2 | 24.3059 | 155486.4 | 0 | 3109728 | 0 | 0.83625 | 5.6989 | 0 | 0 | 0 | 0 | 0 | 0 | 0 | 0 | 0 | 0 | 0 | 0 | 0 | 0 | 0 | 0 | 0 | 0 | 0 | 0 | 0 | 0 | 0 | 0 | 0 | 0 | 0 | 0 | 0 | 0 | 0 | 0 | 0 | 0 | 130025.3333 | 0 | 0 | 130025.3333
Lighting - Interior | RES | Interior Fixture 78 Watt ≥4,600 Lumens | Unit | 10 | 0 | 0.0272 | 173.808 | 0 | 32 | 20 | 0.8 | 0 | 0 | 0 | 0 |  |  | 0 | 0 | 0 | 0 | 0 | 0 | 0 | 0 | 0 | 0 | 0 | 0 | 0 | 0 | 0 | 0 | 0 | 0 | 0 | 0 | 0 | 0 | 0 | 0 |  |  | 0 | 0 | 0 | 0 | 0 | 0 | 0 | 0 | 0 | 0.83625 | 5.6989 | 0 | 0 | 0 | 0 | 0 | 0 | 0 | 0 | 0 | 0 | 0 | 0 | 0 | 0 | 0 | 0 | 0 | 0 | 0 | 0 | 0 | 0 | 0 | 0 | 0 | 0 | 0 | 0 | 0 | 0 | 0 | 0 | 0 | 0 | 0 | 0 | 0 | 0
Lighting - Comprehensive Measures | RES | Torchiere 55 Watt | Unit | 10 | 0 | 0.027 | 172.53 | 0 | 5 | 9 | 0.8 | 0 | 300 | 300 | 0 |  |  | 0 | 0 | 300 | 0 | 0 | 0 | 0 | 0 | 0 | 0 | 0 | 0 | 0 | 0 | 0 | 0 | 0 | 0 | 0 | 0 | 0 | 0 | 0 | 0 |  |  | 3000 | 0 | 1500 | 1200 | 6.48 | 41407.2 | 0 | 372664.8 | 0 | 0.4625 | 3.2675 | 0 | 0 | 0 | 0 | 0 | 0 | 0 | 0 | 0 | 0 | 0 | 0 | 0 | 0 | 0 | 0 | 0 | 0 | 0 | 0 | 0 | 0 | 0 | 0 | 0 | 0 | 0 | 0 | 0 | 0 | 0 | 0 | 0 | 0 | 19150.7323 | 0 | 0 | 19150.7323
Lighting - Comprehensive Measures | RES | Torchiere 63 Watt | Unit | 10 | 0 | 0.0254 | 162.306 | 0 | 18 | 9 | 0.8 | 0 | 0 | 0 | 0 |  |  | 0 | 0 | 0 | 0 | 0 | 0 | 0 | 0 | 0 | 0 | 0 | 0 | 0 | 0 | 0 | 0 | 0 | 0 | 0 | 0 | 0 | 0 | 0 | 0 |  |  | 0 | 0 | 0 | 0 | 0 | 0 | 0 | 0 | 0 | 0.4625 | 3.2675 | 0 | 0 | 0 | 0 | 0 | 0 | 0 | 0 | 0 | 0 | 0 | 0 | 0 | 0 | 0 | 0 | 0 | 0 | 0 | 0 | 0 | 0 | 0 | 0 | 0 | 0 | 0 | 0 | 0 | 0 | 0 | 0 | 0 | 0 | 0 | 0 | 0 | 0
Lighting - Comprehensive Measures | RES | Torchiere 65 Watt | Unit | 10 | 0 | 0.025 | 159.75 | 0 | 18 | 9 | 0.8 | 0 | 0 | 0 | 0 |  |  | 0 | 0 | 0 | 0 | 0 | 0 | 0 | 0 | 0 | 0 | 0 | 0 | 0 | 0 | 0 | 0 | 0 | 0 | 0 | 0 | 0 | 0 | 0 | 0 |  |  | 0 | 0 | 0 | 0 | 0 | 0 | 0 | 0 | 0 | 0.4625 | 3.2675 | 0 | 0 | 0 | 0 | 0 | 0 | 0 | 0 | 0 | 0 | 0 | 0 | 0 | 0 | 0 | 0 | 0 | 0 | 0 | 0 | 0 | 0 | 0 | 0 | 0 | 0 | 0 | 0 | 0 | 0 | 0 | 0 | 0 | 0 | 0 | 0 | 0 | 0
Lighting - Comprehensive Measures | RES | Torchiere 70 Watt | Unit | 10 | 0 | 0.024 | 153.36 | 0 | 18 | 9 | 0.8 | 1603 | 0 | 0 | 0 |  |  | 0 | 0 | 0 | 0 | 0 | 0 | 0 | 0 | 0 | 0 | 0 | 0 | 0 | 0 | 0 | 0 | 0 | 0 | 0 | 0 | 0 | 0 | 0 | 0 |  |  | 0 | 0 | 0 | 0 | 0 | 0 | 0 | 0 | 0 | 0.4625 | 3.2675 | 0 | 0 | 0 | 0 | 0 | 0 | 0 | 0 | 0 | 0 | 0 | 0 | 0 | 0 | 0 | 0 | 0 | 0 | 0 | 0 | 0 | 0 | 0 | 0 | 0 | 0 | 0 | 0 | 0 | 0 | 0 | 0 | 0 | 0 | 0 | 0 | 0 | 0
Lighting - Exterior | RES | Exterior Fixture 7 Watt 450 to 799 Lumens | Unit | 5 | 0 | 0 | 53.64 | 0 | 13 | 20 | 0.8 | 0 | 0 | 0 | 0 |  |  | 0 | 0 | 0 | 0 | 0 | 0 | 0 | 0 | 0 | 0 | 0 | 0 | 0 | 0 | 0 | 0 | 0 | 0 | 0 | 0 | 0 | 0 | 0 | 0 |  |  | 0 | 0 | 0 | 0 | 0 | 0 | 0 | 0 | 0 | 0.83625 | 5.6989 | 0 | 0 | 0 | 0 | 0 | 0 | 0 | 0 | 0 | 0 | 0 | 0 | 0 | 0 | 0 | 0 | 0 | 0 | 0 | 0 | 0 | 0 | 0 | 0 | 0 | 0 | 0 | 0 | 0 | 0 | 0 | 0 | 0 | 0 | 0 | 0 | 0 | 0
Lighting - Exterior | RES | Exterior Fixture 11 Watt 450 to 799 Lumens | Unit | 5 | 0 | 0 | 86.42 | 0 | 13 | 20 | 0.8 | 0 | 0 | 0 | 0 |  |  | 0 | 0 | 0 | 0 | 0 | 0 | 0 | 0 | 0 | 0 | 0 | 0 | 0 | 0 | 0 | 0 | 0 | 0 | 0 | 0 | 0 | 0 | 0 | 0 |  |  | 0 | 0 | 0 | 0 | 0 | 0 | 0 | 0 | 0 | 0.83625 | 5.6989 | 0 | 0 | 0 | 0 | 0 | 0 | 0 | 0 | 0 | 0 | 0 | 0 | 0 | 0 | 0 | 0 | 0 | 0 | 0 | 0 | 0 | 0 | 0 | 0 | 0 | 0 | 0 | 0 | 0 | 0 | 0 | 0 | 0 | 0 | 0 | 0 | 0 | 0
Lighting - Exterior | RES | Exterior Fixture 13 Watt 450 to 799 Lumens | Unit | 5 | 0 | 0 | 110.26 | 0 | 13 | 20 | 0.8 | 1469 | 0 | 0 | 0 |  |  | 0 | 0 | 0 | 0 | 0 | 0 | 0 | 0 | 0 | 0 | 0 | 0 | 0 | 0 | 0 | 0 | 0 | 0 | 0 | 0 | 0 | 0 | 0 | 0 |  |  | 0 | 0 | 0 | 0 | 0 | 0 | 0 | 0 | 0 | 0.83625 | 5.6989 | 0 | 0 | 0 | 0 | 0 | 0 | 0 | 0 | 0 | 0 | 0 | 0 | 0 | 0 | 0 | 0 | 0 | 0 | 0 | 0 | 0 | 0 | 0 | 0 | 0 | 0 | 0 | 0 | 0 | 0 | 0 | 0 | 0 | 0 | 0 | 0 | 0 | 0
Lighting - Exterior | RES | Exterior Fixture 13 Watt 800 to 1,099 Lumens | Unit | 5 | 0 | 0 | 140.06 | 0 | 13 | 20 | 0.8 | 0 | 0 | 0 | 0 |  |  | 0 | 0 | 0 | 0 | 0 | 0 | 0 | 0 | 0 | 0 | 0 | 0 | 0 | 0 | 0 | 0 | 0 | 0 | 0 | 0 | 0 | 0 | 0 | 0 |  |  | 0 | 0 | 0 | 0 | 0 | 0 | 0 | 0 | 0 | 0.83625 | 5.6989 | 0 | 0 | 0 | 0 | 0 | 0 | 0 | 0 | 0 | 0 | 0 | 0 | 0 | 0 | 0 | 0 | 0 | 0 | 0 | 0 | 0 | 0 | 0 | 0 | 0 | 0 | 0 | 0 | 0 | 0 | 0 | 0 | 0 | 0 | 0 | 0 | 0 | 0
Lighting - Exterior | RES | Exterior Fixture 16 Watt 800 to 1,099 Lumens | Unit | 5 | 0 | 0 | 131.12 | 0 | 13 | 20 | 0.8 | 0 | 0 | 0 | 0 |  |  | 0 | 0 | 0 | 0 | 0 | 0 | 0 | 0 | 0 | 0 | 0 | 0 | 0 | 0 | 0 | 0 | 0 | 0 | 0 | 0 | 0 | 0 | 0 | 0 |  |  | 0 | 0 | 0 | 0 | 0 | 0 | 0 | 0 | 0 | 0.83625 | 5.6989 | 0 | 0 | 0 | 0 | 0 | 0 | 0 | 0 | 0 | 0 | 0 | 0 | 0 | 0 | 0 | 0 | 0 | 0 | 0 | 0 | 0 | 0 | 0 | 0 | 0 | 0 | 0 | 0 | 0 | 0 | 0 | 0 | 0 | 0 | 0 | 0 | 0 | 0
Lighting - Exterior | RES | Exterior Fixture 18 Watt 800 to 1,099 Lumens | Unit | 5 | 0 | 0 | 125.16 | 0 | 13 | 20 | 0.8 | 1336 | 0 | 0 | 0 |  |  | 0 | 0 | 0 | 0 | 0 | 0 | 0 | 0 | 0 | 0 | 0 | 0 | 0 | 0 | 0 | 0 | 0 | 0 | 0 | 0 | 0 | 0 | 0 | 0 |  |  | 0 | 0 | 0 | 0 | 0 | 0 | 0 | 0 | 0 | 0.83625 | 5.6989 | 0 | 0 | 0 | 0 | 0 | 0 | 0 | 0 | 0 | 0 | 0 | 0 | 0 | 0 | 0 | 0 | 0 | 0 | 0 | 0 | 0 | 0 | 0 | 0 | 0 | 0 | 0 | 0 | 0 | 0 | 0 | 0 | 0 | 0 | 0 | 0 | 0 | 0
Lighting - Exterior | RES | Exterior Fixture 18 Watt 1,100 to 1,399 Lumens | Unit | 10 | 0 | 0 | 169.86 | 0 | 13 | 20 | 0.8 | 2672 | 0 | 0 | 0 |  |  | 0 | 0 | 0 | 0 | 0 | 0 | 0 | 0 | 0 | 0 | 0 | 0 | 0 | 0 | 0 | 0 | 0 | 0 | 0 | 0 | 0 | 0 | 0 | 0 |  |  | 0 | 0 | 0 | 0 | 0 | 0 | 0 | 0 | 0 | 0.83625 | 5.6989 | 0 | 0 | 0 | 0 | 0 | 0 | 0 | 0 | 0 | 0 | 0 | 0 | 0 | 0 | 0 | 0 | 0 | 0 | 0 | 0 | 0 | 0 | 0 | 0 | 0 | 0 | 0 | 0 | 0 | 0 | 0 | 0 | 0 | 0 | 0 | 0 | 0 | 0
Lighting - Exterior | RES | Exterior Fixture 18 Watt 1,600 to 1,999 Lumens | Unit | 10 | 0 | 0 | 244.36 | 0 | 19 | 20 | 0.8 | 0 | 660 | 0 | 660 |  |  | 0 | 0 | 0 | 0 | 0 | 0 | 0 | 0 | 0 | 0 | 0 | 0 | 0 | 0 | 0 | 0 | 0 | 0 | 0 | 0 | 0 | 0 | 0 | 0 |  |  | 6600 | 0 | 12540 | 10032 | 0 | 129022.08 | 0 | 2580441.6 | 0 | 0.83625 | 5.6989 | 0 | 0 | 0 | 0 | 0 | 0 | 0 | 0 | 0 | 0 | 0 | 0 | 0 | 0 | 0 | 0 | 0 | 0 | 0 | 0 | 0 | 0 | 0 | 0 | 0 | 0 | 0 | 0 | 0 | 0 | 0 | 0 | 0 | 0 | 107894.5744 | 0 | 0 | 107894.5744
Lighting - Exterior | RES | Exterior Fixture 19 Watt 800 to 1,099 Lumens | Unit | 5 | 0 | 0 | 122.18 | 0 | 13 | 20 | 0.8 | 0 | 0 | 0 | 0 |  |  | 0 | 0 | 0 | 0 | 0 | 0 | 0 | 0 | 0 | 0 | 0 | 0 | 0 | 0 | 0 | 0 | 0 | 0 | 0 | 0 | 0 | 0 | 0 | 0 |  |  | 0 | 0 | 0 | 0 | 0 | 0 | 0 | 0 | 0 | 0.83625 | 5.6989 | 0 | 0 | 0 | 0 | 0 | 0 | 0 | 0 | 0 | 0 | 0 | 0 | 0 | 0 | 0 | 0 | 0 | 0 | 0 | 0 | 0 | 0 | 0 | 0 | 0 | 0 | 0 | 0 | 0 | 0 | 0 | 0 | 0 | 0 | 0 | 0 | 0 | 0
Lighting - Exterior | RES | Exterior Fixture 19 Watt 1,100 to 1,399 Lumens | Unit | 10 | 0 | 0 | 166.88 | 0 | 13 | 20 | 0.8 | 149 | 0 | 0 | 0 |  |  | 0 | 0 | 0 | 0 | 0 | 0 | 0 | 0 | 0 | 0 | 0 | 0 | 0 | 0 | 0 | 0 | 0 | 0 | 0 | 0 | 0 | 0 | 0 | 0 |  |  | 0 | 0 | 0 | 0 | 0 | 0 | 0 | 0 | 0 | 0.83625 | 5.6989 | 0 | 0 | 0 | 0 | 0 | 0 | 0 | 0 | 0 | 0 | 0 | 0 | 0 | 0 | 0 | 0 | 0 | 0 | 0 | 0 | 0 | 0 | 0 | 0 | 0 | 0 | 0 | 0 | 0 | 0 | 0 | 0 | 0 | 0 | 0 | 0 | 0 | 0
Lighting - Exterior | RES | Exterior Fixture 20 Watt 800 to 1,099 Lumens | Unit | 5 | 0 | 0 | 119.2 | 0 | 13 | 20 | 0.8 | 0 | 0 | 0 | 0 |  |  | 0 | 0 | 0 | 0 | 0 | 0 | 0 | 0 | 0 | 0 | 0 | 0 | 0 | 0 | 0 | 0 | 0 | 0 | 0 | 0 | 0 | 0 | 0 | 0 |  |  | 0 | 0 | 0 | 0 | 0 | 0 | 0 | 0 | 0 | 0.83625 | 5.6989 | 0 | 0 | 0 | 0 | 0 | 0 | 0 | 0 | 0 | 0 | 0 | 0 | 0 | 0 | 0 | 0 | 0 | 0 | 0 | 0 | 0 | 0 | 0 | 0 | 0 | 0 | 0 | 0 | 0 | 0 | 0 | 0 | 0 | 0 | 0 | 0 | 0 | 0
Lighting - Exterior | RES | Exterior Fixture 20 Watt 1,100 to 1,399 Lumens | Unit | 10 | 0 | 0 | 163.9 | 0 | 13 | 20 | 0.8 | 0 | 318 | 318 | 0 |  |  | 0 | 0 | 0 | 318 | 0 | 0 | 0 | 0 | 0 | 0 | 0 | 0 | 0 | 0 | 0 | 0 | 0 | 0 | 0 | 0 | 0 | 0 | 0 | 0 |  |  | 3180 | 0 | 4134 | 3307.2 | 0 | 41696.16 | 0 | 833923.2 | 0 | 0.83625 | 5.6989 | 0 | 0 | 0 | 0 | 0 | 0 | 0 | 0 | 0 | 0 | 0 | 0 | 0 | 0 | 0 | 0 | 0 | 0 | 0 | 0 | 0 | 0 | 0 | 0 | 0 | 0 | 0 | 0 | 0 | 0 | 0 | 0 | 0 | 0 | 34868.3686 | 0 | 0 | 34868.3686
Lighting - Exterior | RES | Exterior Fixture 21 Watt 1,100 to 1,399 Lumens | Unit | 10 | 0 | 0 | 160.92 | 0 | 13 | 20 | 0.8 | 0 | 0 | 0 | 0 |  |  | 0 | 0 | 0 | 0 | 0 | 0 | 0 | 0 | 0 | 0 | 0 | 0 | 0 | 0 | 0 | 0 | 0 | 0 | 0 | 0 | 0 | 0 | 0 | 0 |  |  | 0 | 0 | 0 | 0 | 0 | 0 | 0 | 0 | 0 | 0.83625 | 5.6989 | 0 | 0 | 0 | 0 | 0 | 0 | 0 | 0 | 0 | 0 | 0 | 0 | 0 | 0 | 0 | 0 | 0 | 0 | 0 | 0 | 0 | 0 | 0 | 0 | 0 | 0 | 0 | 0 | 0 | 0 | 0 | 0 | 0 | 0 | 0 | 0 | 0 | 0
Lighting - Exterior | RES | Exterior Fixture 22 Watt 1,100 to 1,399 Lumens | Unit | 10 | 0 | 0 | 157.94 | 0 | 13 | 20 | 0.8 | 0 | 0 | 0 | 0 |  |  | 0 | 0 | 0 | 0 | 0 | 0 | 0 | 0 | 0 | 0 | 0 | 0 | 0 | 0 | 0 | 0 | 0 | 0 | 0 | 0 | 0 | 0 | 0 | 0 |  |  | 0 | 0 | 0 | 0 | 0 | 0 | 0 | 0 | 0 | 0.83625 | 5.6989 | 0 | 0 | 0 | 0 | 0 | 0 | 0 | 0 | 0 | 0 | 0 | 0 | 0 | 0 | 0 | 0 | 0 | 0 | 0 | 0 | 0 | 0 | 0 | 0 | 0 | 0 | 0 | 0 | 0 | 0 | 0 | 0 | 0 | 0 | 0 | 0 | 0 | 0
Lighting - Exterior | RES | Exterior Fixture 23 Watt 1,100 to 1,399 Lumens | Unit | 10 | 0 | 0 | 154.96 | 0 | 13 | 20 | 0.8 | 0 | 0 | 0 | 0 |  |  | 0 | 0 | 0 | 0 | 0 | 0 | 0 | 0 | 0 | 0 | 0 | 0 | 0 | 0 | 0 | 0 | 0 | 0 | 0 | 0 | 0 | 0 | 0 | 0 |  |  | 0 | 0 | 0 | 0 | 0 | 0 | 0 | 0 | 0 | 0.83625 | 5.6989 | 0 | 0 | 0 | 0 | 0 | 0 | 0 | 0 | 0 | 0 | 0 | 0 | 0 | 0 | 0 | 0 | 0 | 0 | 0 | 0 | 0 | 0 | 0 | 0 | 0 | 0 | 0 | 0 | 0 | 0 | 0 | 0 | 0 | 0 | 0 | 0 | 0 | 0
Lighting - Exterior | RES | Exterior Fixture 25 Watt 1,600 to 1,999 Lumens | Unit | 10 | 0 | 0 | 223.5 | 0 | 19 | 20 | 0.8 | 0 | 0 | 0 | 0 |  |  | 0 | 0 | 0 | 0 | 0 | 0 | 0 | 0 | 0 | 0 | 0 | 0 | 0 | 0 | 0 | 0 | 0 | 0 | 0 | 0 | 0 | 0 | 0 | 0 |  |  | 0 | 0 | 0 | 0 | 0 | 0 | 0 | 0 | 0 | 0.83625 | 5.6989 | 0 | 0 | 0 | 0 | 0 | 0 | 0 | 0 | 0 | 0 | 0 | 0 | 0 | 0 | 0 | 0 | 0 | 0 | 0 | 0 | 0 | 0 | 0 | 0 | 0 | 0 | 0 | 0 | 0 | 0 | 0 | 0 | 0 | 0 | 0 | 0 | 0 | 0
Lighting - Exterior | RES | Exterior Fixture 26 Watt 1400 to 1,599 Lumens | Unit | 10 | 0 | 0 | 190.72 | 0 | 19 | 20 | 0.8 | 0 | 120 | 102 | 18 |  |  | 0 | 0 | 0 | 102 | 0 | 0 | 0 | 0 | 0 | 0 | 0 | 0 | 0 | 0 | 0 | 0 | 0 | 0 | 0 | 0 | 0 | 0 | 0 | 0 |  |  | 1200 | 0 | 2280 | 1824 | 0 | 18309.12 | 0 | 366182.4 | 0 | 0.83625 | 5.6989 | 0 | 0 | 0 | 0 | 0 | 0 | 0 | 0 | 0 | 0 | 0 | 0 | 0 | 0 | 0 | 0 | 0 | 0 | 0 | 0 | 0 | 0 | 0 | 0 | 0 | 0 | 0 | 0 | 0 | 0 | 0 | 0 | 0 | 0 | 15310.9817 | 0 | 0 | 15310.9817
Lighting - Exterior | RES | Exterior Fixture 26 Watt 1,600 to 1,999 Lumens | Unit | 10 | 0 | 0 | 220.52 | 0 | 19 | 20 | 0.8 | 0 | 0 | 0 | 0 |  |  | 0 | 0 | 0 | 0 | 0 | 0 | 0 | 0 | 0 | 0 | 0 | 0 | 0 | 0 | 0 | 0 | 0 | 0 | 0 | 0 | 0 | 0 | 0 | 0 |  |  | 0 | 0 | 0 | 0 | 0 | 0 | 0 | 0 | 0 | 0.83625 | 5.6989 | 0 | 0 | 0 | 0 | 0 | 0 | 0 | 0 | 0 | 0 | 0 | 0 | 0 | 0 | 0 | 0 | 0 | 0 | 0 | 0 | 0 | 0 | 0 | 0 | 0 | 0 | 0 | 0 | 0 | 0 | 0 | 0 | 0 | 0 | 0 | 0 | 0 | 0
Lighting - Exterior | RES | Exterior Fixture 27 Watt 1,600 to 1,999 Lumens | Unit | 10 | 0 | 0 | 217.54 | 0 | 19 | 20 | 0.8 | 668 | 0 | 0 | 0 |  |  | 0 | 0 | 0 | 0 | 0 | 0 | 0 | 0 | 0 | 0 | 0 | 0 | 0 | 0 | 0 | 0 | 0 | 0 | 0 | 0 | 0 | 0 | 0 | 0 |  |  | 0 | 0 | 0 | 0 | 0 | 0 | 0 | 0 | 0 | 0.83625 | 5.6989 | 0 | 0 | 0 | 0 | 0 | 0 | 0 | 0 | 0 | 0 | 0 | 0 | 0 | 0 | 0 | 0 | 0 | 0 | 0 | 0 | 0 | 0 | 0 | 0 | 0 | 0 | 0 | 0 | 0 | 0 | 0 | 0 | 0 | 0 | 0 | 0 | 0 | 0
Lighting - Exterior | RES | Exterior Fixture 30 Watt 1,600 to 1,999 Lumens | Unit | 10 | 0 | 0 | 208.6 | 0 | 19 | 20 | 0.8 | 0 | 0 | 0 | 0 |  |  | 0 | 0 | 0 | 0 | 0 | 0 | 0 | 0 | 0 | 0 | 0 | 0 | 0 | 0 | 0 | 0 | 0 | 0 | 0 | 0 | 0 | 0 | 0 | 0 |  |  | 0 | 0 | 0 | 0 | 0 | 0 | 0 | 0 | 0 | 0.83625 | 5.6989 | 0 | 0 | 0 | 0 | 0 | 0 | 0 | 0 | 0 | 0 | 0 | 0 | 0 | 0 | 0 | 0 | 0 | 0 | 0 | 0 | 0 | 0 | 0 | 0 | 0 | 0 | 0 | 0 | 0 | 0 | 0 | 0 | 0 | 0 | 0 | 0 | 0 | 0
Lighting - Exterior | RES | Exterior Fixture 32 Watt 1,600 to 1,999 Lumens | Unit | 10 | 0 | 0 | 202.64 | 0 | 19 | 20 | 0.8 | 0 | 0 | 0 | 0 |  |  | 0 | 0 | 0 | 0 | 0 | 0 | 0 | 0 | 0 | 0 | 0 | 0 | 0 | 0 | 0 | 0 | 0 | 0 | 0 | 0 | 0 | 0 | 0 | 0 |  |  | 0 | 0 | 0 | 0 | 0 | 0 | 0 | 0 | 0 | 0.83625 | 5.6989 | 0 | 0 | 0 | 0 | 0 | 0 | 0 | 0 | 0 | 0 | 0 | 0 | 0 | 0 | 0 | 0 | 0 | 0 | 0 | 0 | 0 | 0 | 0 | 0 | 0 | 0 | 0 | 0 | 0 | 0 | 0 | 0 | 0 | 0 | 0 | 0 | 0 | 0
Lighting - Exterior | RES | Exterior Fixture 36 Watt 1,600 to 1,999 Lumens | Unit | 10 | 0 | 0 | 190.72 | 0 | 19 | 20 | 0.8 | 0 | 0 | 0 | 0 |  |  | 0 | 0 | 0 | 0 | 0 | 0 | 0 | 0 | 0 | 0 | 0 | 0 | 0 | 0 | 0 | 0 | 0 | 0 | 0 | 0 | 0 | 0 | 0 | 0 |  |  | 0 | 0 | 0 | 0 | 0 | 0 | 0 | 0 | 0 | 0.83625 | 5.6989 | 0 | 0 | 0 | 0 | 0 | 0 | 0 | 0 | 0 | 0 | 0 | 0 | 0 | 0 | 0 | 0 | 0 | 0 | 0 | 0 | 0 | 0 | 0 | 0 | 0 | 0 | 0 | 0 | 0 | 0 | 0 | 0 | 0 | 0 | 0 | 0 | 0 | 0
Lighting - Exterior | RES | Exterior Fixture 38 Watt 2,000 to 2,599 Lumens | Unit | 10 | 0 | 0 | 244.36 | 0 | 19 | 20 | 0.8 | 0 | 0 | 0 | 0 |  |  | 0 | 0 | 0 | 0 | 0 | 0 | 0 | 0 | 0 | 0 | 0 | 0 | 0 | 0 | 0 | 0 | 0 | 0 | 0 | 0 | 0 | 0 | 0 | 0 |  |  | 0 | 0 | 0 | 0 | 0 | 0 | 0 | 0 | 0 | 0.83625 | 5.6989 | 0 | 0 | 0 | 0 | 0 | 0 | 0 | 0 | 0 | 0 | 0 | 0 | 0 | 0 | 0 | 0 | 0 | 0 | 0 | 0 | 0 | 0 | 0 | 0 | 0 | 0 | 0 | 0 | 0 | 0 | 0 | 0 | 0 | 0 | 0 | 0 | 0 | 0
Lighting - Exterior | RES | Exterior Fixture 40 Watt 2,000 to 2,599 Lumens | Unit | 10 | 0 | 0 | 238.4 | 0 | 19 | 20 | 0.8 | 0 | 0 | 0 | 0 |  |  | 0 | 0 | 0 | 0 | 0 | 0 | 0 | 0 | 0 | 0 | 0 | 0 | 0 | 0 | 0 | 0 | 0 | 0 | 0 | 0 | 0 | 0 | 0 | 0 |  |  | 0 | 0 | 0 | 0 | 0 | 0 | 0 | 0 | 0 | 0.83625 | 5.6989 | 0 | 0 | 0 | 0 | 0 | 0 | 0 | 0 | 0 | 0 | 0 | 0 | 0 | 0 | 0 | 0 | 0 | 0 | 0 | 0 | 0 | 0 | 0 | 0 | 0 | 0 | 0 | 0 | 0 | 0 | 0 | 0 | 0 | 0 | 0 | 0 | 0 | 0
Lighting - Exterior | RES | Exterior Fixture 42 Watt 2,000 to 2,599 Lumens | Unit | 10 | 0 | 0 | 232.44 | 0 | 19 | 20 | 0.8 | 795 | 0 | 0 | 0 |  |  | 0 | 0 | 0 | 0 | 0 | 0 | 0 | 0 | 0 | 0 | 0 | 0 | 0 | 0 | 0 | 0 | 0 | 0 | 0 | 0 | 0 | 0 | 0 | 0 |  |  | 0 | 0 | 0 | 0 | 0 | 0 | 0 | 0 | 0 | 0.83625 | 5.6989 | 0 | 0 | 0 | 0 | 0 | 0 | 0 | 0 | 0 | 0 | 0 | 0 | 0 | 0 | 0 | 0 | 0 | 0 | 0 | 0 | 0 | 0 | 0 | 0 | 0 | 0 | 0 | 0 | 0 | 0 | 0 | 0 | 0 | 0 | 0 | 0 | 0 | 0
Lighting - Exterior | RES | Exterior Fixture 48 Watt 2,000 to 2,599 Lumens | Unit | 10 | 0 | 0 | 214.56 | 0 | 19 | 20 | 0.8 | 0 | 0 | 0 | 0 |  |  | 0 | 0 | 0 | 0 | 0 | 0 | 0 | 0 | 0 | 0 | 0 | 0 | 0 | 0 | 0 | 0 | 0 | 0 | 0 | 0 | 0 | 0 | 0 | 0 |  |  | 0 | 0 | 0 | 0 | 0 | 0 | 0 | 0 | 0 | 0.83625 | 5.6989 | 0 | 0 | 0 | 0 | 0 | 0 | 0 | 0 | 0 | 0 | 0 | 0 | 0 | 0 | 0 | 0 | 0 | 0 | 0 | 0 | 0 | 0 | 0 | 0 | 0 | 0 | 0 | 0 | 0 | 0 | 0 | 0 | 0 | 0 | 0 | 0 | 0 | 0
Lighting - Exterior | RES | Exterior Fixture 50 Watt 2,600 to 3,599 Lumens | Unit | 10 | 0 | 0 | 298 | 0 | 19 | 20 | 0.8 | 0 | 0 | 0 | 0 |  |  | 0 | 0 | 0 | 0 | 0 | 0 | 0 | 0 | 0 | 0 | 0 | 0 | 0 | 0 | 0 | 0 | 0 | 0 | 0 | 0 | 0 | 0 | 0 | 0 |  |  | 0 | 0 | 0 | 0 | 0 | 0 | 0 | 0 | 0 | 0.83625 | 5.6989 | 0 | 0 | 0 | 0 | 0 | 0 | 0 | 0 | 0 | 0 | 0 | 0 | 0 | 0 | 0 | 0 | 0 | 0 | 0 | 0 | 0 | 0 | 0 | 0 | 0 | 0 | 0 | 0 | 0 | 0 | 0 | 0 | 0 | 0 | 0 | 0 | 0 | 0
Lighting - Exterior | RES | Exterior Fixture 55 Watt 2,600 to 3,599 Lumens | Unit | 10 | 0 | 0 | 283.1 | 0 | 19 | 20 | 0.8 | 0 | 0 | 0 | 0 |  |  | 0 | 0 | 0 | 0 | 0 | 0 | 0 | 0 | 0 | 0 | 0 | 0 | 0 | 0 | 0 | 0 | 0 | 0 | 0 | 0 | 0 | 0 | 0 | 0 |  |  | 0 | 0 | 0 | 0 | 0 | 0 | 0 | 0 | 0 | 0.83625 | 5.6989 | 0 | 0 | 0 | 0 | 0 | 0 | 0 | 0 | 0 | 0 | 0 | 0 | 0 | 0 | 0 | 0 | 0 | 0 | 0 | 0 | 0 | 0 | 0 | 0 | 0 | 0 | 0 | 0 | 0 | 0 | 0 | 0 | 0 | 0 | 0 | 0 | 0 | 0
Lighting - Exterior | RES | Exterior Fixture 55 Watt 3,600 to 4,599 Lumens | Unit | 10 | 0 | 0 | 432.1 | 0 | 19 | 20 | 0.8 | 0 | 0 | 0 | 0 |  |  | 0 | 0 | 0 | 0 | 0 | 0 | 0 | 0 | 0 | 0 | 0 | 0 | 0 | 0 | 0 | 0 | 0 | 0 | 0 | 0 | 0 | 0 | 0 | 0 |  |  | 0 | 0 | 0 | 0 | 0 | 0 | 0 | 0 | 0 | 0.83625 | 5.6989 | 0 | 0 | 0 | 0 | 0 | 0 | 0 | 0 | 0 | 0 | 0 | 0 | 0 | 0 | 0 | 0 | 0 | 0 | 0 | 0 | 0 | 0 | 0 | 0 | 0 | 0 | 0 | 0 | 0 | 0 | 0 | 0 | 0 | 0 | 0 | 0 | 0 | 0
Lighting - Exterior | RES | Exterior Fixture 65 Watt 2,600 to 3,599 Lumens | Unit | 10 | 0 | 0 | 253.3 | 0 | 19 | 20 | 0.8 | 0 | 0 | 0 | 0 |  |  | 0 | 0 | 0 | 0 | 0 | 0 | 0 | 0 | 0 | 0 | 0 | 0 | 0 | 0 | 0 | 0 | 0 | 0 | 0 | 0 | 0 | 0 | 0 | 0 |  |  | 0 | 0 | 0 | 0 | 0 | 0 | 0 | 0 | 0 | 0.83625 | 5.6989 | 0 | 0 | 0 | 0 | 0 | 0 | 0 | 0 | 0 | 0 | 0 | 0 | 0 | 0 | 0 | 0 | 0 | 0 | 0 | 0 | 0 | 0 | 0 | 0 | 0 | 0 | 0 | 0 | 0 | 0 | 0 | 0 | 0 | 0 | 0 | 0 | 0 | 0
Lighting - Exterior | RES | Exterior Fixture 65 Watt 3,600 to 4,599 Lumens | Unit | 10 | 0 | 0 | 402.3 | 0 | 19 | 20 | 0.8 | 5479 | 26363 | 26363 | 0 |  |  | 0 | 0 | 48 | 7969 | 0 | 4950 | 0 | 0 | 0 | 0 | 0 | 0 | 0 | 0 | 13396 | 0 | 0 | 0 | 0 | 0 | 0 | 0 | 0 | 0 |  |  | 263630 | 0 | 500897 | 400717.6 | 0 | 8484667.92 | 0 | 169693358.4 | 0 | 0.83625 | 5.6989 | 0 | 0 | 0 | 0 | 0 | 0 | 0 | 0 | 0 | 0 | 0 | 0 | 0 | 0 | 0 | 0 | 0 | 0 | 0 | 0 | 0 | 0 | 0 | 0 | 0 | 0 | 0 | 0 | 0 | 0 | 0 | 0 | 0 | 0 | 7095294.3436 | 0 | 0 | 7095294.3436
Lighting - Exterior | RES | Exterior Fixture 70 Watt 3,600 to 4,599 Lumens | Unit | 10 | 0 | 0 | 387.4 | 0 | 19 | 20 | 0.8 | 0 | 0 | 0 | 0 |  |  | 0 | 0 | 0 | 0 | 0 | 0 | 0 | 0 | 0 | 0 | 0 | 0 | 0 | 0 | 0 | 0 | 0 | 0 | 0 | 0 | 0 | 0 | 0 | 0 |  |  | 0 | 0 | 0 | 0 | 0 | 0 | 0 | 0 | 0 | 0.83625 | 5.6989 | 0 | 0 | 0 | 0 | 0 | 0 | 0 | 0 | 0 | 0 | 0 | 0 | 0 | 0 | 0 | 0 | 0 | 0 | 0 | 0 | 0 | 0 | 0 | 0 | 0 | 0 | 0 | 0 | 0 | 0 | 0 | 0 | 0 | 0 | 0 | 0 | 0 | 0
Lighting - Exterior | RES | Exterior Fixture 70 Watt ≥4,600 Lumens | Unit | 10 | 0 | 0 | 536.4 | 0 | 19 | 20 | 0.8 | 0 | 0 | 0 | 0 |  |  | 0 | 0 | 0 | 0 | 0 | 0 | 0 | 0 | 0 | 0 | 0 | 0 | 0 | 0 | 0 | 0 | 0 | 0 | 0 | 0 | 0 | 0 | 0 | 0 |  |  | 0 | 0 | 0 | 0 | 0 | 0 | 0 | 0 | 0 | 0.83625 | 5.6989 | 0 | 0 | 0 | 0 | 0 | 0 | 0 | 0 | 0 | 0 | 0 | 0 | 0 | 0 | 0 | 0 | 0 | 0 | 0 | 0 | 0 | 0 | 0 | 0 | 0 | 0 | 0 | 0 | 0 | 0 | 0 | 0 | 0 | 0 | 0 | 0 | 0 | 0
0 | 0 |  | 0 | 0 | 0 | 0 | 0 | 0 | 0 | 0 | 0 | 0 | 0 | 0 | 0 | 2004-04-01: 0; 2004-05-01: 0; 2004-06-01: 0; 2004-07-01: 0; 2004-08-01: 0; 2004-09-01: 0 | 0 | 0 | 0 | 0 | 0 | 0 | 0 | 0 | 0 | 0 | 0 | 0 | 0 | 0 | 0 | 0 | 0 | 0 | 0 | 0 | 0 | 0 | 0 | 0 | 0 | 0 | 0 | 0 | 0 | 0 | 0 | 0 | 0 | 0 | 0 | 0 | 0 | 0 | 0 | 0 | 0 | 0 | 0 | 0 | 0 | 0 | 0 | 0 | 0
0 | 0 |  | 0 | 0 | 0 | 0 | 0 | 0 | 0 | 0 | 0 | 0 | 0 | 0 | [29 empty] | 0 | 0 | 0 | 0 | 0 | 0 | 0 | 0 | 0 | 0 | 0 | 0 | 0 | 0 | 0 | 0 | 0 | 0 | 0 | 0 | 0 | 0 | 0 | 0 | 0 | 0 | 0 | 0 | 0 | 0 | 0 | 0 | 0 | 0 | 0 | 0 | 0 | 0 | 0 | 0 | 0 | 0 | 0 | 0 | 0 | 0 | 0 | 0 | 0
0 | 0 |  | 0 | 0 | 0 | 0 | 0 | 0 | 0 | 0 | 0 | 0 | 0 | 0 | [29 empty] | 0 | 0 | 0 | 0 | 0 | 0 | 0 | 0 | 0 | 0 | 0 | 0 | 0 | 0 | 0 | 0 | 0 | 0 | 0 | 0 | 0 | 0 | 0 | 0 | 0 | 0 | 0 | 0 | 0 | 0 | 0 | 0 | 0 | 0 | 0 | 0 | 0 | 0 | 0 | 0 | 0 | 0 | 0 | 0 | 0 | 0 | 0 | 0 | 0
0 | 0 |  | 0 | 0 | 0 | 0 | 0 | 0 | 0 | 0 | 0 | 0 | 0 | 0 | [29 empty] | 0 | 0 | 0 | 0 | 0 | 0 | 0 | 0 | 0 | 0 | 0 | 0 | 0 | 0 | 0 | 0 | 0 | 0 | 0 | 0 | 0 | 0 | 0 | 0 | 0 | 0 | 0 | 0 | 0 | 0 | 0 | 0 | 0 | 0 | 0 | 0 | 0 | 0 | 0 | 0 | 0 | 0 | 0 | 0 | 0 | 0 | 0 | 0 | 0
0 | 0 |  | 0 | 0 | 0 | 0 | 0 | 0 | 0 | 0 | 0 | 0 | 0 | 0 | [29 empty] | 0 | 0 | 0 | 0 | 0 | 0 | 0 | 0 | 0 | 0 | 0 | 0 | 0 | 0 | 0 | 0 | 0 | 0 | 0 | 0 | 0 | 0 | 0 | 0 | 0 | 0 | 0 | 0 | 0 | 0 | 0 | 0 | 0 | 0 | 0 | 0 | 0 | 0 | 0 | 0 | 0 | 0 | 0 | 0 | 0 | 0 | 0 | 0 | 0
0 | 0 |  | 0 | 0 | 0 | 0 | 0 | 0 | 0 | 0 | 0 | 0 | 0 | 0 | [29 empty] | 0 | 0 | 0 | 0 | 0 | 0 | 0 | 0 | 0 | 0 | 0 | 0 | 0 | 0 | 0 | 0 | 0 | 0 | 0 | 0 | 0 | 0 | 0 | 0 | 0 | 0 | 0 | 0 | 0 | 0 | 0 | 0 | 0 | 0 | 0 | 0 | 0 | 0 | 0 | 0 | 0 | 0 | 0 | 0 | 0 | 0 | 0 | 0 | 0
0 | 0 |  | 0 | 0 | 0 | 0 | 0 | 0 | 0 | 0 | 0 | 0 | 0 | 0 | [29 empty] | 0 | 0 | 0 | 0 | 0 | 0 | 0 | 0 | 0 | 0 | 0 | 0 | 0 | 0 | 0 | 0 | 0 | 0 | 0 | 0 | 0 | 0 | 0 | 0 | 0 | 0 | 0 | 0 | 0 | 0 | 0 | 0 | 0 | 0 | 0 | 0 | 0 | 0 | 0 | 0 | 0 | 0 | 0 | 0 | 0 | 0 | 0 | 0 | 0
0 | 0 |  | 0 | 0 | 0 | 0 | 0 | 0 | 0 | 0 | 0 | 0 | 0 | 0 | [29 empty] | 0 | 0 | 0 | 0 | 0 | 0 | 0 | 0 | 0 | 0 | 0 | 0 | 0 | 0 | 0 | 0 | 0 | 0 | 0 | 0 | 0 | 0 | 0 | 0 | 0 | 0 | 0 | 0 | 0 | 0 | 0 | 0 | 0 | 0 | 0 | 0 | 0 | 0 | 0 | 0 | 0 | 0 | 0 | 0 | 0 | 0 | 0 | 0 | 0
0 | 0 |  | 0 | 0 | 0 | 0 | 0 | 0 | 0 | 0 | 0 | 0 | 0 | 0 | [29 empty] | 0 | 0 | 0 | 0 | 0 | 0 | 0 | 0 | 0 | 0 | 0 | 0 | 0 | 0 | 0 | 0 | 0 | 0 | 0 | 0 | 0 | 0 | 0 | 0 | 0 | 0 | 0 | 0 | 0 | 0 | 0 | 0 | 0 | 0 | 0 | 0 | 0 | 0 | 0 | 0 | 0 | 0 | 0 | 0 | 0 | 0 | 0 | 0 | 0
0 | 0 |  | 0 | 0 | 0 | 0 | 0 | 0 | 0 | 0 | 0 | 0 | 0 | 0 | [29 empty] | 0 | 0 | 0 | 0 | 0 | 0 | 0 | 0 | 0 | 0 | 0 | 0 | 0 | 0 | 0 | 0 | 0 | 0 | 0 | 0 | 0 | 0 | 0 | 0 | 0 | 0 | 0 | 0 | 0 | 0 | 0 | 0 | 0 | 0 | 0 | 0 | 0 | 0 | 0 | 0 | 0 | 0 | 0 | 0 | 0 | 0 | 0 | 0 | 0
0 | 0 |  | 0 | 0 | 0 | 0 | 0 | 0 | 0 | 0 | 0 | 0 | 0 | 0 | [29 empty] | 0 | 0 | 0 | 0 | 0 | 0 | 0 | 0 | 0 | 0 | 0 | 0 | 0 | 0 | 0 | 0 | 0 | 0 | 0 | 0 | 0 | 0 | 0 | 0 | 0 | 0 | 0 | 0 | 0 | 0 | 0 | 0 | 0 | 0 | 0 | 0 | 0 | 0 | 0 | 0 | 0 | 0 | 0 | 0 | 0 | 0 | 0 | 0 | 0
0 | 0 |  | 0 | 0 | 0 | 0 | 0 | 0 | 0 | 0 | 0 | 0 | 0 | 0 | [29 empty] | 0 | 0 | 0 | 0 | 0 | 0 | 0 | 0 | 0 | 0 | 0 | 0 | 0 | 0 | 0 | 0 | 0 | 0 | 0 | 0 | 0 | 0 | 0 | 0 | 0 | 0 | 0 | 0 | 0 | 0 | 0 | 0 | 0 | 0 | 0 | 0 | 0 | 0 | 0 | 0 | 0 | 0 | 0 | 0 | 0 | 0 | 0 | 0 | 0
0 | 0 |  | 0 | 0 | 0 | 0 | 0 | 0 | 0 | 0 | 0 | 0 | 0 | 0 | [29 empty] | 0 | 0 | 0 | 0 | 0 | 0 | 0 | 0 | 0 | 0 | 0 | 0 | 0 | 0 | 0 | 0 | 0 | 0 | 0 | 0 | 0 | 0 | 0 | 0 | 0 | 0 | 0 | 0 | 0 | 0 | 0 | 0 | 0 | 0 | 0 | 0 | 0 | 0 | 0 | 0 | 0 | 0 | 0 | 0 | 0 | 0 | 0 | 0 | 0
0 | 0 |  | 0 | 0 | 0 | 0 | 0 | 0 | 0 | 0 | 0 | 0 | 0 | 0 | [29 empty] | 0 | 0 | 0 | 0 | 0 | 0 | 0 | 0 | 0 | 0 | 0 | 0 | 0 | 0 | 0 | 0 | 0 | 0 | 0 | 0 | 0 | 0 | 0 | 0 | 0 | 0 | 0 | 0 | 0 | 0 | 0 | 0 | 0 | 0 | 0 | 0 | 0 | 0 | 0 | 0 | 0 | 0 | 0 | 0 | 0 | 0 | 0 | 0 | 0
0 | 0 |  | 0 | 0 | 0 | 0 | 0 | 0 | 0 | 0 | 0 | 0 | 0 | 0 | [29 empty] | 0 | 0 | 0 | 0 | 0 | 0 | 0 | 0 | 0 | 0 | 0 | 0 | 0 | 0 | 0 | 0 | 0 | 0 | 0 | 0 | 0 | 0 | 0 | 0 | 0 | 0 | 0 | 0 | 0 | 0 | 0 | 0 | 0 | 0 | 0 | 0 | 0 | 0 | 0 | 0 | 0 | 0 | 0 | 0 | 0 | 0 | 0 | 0 | 0
0 | 0 |  | 0 | 0 | 0 | 0 | 0 | 0 | 0 | 0 | 0 | 0 | 0 | 0 | [29 empty] | 0 | 0 | 0 | 0 | 0 | 0 | 0 | 0 | 0 | 0 | 0 | 0 | 0 | 0 | 0 | 0 | 0 | 0 | 0 | 0 | 0 | 0 | 0 | 0 | 0 | 0 | 0 | 0 | 0 | 0 | 0 | 0 | 0 | 0 | 0 | 0 | 0 | 0 | 0 | 0 | 0 | 0 | 0 | 0 | 0 | 0 | 0 | 0 | 0
0 | 0 |  | 0 | 0 | 0 | 0 | 0 | 0 | 0 | 0 | 0 | 0 | 0 | 0 | [29 empty] | 0 | 0 | 0 | 0 | 0 | 0 | 0 | 0 | 0 | 0 | 0 | 0 | 0 | 0 | 0 | 0 | 0 | 0 | 0 | 0 | 0 | 0 | 0 | 0 | 0 | 0 | 0 | 0 | 0 | 0 | 0 | 0 | 0 | 0 | 0 | 0 | 0 | 0 | 0 | 0 | 0 | 0 | 0 | 0 | 0 | 0 | 0 | 0 | 0
0 | 0 |  | 0 | 0 | 0 | 0 | 0 | 0 | 0 | 0 | 0 | 0 | 0 | 0 | [29 empty] | 0 | 0 | 0 | 0 | 0 | 0 | 0 | 0 | 0 | 0 | 0 | 0 | 0 | 0 | 0 | 0 | 0 | 0 | 0 | 0 | 0 | 0 | 0 | 0 | 0 | 0 | 0 | 0 | 0 | 0 | 0 | 0 | 0 | 0 | 0 | 0 | 0 | 0 | 0 | 0 | 0 | 0 | 0 | 0 | 0 | 0 | 0 | 0 | 0
0 | 0 |  | 0 | 0 | 0 | 0 | 0 | 0 | 0 | 0 | 0 | 0 | 0 | 0 | [29 empty] | 0 | 0 | 0 | 0 | 0 | 0 | 0 | 0 | 0 | 0 | 0 | 0 | 0 | 0 | 0 | 0 | 0 | 0 | 0 | 0 | 0 | 0 | 0 | 0 | 0 | 0 | 0 | 0 | 0 | 0 | 0 | 0 | 0 | 0 | 0 | 0 | 0 | 0 | 0 | 0 | 0 | 0 | 0 | 0 | 0 | 0 | 0 | 0 | 0
0 | 0 |  | 0 | 0 | 0 | 0 | 0 | 0 | 0 | 0 | 0 | 0 | 0 | 0 | [29 empty] | 0 | 0 | 0 | 0 | 0 | 0 | 0 | 0 | 0 | 0 | 0 | 0 | 0 | 0 | 0 | 0 | 0 | 0 | 0 | 0 | 0 | 0 | 0 | 0 | 0 | 0 | 0 | 0 | 0 | 0 | 0 | 0 | 0 | 0 | 0 | 0 | 0 | 0 | 0 | 0 | 0 | 0 | 0 | 0 | 0 | 0 | 0 | 0 | 0
0 | 0 |  | 0 | 0 | 0 | 0 | 0 | 0 | 0 | 0 | 0 | 0 | 0 | 0 | [29 empty] | 0 | 0 | 0 | 0 | 0 | 0 | 0 | 0 | 0 | 0 | 0 | 0 | 0 | 0 | 0 | 0 | 0 | 0 | 0 | 0 | 0 | 0 | 0 | 0 | 0 | 0 | 0 | 0 | 0 | 0 | 0 | 0 | 0 | 0 | 0 | 0 | 0 | 0 | 0 | 0 | 0 | 0 | 0 | 0 | 0 | 0 | 0 | 0 | 0
0 | 0 |  | 0 | 0 | 0 | 0 | 0 | 0 | 0 | 0 | 0 | 0 | 0 | 0 | [29 empty] | 0 | 0 | 0 | 0 | 0 | 0 | 0 | 0 | 0 | 0 | 0 | 0 | 0 | 0 | 0 | 0 | 0 | 0 | 0 | 0 | 0 | 0 | 0 | 0 | 0 | 0 | 0 | 0 | 0 | 0 | 0 | 0 | 0 | 0 | 0 | 0 | 0 | 0 | 0 | 0 | 0 | 0 | 0 | 0 | 0 | 0 | 0 | 0 | 0
0 | 0 |  | 0 | 0 | 0 | 0 | 0 | 0 | 0 | 0 | 0 | 0 | 0 | 0 | [29 empty] | 0 | 0 | 0 | 0 | 0 | 0 | 0 | 0 | 0 | 0 | 0 | 0 | 0 | 0 | 0 | 0 | 0 | 0 | 0 | 0 | 0 | 0 | 0 | 0 | 0 | 0 | 0 | 0 | 0 | 0 | 0 | 0 | 0 | 0 | 0 | 0 | 0 | 0 | 0 | 0 | 0 | 0 | 0 | 0 | 0 | 0 | 0 | 0 | 0
0 | 0 |  | 0 | 0 | 0 | 0 | 0 | 0 | 0 | 0 | 0 | 0 | 0 | 0 | [29 empty] | 0 | 0 | 0 | 0 | 0 | 0 | 0 | 0 | 0 | 0 | 0 | 0 | 0 | 0 | 0 | 0 | 0 | 0 | 0 | 0 | 0 | 0 | 0 | 0 | 0 | 0 | 0 | 0 | 0 | 0 | 0 | 0 | 0 | 0 | 0 | 0 | 0 | 0 | 0 | 0 | 0 | 0 | 0 | 0 | 0 | 0 | 0 | 0 | 0
0 | 0 |  | 0 | 0 | 0 | 0 | 0 | 0 | 0 | 0 | 0 | 0 | 0 | 0 | [29 empty] | 0 | 0 | 0 | 0 | 0 | 0 | 0 | 0 | 0 | 0 | 0 | 0 | 0 | 0 | 0 | 0 | 0 | 0 | 0 | 0 | 0 | 0 | 0 | 0 | 0 | 0 | 0 | 0 | 0 | 0 | 0 | 0 | 0 | 0 | 0 | 0 | 0 | 0 | 0 | 0 | 0 | 0 | 0 | 0 | 0 | 0 | 0 | 0 | 0
0 | 0 |  | 0 | 0 | 0 | 0 | 0 | 0 | 0 | 0 | 0 | 0 | 0 | 0 | [29 empty] | 0 | 0 | 0 | 0 | 0 | 0 | 0 | 0 | 0 | 0 | 0 | 0 | 0 | 0 | 0 | 0 | 0 | 0 | 0 | 0 | 0 | 0 | 0 | 0 | 0 | 0 | 0 | 0 | 0 | 0 | 0 | 0 | 0 | 0 | 0 | 0 | 0 | 0 | 0 | 0 | 0 | 0 | 0 | 0 | 0 | 0 | 0 | 0 | 0
0 | 0 |  | 0 | 0 | 0 | 0 | 0 | 0 | 0 | 0 | 0 | 0 | 0 | 0 | [29 empty] | 0 | 0 | 0 | 0 | 0 | 0 | 0 | 0 | 0 | 0 | 0 | 0 | 0 | 0 | 0 | 0 | 0 | 0 | 0 | 0 | 0 | 0 | 0 | 0 | 0 | 0 | 0 | 0 | 0 | 0 | 0 | 0 | 0 | 0 | 0 | 0 | 0 | 0 | 0 | 0 | 0 | 0 | 0 | 0 | 0 | 0 | 0 | 0 | 0
0 | 0 |  | 0 | 0 | 0 | 0 | 0 | 0 | 0 | 0 | 0 | 0 | 0 | 0 | [29 empty] | 0 | 0 | 0 | 0 | 0 | 0 | 0 | 0 | 0 | 0 | 0 | 0 | 0 | 0 | 0 | 0 | 0 | 0 | 0 | 0 | 0 | 0 | 0 | 0 | 0 | 0 | 0 | 0 | 0 | 0 | 0 | 0 | 0 | 0 | 0 | 0 | 0 | 0 | 0 | 0 | 0 | 0 | 0 | 0 | 0 | 0 | 0 | 0 | 0
0 | 0 |  | 0 | 0 | 0 | 0 | 0 | 0 | 0 | 0 | 0 | 0 | 0 | 0 | [29 empty] | 0 | 0 | 0 | 0 | 0 | 0 | 0 | 0 | 0 | 0 | 0 | 0 | 0 | 0 | 0 | 0 | 0 | 0 | 0 | 0 | 0 | 0 | 0 | 0 | 0 | 0 | 0 | 0 | 0 | 0 | 0 | 0 | 0 | 0 | 0 | 0 | 0 | 0 | 0 | 0 | 0 | 0 | 0 | 0 | 0 | 0 | 0 | 0 | 0
0 | 0 |  | 0 | 0 | 0 | 0 | 0 | 0 | 0 | 0 | 0 | 0 | 0 | 0 | [29 empty] | 0 | 0 | 0 | 0 | 0 | 0 | 0 | 0 | 0 | 0 | 0 | 0 | 0 | 0 | 0 | 0 | 0 | 0 | 0 | 0 | 0 | 0 | 0 | 0 | 0 | 0 | 0 | 0 | 0 | 0 | 0 | 0 | 0 | 0 | 0 | 0 | 0 | 0 | 0 | 0 | 0 | 0 | 0 | 0 | 0 | 0 | 0 | 0 | 0
0 | 0 |  | 0 | 0 | 0 | 0 | 0 | 0 | 0 | 0 | 0 | 0 | 0 | 0 | [29 empty] | 0 | 0 | 0 | 0 | 0 | 0 | 0 | 0 | 0 | 0 | 0 | 0 | 0 | 0 | 0 | 0 | 0 | 0 | 0 | 0 | 0 | 0 | 0 | 0 | 0 | 0 | 0 | 0 | 0 | 0 | 0 | 0 | 0 | 0 | 0 | 0 | 0 | 0 | 0 | 0 | 0 | 0 | 0 | 0 | 0 | 0 | 0 | 0 | 0
0 | 0 |  | 0 | 0 | 0 | 0 | 0 | 0 | 0 | 0 | 0 | 0 | 0 | 0 | [29 empty] | 0 | 0 | 0 | 0 | 0 | 0 | 0 | 0 | 0 | 0 | 0 | 0 | 0 | 0 | 0 | 0 | 0 | 0 | 0 | 0 | 0 | 0 | 0 | 0 | 0 | 0 | 0 | 0 | 0 | 0 | 0 | 0 | 0 | 0 | 0 | 0 | 0 | 0 | 0 | 0 | 0 | 0 | 0 | 0 | 0 | 0 | 0 | 0 | 0
0 | 0 |  | 0 | 0 | 0 | 0 | 0 | 0 | 0 | 0 | 0 | 0 | 0 | 0 | [29 empty] | 0 | 0 | 0 | 0 | 0 | 0 | 0 | 0 | 0 | 0 | 0 | 0 | 0 | 0 | 0 | 0 | 0 | 0 | 0 | 0 | 0 | 0 | 0 | 0 | 0 | 0 | 0 | 0 | 0 | 0 | 0 | 0 | 0 | 0 | 0 | 0 | 0 | 0 | 0 | 0 | 0 | 0 | 0 | 0 | 0 | 0 | 0 | 0 | 0
0 | 0 | 0 | 0 | 0 | 0 | 0 | 0 | 0 | 0 | 0 | 0 | 0 | 0 | 0 | [29 empty] | 0 | 0 | 0 | 0 | 0 | 0 | 0 | 0 | 0 | 0 | 0 | 0 | 0 | 0 | 0 | 0 | 0 | 0 | 0 | 0 | 0 | 0 | 0 | 0 | 0 | 0 | 0 | 0 | 0 | 0 | 0 | 0 | 0 | 0 | 0 | 0 | 0 | 0 | 0 | 0 | 0 | 0 | 0 | 0 | 0 | 0 | 0 | 0 | 0
0 | 0 | 0 | 0 | 0 | 0 | 0 | 0 | 0 | 0 | 0 | 0 | 0 | 0 | 0 | [29 empty] | 0 | 0 | 0 | 0 | 0 | 0 | 0 | 0 | 0 | 0 | 0 | 0 | 0 | 0 | 0 | 0 | 0 | 0 | 0 | 0 | 0 | 0 | 0 | 0 | 0 | 0 | 0 | 0 | 0 | 0 | 0 | 0 | 0 | 0 | 0 | 0 | 0 | 0 | 0 | 0 | 0 | 0 | 0 | 0 | 0 | 0 | 0 | 0 | 0
0 | 0 | 0 | 0 | 0 | 0 | 0 | 0 | 0 | 0 | 0 | 0 | 0 | 0 | 0 | [29 empty] | 0 | 0 | 0 | 0 | 0 | 0 | 0 | 0 | 0 | 0 | 0 | 0 | 0 | 0 | 0 | 0 | 0 | 0 | 0 | 0 | 0 | 0 | 0 | 0 | 0 | 0 | 0 | 0 | 0 | 0 | 0 | 0 | 0 | 0 | 0 | 0 | 0 | 0 | 0 | 0 | 0 | 0 | 0 | 0 | 0 | 0 | 0 | 0 | 0
0 | 0 | 0 | 0 | 0 | 0 | 0 | 0 | 0 | 0 | 0 | 0 | 0 | 0 | 0 | [29 empty] | 0 | 0 | 0 | 0 | 0 | 0 | 0 | 0 | 0 | 0 | 0 | 0 | 0 | 0 | 0 | 0 | 0 | 0 | 0 | 0 | 0 | 0 | 0 | 0 | 0 | 0 | 0 | 0 | 0 | 0 | 0 | 0 | 0 | 0 | 0 | 0 | 0 | 0 | 0 | 0 | 0 | 0 | 0 | 0 | 0 | 0 | 0 | 0 | 0
0 | 0 | 0 | 0 | 0 | 0 | 0 | 0 | 0 | 0 | 0 | 0 | 0 | 0 | 0 | [29 empty] | 0 | 0 | 0 | 0 | 0 | 0 | 0 | 0 | 0 | 0 | 0 | 0 | 0 | 0 | 0 | 0 | 0 | 0 | 0 | 0 | 0 | 0 | 0 | 0 | 0 | 0 | 0 | 0 | 0 | 0 | 0 | 0 | 0 | 0 | 0 | 0 | 0 | 0 | 0 | 0 | 0 | 0 | 0 | 0 | 0 | 0 | 0 | 0 | 0
0 | 0 | 0 | 0 | 0 | 0 | 0 | 0 | 0 | 0 | 0 | 0 | 0 | 0 | 0 | [29 empty] | 0 | 0 | 0 | 0 | 0 | 0 | 0 | 0 | 0 | 0 | 0 | 0 | 0 | 0 | 0 | 0 | 0 | 0 | 0 | 0 | 0 | 0 | 0 | 0 | 0 | 0 | 0 | 0 | 0 | 0 | 0 | 0 | 0 | 0 | 0 | 0 | 0 | 0 | 0 | 0 | 0 | 0 | 0 | 0 | 0 | 0 | 0 | 0 | 0
0 | 0 | 0 | 0 | 0 | 0 | 0 | 0 | 0 | 0 | 0 | 0 | 0 | 0 | 0 | [29 empty] | 0 | 0 | 0 | 0 | 0 | 0 | 0 | 0 | 0 | 0 | 0 | 0 | 0 | 0 | 0 | 0 | 0 | 0 | 0 | 0 | 0 | 0 | 0 | 0 | 0 | 0 | 0 | 0 | 0 | 0 | 0 | 0 | 0 | 0 | 0 | 0 | 0 | 0 | 0 | 0 | 0 | 0 | 0 | 0 | 0 | 0 | 0 | 0 | 0
0 | 0 | 0 | 0 | 0 | 0 | 0 | 0 | 0 | 0 | 0 | 0 | 0 | 0 | 0 | [29 empty] | 0 | 0 | 0 | 0 | 0 | 0 | 0 | 0 | 0 | 0 | 0 | 0 | 0 | 0 | 0 | 0 | 0 | 0 | 0 | 0 | 0 | 0 | 0 | 0 | 0 | 0 | 0 | 0 | 0 | 0 | 0 | 0 | 0 | 0 | 0 | 0 | 0 | 0 | 0 | 0 | 0 | 0 | 0 | 0 | 0 | 0 | 0 | 0 | 0
0 | 0 | 0 | 0 | 0 | 0 | 0 | 0 | 0 | 0 | 0 | 0 | 0 | 0 | 0 | [29 empty] | 0 | 0 | 0 | 0 | 0 | 0 | 0 | 0 | 0 | 0 | 0 | 0 | 0 | 0 | 0 | 0 | 0 | 0 | 0 | 0 | 0 | 0 | 0 | 0 | 0 | 0 | 0 | 0 | 0 | 0 | 0 | 0 | 0 | 0 | 0 | 0 | 0 | 0 | 0 | 0 | 0 | 0 | 0 | 0 | 0 | 0 | 0 | 0 | 0
0 | 0 | 0 | 0 | 0 | 0 | 0 | 0 | 0 | 0 | 0 | 0 | 0 | 0 | 0 | [29 empty] | 0 | 0 | 0 | 0 | 0 | 0 | 0 | 0 | 0 | 0 | 0 | 0 | 0 | 0 | 0 | 0 | 0 | 0 | 0 | 0 | 0 | 0 | 0 | 0 | 0 | 0 | 0 | 0 | 0 | 0 | 0 | 0 | 0 | 0 | 0 | 0 | 0 | 0 | 0 | 0 | 0 | 0 | 0 | 0 | 0 | 0 | 0 | 0 | 0
0 | 0 | 0 | 0 | 0 | 0 | 0 | 0 | 0 | 0 | 0 | 0 | 0 | 0 | 0 | [29 empty] | 0 | 0 | 0 | 0 | 0 | 0 | 0 | 0 | 0 | 0 | 0 | 0 | 0 | 0 | 0 | 0 | 0 | 0 | 0 | 0 | 0 | 0 | 0 | 0 | 0 | 0 | 0 | 0 | 0 | 0 | 0 | 0 | 0 | 0 | 0 | 0 | 0 | 0 | 0 | 0 | 0 | 0 | 0 | 0 | 0 | 0 | 0 | 0 | 0
0 | 0 | 0 | 0 | 0 | 0 | 0 | 0 | 0 | 0 | 0 | 0 | 0 | 0 | 0 | [29 empty] | 0 | 0 | 0 | 0 | 0 | 0 | 0 | 0 | 0 | 0 | 0 | 0 | 0 | 0 | 0 | 0 | 0 | 0 | 0 | 0 | 0 | 0 | 0 | 0 | 0 | 0 | 0 | 0 | 0 | 0 | 0 | 0 | 0 | 0 | 0 | 0 | 0 | 0 | 0 | 0 | 0 | 0 | 0 | 0 | 0 | 0 | 0 | 0 | 0
0 | 0 | 0 | 0 | 0 | 0 | 0 | 0 | 0 | 0 | 0 | 0 | 0 | 0 | 0 | [29 empty] | 0 | 0 | 0 | 0 | 0 | 0 | 0 | 0 | 0 | 0 | 0 | 0 | 0 | 0 | 0 | 0 | 0 | 0 | 0 | 0 | 0 | 0 | 0 | 0 | 0 | 0 | 0 | 0 | 0 | 0 | 0 | 0 | 0 | 0 | 0 | 0 | 0 | 0 | 0 | 0 | 0 | 0 | 0 | 0 | 0 | 0 | 0 | 0 | 0
x | x | x | x | x | x | x | x | x | x | x | x | x | x | x | x | [28 empty] | x | x | x | x | x | x | x | x | x | x | x | x | x | x | x | x | x | x | x | x | x | x | x | x | x | x | x | x | x | x | x | x | x | x | x | x | x | x | x | x | x | x | x | x | x | x | x | x | x | bar: 2004-01-01 to 2006-04-01
Appliance Recycling | RES | 0 | 0 | 0 | 0 | 0 | 0 | 0 | 0 | 0 | 0 | 0 | 0 | 0 | [29 empty] | 0 | 0 | 0 | 0 | 0 | 0 | 0 | 0 | 0 | 0 | 0 | 0 | 0 | 0 | 0 | 0 | 0 | 0 | 0 | 0 | 0 | 0 | 0 | 0 | 0 | 0 | 0 | 0 | 0 | 0 | 0 | 0 | 0 | 0 | 0 | 0 | 0 | 0 | 0 | 0 | 0 | 0 | 0 | 0 | 0 | 0 | 0 | 0 | 0
Appliances | VS or S NR
Building Shell - Insulation | M NR
Building Shell - Roof Color | L NR
Building Shell - Windows | AG
HVAC - Air Conditioning Systems
HVAC - Controls
HVAC - Heating Systems
HVAC - Tune-up
HVAC - Ventilation Systems
Lighting - Comprehensive Measures
Lighting - Controls
Lighting - Exterior
Lighting - Interior
Nonresidential - Comprehensive Measures
Nonresidential - Compressed Air Systems
Nonresidential - Custom End Use
Nonresidential - Food Service & Processing
Nonresidential - Motor Controls
Nonresidential - Motors
Nonresidential - Office Equipment
Nonresidential - Process Optimization
Nonresidential - Pumping Systems
Nonresidential - Refrigeration
Residential - Comprehensive Measures
Water Heating - Systems
Water Heating - Controls
Other

## 3 - ProjectedNONEEActivities
1234 - Southern California Edison - Single Family EE Rebates - SCE service area - IOU Statewide Program - Dec-05 Report
3 - ProjectedNONEEActivities | [5 empty] | RECORD MONTHLY UNIT QUANTITY
MEASURE TYPE / END USE LOAD Select from List | MEASURE / ACTIVITY NAME Provide Additional Descriptions in Proposal Narrative | UNIT GOALS | DIRECT COST PER UNIT | Total Recorded Units (Actual + Commitments) | Total Units | Commitments | 2004-01-01 | 2004-02-01 | 2004-03-01 | 2004-04-01 | 2004-05-01 | 2004-06-01 | 2004-07-01 | 2004-08-01 | 2004-09-01 | 2004-10-01 | 2004-11-01 | 2004-12-01 | 2005-01-01 | 2005-02-01 | 2005-03-01 | 2005-04-01 | 2005-05-01 | 2005-06-01 | 2005-07-01 | 2005-08-01 | 2005-09-01 | 2005-10-01 | 2005-11-01 | 2005-12-01 | 2006-01-01 | 2006-02-01 | 2006-03-01 | 2006-04-01
|  |  |  | 0 | 0
|  |  |  | 0 | 0
|  |  |  | 0 | 0
|  |  |  | 0 | 0
|  |  |  | 0 | 0
|  |  |  | 0 | 0
|  |  |  | 0 | 0
|  |  |  | 0 | 0
|  |  |  | 0 | 0
|  |  |  | 0 | 0
|  |  |  | 0 | 0
|  |  |  | 0 | 0
|  |  |  | 0 | 0
|  |  |  | 0 | 0
|  |  |  | 0 | 0
|  |  |  | 0 | 0
|  |  |  | 0 | 0
|  |  |  | 0 | 0
|  |  |  | 0 | 0
|  |  |  | 0 | 0
|  |  |  | 0 | 0
|  |  |  | 0 | 0
|  |  |  | 0 | 0
|  |  |  | 0 | 0
|  |  |  | 0 | 0
|  |  |  | 0 | 0
|  |  |  | 0 | 0
|  |  |  | 0 | 0
|  |  |  | 0 | 0
|  |  |  | 0 | 0
|  |  |  | 0 | 0
|  |  |  | 0 | 0
|  |  |  | 0 | 0
|  |  |  | 0 | 0
|  |  |  | 0 | 0
|  |  |  | 0 | 0
|  |  |  | 0 | 0
|  |  |  | 0 | 0
|  |  |  | 0 | 0
|  |  |  | 0 | 0
|  |  |  | 0 | 0
|  |  |  | 0 | 0
|  |  |  | 0 | 0
|  |  |  | 0 | 0
|  |  |  | 0 | 0
|  |  |  | 0 | 0
|  |  |  | 0 | 0
|  |  |  | 0 | 0
|  |  |  | 0 | 0
|  |  |  | 0 | 0
|  |  |  | 0 | 0
|  |  |  | 0 | 0
|  |  |  | 0 | 0
|  |  |  | 0 | 0
|  |  |  | 0 | 0
|  |  |  | 0 | 0
|  |  |  | 0 | 0
|  |  |  | 0 | 0
|  |  |  | 0 | 0
|  |  |  | 0 | 0
|  |  |  | 0 | 0
|  |  |  | 0 | 0
|  |  |  | 0 | 0
|  |  |  | 0 | 0
|  |  |  | 0 | 0
|  |  |  | 0 | 0
|  |  |  | 0 | 0
|  |  |  | 0 | 0
|  |  |  | 0 | 0
|  |  |  | 0 | 0
|  |  |  | 0 | 0
|  |  |  | 0 | 0
|  |  |  | 0 | 0
|  |  |  | 0 | 0
|  |  |  | 0 | 0
|  |  |  | 0 | 0
|  |  |  | 0 | 0
|  |  |  | 0 | 0
|  |  |  | 0 | 0
|  |  |  | 0 | 0
|  |  |  | 0 | 0
|  |  |  | 0 | 0
|  |  |  | 0 | 0
|  |  |  | 0 | 0
|  |  |  | 0 | 0
|  |  |  | 0 | 0
|  |  |  | 0 | 0
|  |  |  | 0 | 0
|  |  |  | 0 | 0
|  |  |  | 0 | 0
|  |  |  | 0 | 0
|  |  |  | 0 | 0
|  |  |  | 0 | 0
|  |  |  | 0 | 0
X | x | x | x | x | x | x | bar: 2004-01-01 to 2006-04-01
Appliance Recycling
Appliances
Building Shell - Insulation
Building Shell - Roof Color
Building Shell - Windows
HVAC - Air Conditioning Systems
HVAC - Controls
HVAC - Heating Systems
HVAC - Tune-up
HVAC - Ventilation Systems
Lighting - Comprehensive Measures
Lighting - Controls
Lighting - Exterior
Lighting - Interior
Nonresidential - Comprehensive Measures
Nonresidential - Compressed Air Systems
Nonresidential - Custom End Use
Nonresidential - Food Service & Processing
Nonresidential - Motor Controls
Nonresidential - Motors
Nonresidential - Office Equipment
Nonresidential - Process Optimization
Nonresidential - Pumping Systems
Nonresidential - Refrigeration
Residential - Comprehensive Measures
Water Heating - Systems
Water Heating - Controls
Other

## 4 - Other Performance Goals
1234 - Southern California Edison - Single Family EE Rebates - SCE service area - IOU Statewide Program - Dec-05 Report
4 - Other Performance Goals |  |  | RECORD QUANTITY OR ESTIMATED PERCENT COMPLETE AS APPLICABLE
ACTIVITY DESCRIPTION | SPECIFY QUANTITATIVE GOAL If Applicable | SPECIFY TARGET COMPLETION DATE If Applicable | 2004-01-01 | 2004-02-01 | 2004-03-01 | 2004-04-01 | 2004-05-01 | 2004-06-01 | 2004-07-01 | 2004-08-01 | 2004-09-01 | 2004-10-01 | 2004-11-01 | 2004-12-01 | 2005-01-01 | 2005-02-01 | 2005-03-01 | 2005-04-01 | 2005-05-01 | 2005-06-01 | 2005-07-01 | 2005-08-01 | 2005-09-01 | 2005-10-01 | 2005-11-01 | 2005-12-01 | 2006-01-01 | 2006-02-01 | 2006-03-01 | 2006-04-01
Single Family Rebate Program Hard-To-Reach: Achieve 34% of the program's applications from zip codes designated as hard-to-reach | 0.34 | 2005-12-31 |  |  | 0.37 | 0.39 | 0.4 | 0.4 | 0.4 | 0.41 | 0.41 | 0.41 | 0.41 | 0.41 | 0.41 | 0.41 | 0.41 | 0.41 | 0.41 | 0.41 | 0.41 | 0.41 | 0.41 | 0.41 | 0.41 | 0.41
15% of Incentives to go to geographical HTR areas outside L.A. Basin. | 0.15 | 2005-12-31 |  |  |  | 8% | 17% | 28.9% | 30% | 30% | 25.4% | 25.4% | 24% | 35.8% | 20.5% | 20.5% | 23.8% | 23.8% | 29.3% | 35.3% | 39.8% | 40.6% | 38% | 37.8% | 37.8% | 47.61%
10% of Incentives to go to customers through grocery or drug retailers. | 0.1 | 2005-12-31 |  |  |  | 10% | 34% | 34.4% | 34.4% | 34.4% | 29.1% | 29.1% | 25.8% | 29.7% | 17% | 17% | 18.8% | 18.8% | 23.3% | 25.1% | 28.1% | 29.7% | 32.77% | 32% | 32% | 35.69%
x | x | x | bar: 2004-01-01 to 2006-04-01
Note on H9: Richard Greenburg: Running totals, not per individual month. Percentage is adjusted for fund shifts and 2nd year funding in appropriate months.
Note on H10: Richard Greenburg: Running totals, not per individual month. Percentage is adjusted for fund shifts and 2nd year funding in appropriate months.
Note on M9: Richard Greenburg: Goal achievement appears to go down, only because $200,000 was added to the incentive budget due to the first fund shift.
Note on M10: Richard Greenburg: Goal achievement appears to go down, only because $200,000 was added to the incentive budget due to the first fund shift.
Note on O9: Richard Greenburg: Goal achievement appears to go down, only because $167,000 was added to the incentive budget due to the second fund shift. Total fund shifts: $367,000
Note on O10: Richard Greenburg: Goal achievement appears to go down, only because $167,000 was added to the incentive budget due to the second fund shift. Total fund shifts: $367,000
Note on Q9: Richard Greenburg: Goal achievement appears to go down, only because 2005 budget amount was added, and from this point on, the goal is a two year goal.
Note on Q10: Richard Greenburg: Goal achievement appears to go down, only because 2005 budget amount was added, and from this point on, the goal is a two year goal.
Note on Y9: Richard Greenburg: Percentage went down because fund shifts increased the incentive budget.
Note on Z10: Richard Greenburg: Percentage went down because fund shifts increased the incentive budget.

## 5 - Marketing Activities
1234 - Southern California Edison - Single Family EE Rebates - SCE service area - IOU Statewide Program - Dec-05 Report
5 - Marketing Activities |  |  | RECORD QUANTITY OR ESTIMATED PERCENT COMPLETE AS APPLICABLE
ACTIVITY DESCRIPTION | SPECIFY QUANTITATIVE GOAL If Applicable | SPECIFY TARGET COMPLETION DATE If Applicable | 2004-01-01 | 2004-02-01 | 2004-03-01 | 2004-04-01 | 2004-05-01 | 2004-06-01 | 2004-07-01 | 2004-08-01 | 2004-09-01 | 2004-10-01 | 2004-11-01 | 2004-12-01 | 2005-01-01 | 2005-02-01 | 2005-03-01 | 2005-04-01 | 2005-05-01 | 2005-06-01 | 2005-07-01 | 2005-08-01 | 2005-09-01 | 2005-10-01 | 2005-11-01 | 2005-12-01 | 2006-01-01 | 2006-02-01 | 2006-03-01 | 2006-04-01
Distribute Program Applications | 25000 | 2004-12-31 | 2004-03-01: 10000; 2004-04-01: 5000; 2004-05-01: 5000; 2004-06-01: 10000; 2004-07-01: 15000; 2005-01-01: 3000; 2005-02-01: 3000; 2005-03-01: 3500; 2005-04-01: 5000; 2005-05-01: 10000; 2005-10-01: 3000; 2005-11-01: 5000
Distribute HEER Brochures | 25000 | 2004-12-31 | 2004-03-01: 2500; 2004-04-01: 2500; 2004-05-01: 5000; 2004-06-01: 5000; 2004-07-01: 5000
Distribute Programmable Thermostat Brochures | 750000 | 2004-12-31 | 2004-03-01: 750000
Distribute Pool Pump Postcard | 50000 | 2004-06-30 | 2004-05-01: 50000; 2005-03-01: 5000; 2005-04-01: 50000
Bundled mailer to residential customers - lighting | 400000 | 2004-06-30
Distribute Program Applications | 25000 | 2005-12-31 | 2005-09-01: 5000
Distribute HEER Brochures | 25000 | 2005-12-31 | 2005-09-01: 1000
Distribute Programmable Thermostat Brochures | 750000 | 2005-12-31
Distribute Pool Pump Postcard | 50000 | 2005-06-30
Bundled mailer to residential customers - lighting | 400000 | 2005-06-30
x | x | x | bar: 2004-01-01 to 2006-04-01

## 6 - EM&V Activities
1234 - Southern California Edison - Single Family EE Rebates - SCE service area - IOU Statewide Program - Dec-05 Report
| 6 - EM&V Activities |  | RECORD ESTIMATED PERCENT COMPLETE AS APPLICABLE
| ACTIVITY CATEGORY Select From List | SPECIFY TARGET COMPLETION DATE | 2004-01-01 | 2004-02-01 | 2004-03-01 | 2004-04-01 | 2004-05-01 | 2004-06-01 | 2004-07-01 | 2004-08-01 | 2004-09-01 | 2004-10-01 | 2004-11-01 | 2004-12-01 | 2005-01-01 | 2005-02-01 | 2005-03-01 | 2005-04-01 | 2005-05-01 | 2005-06-01 | 2005-07-01 | 2005-08-01 | 2005-09-01 | 2005-10-01 | 2005-11-01 | 2005-12-01 | 2006-01-01 | 2006-02-01 | 2006-03-01 | 2006-04-01 | 2006-05-01 | 2006-06-01
Select EM&V Contractor | Select EM&V Contractor | 2004-04-01
Develop EM&V Plan | Develop EM&V Plan | 2004-06-01
Conduct Market Assessments and or Baseline analysis | Conduct Phone/Mail/Email Surveys | 2005-08-01
Develop Survey Instruments | Analyze Survey Data | 2005-09-15
Conduct Phone/Mail/Email Surveys | Provide Feedback to Implementer (s) | 2006-04-01
Conduct On-site Surveys/Site Inspections | Provide Interim EM&V Reports and Memorandums | 2006-04-01
Install Metering/Monitoring Equipment | Prepare and Submit Draft EM&V Report | 2006-03-01
Analyze Survey Data | Prepare and Submit Final EM&V Report | 2006-04-01
Analyze Metering/Monitoring Data
Perform/Review Engineering Analysis
Provide Feedback to Implementer (s)
Provide Interim EM&V Reports and Memorandums
Prepare and Submit Draft EM&V Report
Prepare and Submit Final EM&V Report

## 7 - Subcontractor Activities
1234 - Southern California Edison - Single Family EE Rebates - SCE service area - IOU Statewide Program - Dec-05 Report
7 - Subcontractor Activities |  |  | RECORD MONYTHLY SUBCONTRACTOR COSTS
SUBCONTRATOR | EXPECTED TASK OR ACTIVITIES | CUMULATIVE SUB-CONTRACTOR COSTS | 2004-01-01 | 2004-02-01 | 2004-03-01 | 2004-04-01 | 2004-05-01 | 2004-06-01 | 2004-07-01 | 2004-08-01 | 2004-09-01 | 2004-10-01 | 2004-11-01 | 2004-12-01 | 2005-01-01 | 2005-02-01 | 2005-03-01 | 2005-04-01 | 2005-05-01 | 2005-06-01 | 2005-07-01 | 2005-08-01 | 2005-09-01 | 2005-10-01 | 2005-11-01 | 2005-12-01 | 2006-01-01 | 2006-02-01 | 2006-03-01 | 2006-04-01
0
0
0
0
0
0
0
0
0
0
0
0
0
0
0
0
0
0
0
0
0
0
0
0
0
0
0
0
0
0
0
0
0
0
0
0
0
0
0
0
0
0
0
0
x | x | x | bar: 2004-01-01 to 2006-04-01

## 8 - Labor
1234 - Southern California Edison - Single Family EE Rebates - SCE service area - IOU Statewide Program - Dec-05 Report | [7 empty] | RECORD MONTHLY HOURS PER CATEGORY
8 - Labor |  |  |  | Cumulative |  |  |  | 2004-01-01 |  |  |  | 2004-02-01 |  |  |  | 2004-03-01 |  |  |  | 2004-04-01 |  |  |  | 2004-05-01 |  |  |  | 2004-06-01 |  |  |  | 2004-07-01 |  |  |  | 2004-08-01 |  |  |  | 2004-09-01 |  |  |  | 2004-10-01 |  |  |  | 2004-11-01 |  |  |  | 2004-12-01 |  |  |  | 2005-01-01 |  |  |  | 2005-02-01 |  |  |  | 2005-03-01 |  |  |  | 2005-04-01 |  |  |  | 2005-05-01 |  |  |  | 2005-06-01 |  |  |  | 2005-07-01 |  |  |  | 2005-08-01 |  |  |  | 2005-09-01 |  |  |  | 2005-10-01 |  |  |  | 2005-11-01 |  |  |  | 2005-12-01 |  |  |  | 2006-01-01 |  |  |  | 2006-02-01 |  |  |  | 2006-03-01 |  |  |  | 2006-04-01 |  |  |  | x
Position Title | Staff Name | Primary Responsibilities | % of Time Devoted to Program | Admin | Marktg | DI | EMV | Admin | Marktg | DI | EMV | Admin | Marktg | DI | EMV | Admin | Marktg | DI | EMV | Admin | Marktg | DI | EMV | Admin | Marktg | DI | EMV | Admin | Marktg | DI | EMV | Admin | Marktg | DI | EMV | Admin | Marktg | DI | EMV | Admin | Marktg | DI | EMV | Admin | Marktg | DI | EMV | Admin | Marktg | DI | EMV | Admin | Marktg | DI | EMV | Admin | Marktg | DI | EMV | Admin | Marktg | DI | EMV | Admin | Marktg | DI | EMV | Admin | Marktg | DI | EMV | Admin | Marktg | DI | EMV | Admin | Marktg | DI | EMV | Admin | Marktg | DI | EMV | Admin | Marktg | DI | EMV | Admin | Marktg | DI | EMV | Admin | Marktg | DI | EMV | Admin | Marktg | DI | EMV | Admin | Marktg | DI | EMV | Admin | Marktg | DI | EMV | Admin | Marktg | DI | EMV | Admin | Marktg | DI | EMV | Admin | Marktg | DI | EMV | x
|  | Residential EE programs portfolio | 40% | 1622.4 | 0 | 0 | 0 | 70.4 |  |  |  | 64 |  |  |  | 70.4 |  |  |  | 70.4 |  |  |  | 64 |  |  |  | 70.4 |  |  |  | 70.4 |  |  |  | 70.4 |  |  |  | 70.4 |  |  |  | 64 |  |  |  | 60.8 |  |  |  | 70.4 |  |  |  | 67.2 |  |  |  | 60.8 |  |  |  | 73.6 |  |  |  | 67.2 |  |  |  | 67.2 |  |  |  | 70.4 |  |  |  | 64 |  |  |  | 73.6 |  |  |  | 70.4 |  |  |  | 64 |  |  |  | 60.8 |  |  |  | 67.2 | [19 empty] | x
|  | Residential Contract Delivery Programs | 30% | 1216.8 | 0 | 0 | 0 | 52.8 |  |  |  | 48 |  |  |  | 52.8 |  |  |  | 52.8 |  |  |  | 48 |  |  |  | 52.8 |  |  |  | 52.8 |  |  |  | 52.8 |  |  |  | 52.8 |  |  |  | 48 |  |  |  | 45.6 |  |  |  | 52.8 |  |  |  | 50.4 |  |  |  | 45.6 |  |  |  | 55.2 |  |  |  | 50.4 |  |  |  | 50.4 |  |  |  | 52.8 |  |  |  | 48 |  |  |  | 55.2 |  |  |  | 52.8 |  |  |  | 48 |  |  |  | 45.6 |  |  |  | 50.4 | [19 empty] | x
|  | Residential programs | 55% | 2230.8 | 0 | 0 | 0 | 96.8 |  |  |  | 88 |  |  |  | 96.8 |  |  |  | 96.8 |  |  |  | 88 |  |  |  | 96.8 |  |  |  | 96.8 |  |  |  | 96.8 |  |  |  | 96.8 |  |  |  | 88 |  |  |  | 83.6 |  |  |  | 96.8 |  |  |  | 92.4 |  |  |  | 83.6 |  |  |  | 101.2 |  |  |  | 92.4 |  |  |  | 92.4 |  |  |  | 96.8 |  |  |  | 88 |  |  |  | 101.2 |  |  |  | 96.8 |  |  |  | 88 |  |  |  | 83.6 |  |  |  | 92.4 | [19 empty] | x
|  | Single Family Rebate | 100% | 4056 | 0 | 0 | 0 | 176 |  |  |  | 160 |  |  |  | 176 |  |  |  | 176 |  |  |  | 160 |  |  |  | 176 |  |  |  | 176 |  |  |  | 176 |  |  |  | 176 |  |  |  | 160 |  |  |  | 152 |  |  |  | 176 |  |  |  | 168 |  |  |  | 152 |  |  |  | 184 |  |  |  | 168 |  |  |  | 168 |  |  |  | 176 |  |  |  | 160 |  |  |  | 184 |  |  |  | 176 |  |  |  | 160 |  |  |  | 152 |  |  |  | 168 | [19 empty] | x
|  | Residential Lighting | 100% | 4056 | 0 | 0 | 0 | 176 |  |  |  | 160 |  |  |  | 176 |  |  |  | 176 |  |  |  | 160 |  |  |  | 176 |  |  |  | 176 |  |  |  | 176 |  |  |  | 176 |  |  |  | 160 |  |  |  | 152 |  |  |  | 176 |  |  |  | 168 |  |  |  | 152 |  |  |  | 184 |  |  |  | 168 |  |  |  | 168 |  |  |  | 176 |  |  |  | 160 |  |  |  | 184 |  |  |  | 176 |  |  |  | 160 |  |  |  | 152 |  |  |  | 168 | [19 empty] | x
|  | EE Call Center | 30% | 0 | 0 | 1216.8 | 0 |  |  | 52.8 |  |  |  | 48 |  |  |  | 52.8 |  |  |  | 52.8 |  |  |  | 48 |  |  |  | 52.8 |  |  |  | 52.8 |  |  |  | 52.8 |  |  |  | 52.8 |  |  |  | 48 |  |  |  | 45.6 |  |  |  | 52.8 |  |  |  | 50.4 |  |  |  | 45.6 |  |  |  | 55.2 |  |  |  | 50.4 |  |  |  | 50.4 |  |  |  | 52.8 |  |  |  | 48 |  |  |  | 55.2 |  |  |  | 52.8 |  |  |  | 48 |  |  |  | 45.6 |  |  |  | 50.4 | [17 empty] | x
|  | EE Call Center | 100% | 0 | 0 | 4056 | 0 |  |  | 176 |  |  |  | 160 |  |  |  | 176 |  |  |  | 176 |  |  |  | 160 |  |  |  | 176 |  |  |  | 176 |  |  |  | 176 |  |  |  | 176 |  |  |  | 160 |  |  |  | 152 |  |  |  | 176 |  |  |  | 168 |  |  |  | 152 |  |  |  | 184 |  |  |  | 168 |  |  |  | 168 |  |  |  | 176 |  |  |  | 160 |  |  |  | 184 |  |  |  | 176 |  |  |  | 160 |  |  |  | 152 |  |  |  | 168 | [17 empty] | x
|  | EE Call Center | 200% | 0 | 0 | 8112 | 0 |  |  | 352 |  |  |  | 320 |  |  |  | 352 |  |  |  | 352 |  |  |  | 320 |  |  |  | 352 |  |  |  | 352 |  |  |  | 352 |  |  |  | 352 |  |  |  | 320 |  |  |  | 304 |  |  |  | 352 |  |  |  | 336 |  |  |  | 304 |  |  |  | 368 |  |  |  | 336 |  |  |  | 336 |  |  |  | 352 |  |  |  | 320 |  |  |  | 368 |  |  |  | 352 |  |  |  | 320 |  |  |  | 304 |  |  |  | 336 | [17 empty] | x
|  | Processing and Inspections for Single Family Rebate | 40% | 0 | 0 | 1622.4 | 0 |  |  | 70.4 |  |  |  | 64 |  |  |  | 70.4 |  |  |  | 70.4 |  |  |  | 64 |  |  |  | 70.4 |  |  |  | 70.4 |  |  |  | 70.4 |  |  |  | 70.4 |  |  |  | 64 |  |  |  | 60.8 |  |  |  | 70.4 |  |  |  | 67.2 |  |  |  | 60.8 |  |  |  | 73.6 |  |  |  | 67.2 |  |  |  | 67.2 |  |  |  | 70.4 |  |  |  | 64 |  |  |  | 73.6 |  |  |  | 70.4 |  |  |  | 64 |  |  |  | 60.8 |  |  |  | 67.2 | [17 empty] | x
|  | Rebate Applications Processing | 165% | 0 | 0 | 6692.4 | 0 |  |  | 290.4 |  |  |  | 264 |  |  |  | 290.4 |  |  |  | 290.4 |  |  |  | 264 |  |  |  | 290.4 |  |  |  | 290.4 |  |  |  | 290.4 |  |  |  | 290.4 |  |  |  | 264 |  |  |  | 250.8 |  |  |  | 290.4 |  |  |  | 277.2 |  |  |  | 250.8 |  |  |  | 303.6 |  |  |  | 277.2 |  |  |  | 277.2 |  |  |  | 290.4 |  |  |  | 264 |  |  |  | 303.6 |  |  |  | 290.4 |  |  |  | 264 |  |  |  | 250.8 |  |  |  | 277.2 | [17 empty] | x
|  | Single Family Rebate Program support | 25% | 0 | 0 | 1014 | 0 |  |  | 44 |  |  |  | 40 |  |  |  | 44 |  |  |  | 44 |  |  |  | 40 |  |  |  | 44 |  |  |  | 44 |  |  |  | 44 |  |  |  | 44 |  |  |  | 40 |  |  |  | 38 |  |  |  | 44 |  |  |  | 42 |  |  |  | 38 |  |  |  | 46 |  |  |  | 42 |  |  |  | 42 |  |  |  | 44 |  |  |  | 40 |  |  |  | 46 |  |  |  | 44 |  |  |  | 40 |  |  |  | 38 |  |  |  | 42 | [17 empty] | x
|  | Single Family Rebate Program support | 100% | 0 | 0 | 4056 | 0 |  |  | 176 |  |  |  | 160 |  |  |  | 176 |  |  |  | 176 |  |  |  | 160 |  |  |  | 176 |  |  |  | 176 |  |  |  | 176 |  |  |  | 176 |  |  |  | 160 |  |  |  | 152 |  |  |  | 176 |  |  |  | 168 |  |  |  | 152 |  |  |  | 184 |  |  |  | 168 |  |  |  | 168 |  |  |  | 176 |  |  |  | 160 |  |  |  | 184 |  |  |  | 176 |  |  |  | 160 |  |  |  | 152 |  |  |  | 168 | [17 empty] | x
|  | Process and procedure manual | 20% | 0 | 0 | 811.2 | 0 |  |  | 35.2 |  |  |  | 32 |  |  |  | 35.2 |  |  |  | 35.2 |  |  |  | 32 |  |  |  | 35.2 |  |  |  | 35.2 |  |  |  | 35.2 |  |  |  | 35.2 |  |  |  | 32 |  |  |  | 30.4 |  |  |  | 35.2 |  |  |  | 33.6 |  |  |  | 30.4 |  |  |  | 36.8 |  |  |  | 33.6 |  |  |  | 33.6 |  |  |  | 35.2 |  |  |  | 32 |  |  |  | 36.8 |  |  |  | 35.2 |  |  |  | 32 |  |  |  | 30.4 |  |  |  | 33.6 | [17 empty] | x
|  | Field verification | 40% | 0 | 0 | 1622.4 | 0 |  |  | 70.4 |  |  |  | 64 |  |  |  | 70.4 |  |  |  | 70.4 |  |  |  | 64 |  |  |  | 70.4 |  |  |  | 70.4 |  |  |  | 70.4 |  |  |  | 70.4 |  |  |  | 64 |  |  |  | 60.8 |  |  |  | 70.4 |  |  |  | 67.2 |  |  |  | 60.8 |  |  |  | 73.6 |  |  |  | 67.2 |  |  |  | 67.2 |  |  |  | 70.4 |  |  |  | 64 |  |  |  | 73.6 |  |  |  | 70.4 |  |  |  | 64 |  |  |  | 60.8 |  |  |  | 67.2 | [17 empty] | x
|  | Processing and Inspections for Single Family Rebate | 15% | 0 | 0 | 608.4 | 0 |  |  | 26.4 |  |  |  | 24 |  |  |  | 26.4 |  |  |  | 26.4 |  |  |  | 24 |  |  |  | 26.4 |  |  |  | 26.4 |  |  |  | 26.4 |  |  |  | 26.4 |  |  |  | 24 |  |  |  | 22.8 |  |  |  | 26.4 |  |  |  | 25.2 |  |  |  | 22.8 |  |  |  | 27.6 |  |  |  | 25.2 |  |  |  | 25.2 |  |  |  | 26.4 |  |  |  | 24 |  |  |  | 27.6 |  |  |  | 26.4 |  |  |  | 24 |  |  |  | 22.8 |  |  |  | 25.2 | [17 empty] | x
|  | Field verification | 40% | 0 | 0 | 1622.4 | 0 |  |  | 70.4 |  |  |  | 64 |  |  |  | 70.4 |  |  |  | 70.4 |  |  |  | 64 |  |  |  | 70.4 |  |  |  | 70.4 |  |  |  | 70.4 |  |  |  | 70.4 |  |  |  | 64 |  |  |  | 60.8 |  |  |  | 70.4 |  |  |  | 67.2 |  |  |  | 60.8 |  |  |  | 73.6 |  |  |  | 67.2 |  |  |  | 67.2 |  |  |  | 70.4 |  |  |  | 64 |  |  |  | 73.6 |  |  |  | 70.4 |  |  |  | 64 |  |  |  | 60.8 |  |  |  | 67.2 | [17 empty] | x
|  | Administration support | 40% | 1622.4 | 0 | 0 | 0 | 70.4 |  |  |  | 64 |  | 0 |  | 70.4 |  |  |  | 70.4 |  |  |  | 64 |  |  |  | 70.4 |  |  |  | 70.4 |  |  |  | 70.4 |  |  |  | 70.4 |  |  |  | 64 |  |  |  | 60.8 |  |  |  | 70.4 |  |  |  | 67.2 |  |  |  | 60.8 |  |  |  | 73.6 |  |  |  | 67.2 |  |  |  | 67.2 |  |  |  | 70.4 |  |  |  | 64 |  |  |  | 73.6 |  |  |  | 70.4 |  |  |  | 64 |  |  |  | 60.8 |  |  |  | 67.2 | [19 empty] | x
|  | Rebate Applications Processing | 380% | 0 | 0 | 15412.8 | 0 |  |  | 668.8 |  |  |  | 608 |  |  |  | 668.8 |  |  |  | 668.8 |  |  |  | 608 |  |  |  | 668.8 |  |  |  | 668.8 |  |  |  | 668.8 |  |  |  | 668.8 |  |  |  | 608 |  |  |  | 577.6 |  |  |  | 668.8 |  |  |  | 638.4 |  |  |  | 577.6 |  |  |  | 699.2 |  |  |  | 638.4 |  |  |  | 638.4 |  |  |  | 668.8 |  |  |  | 608 |  |  |  | 699.2 |  |  |  | 668.8 |  |  |  | 608 |  |  |  | 577.6 |  |  |  | 638.4 | [17 empty] | x
|  | Tracking, reporting and fiscal support | 40% | 1622.4 | 0 | 0 | 0 | 70.4 |  |  |  | 64 |  |  |  | 70.4 |  |  |  | 70.4 |  |  |  | 64 |  |  |  | 70.4 |  |  |  | 70.4 |  |  |  | 70.4 |  |  |  | 70.4 |  |  |  | 64 |  |  |  | 60.8 |  |  |  | 70.4 |  |  |  | 67.2 |  |  |  | 60.8 |  |  |  | 73.6 |  |  |  | 67.2 |  |  |  | 67.2 |  |  |  | 70.4 |  |  |  | 64 |  |  |  | 73.6 |  |  |  | 70.4 |  |  |  | 64 |  |  |  | 60.8 |  |  |  | 67.2 | [19 empty] | x
|  | IT Liaison | 40% | 0 | 0 | 1622.4 | 0 |  |  | 70.4 |  |  |  | 64 |  |  |  | 70.4 |  |  |  | 70.4 |  |  |  | 64 |  |  |  | 70.4 |  |  |  | 70.4 |  |  |  | 70.4 |  |  |  | 70.4 |  |  |  | 64 |  |  |  | 60.8 |  |  |  | 70.4 |  |  |  | 67.2 |  |  |  | 60.8 |  |  |  | 73.6 |  |  |  | 67.2 |  |  |  | 67.2 |  |  |  | 70.4 |  |  |  | 64 |  |  |  | 73.6 |  |  |  | 70.4 |  |  |  | 64 |  |  |  | 60.8 |  |  |  | 67.2 | [17 empty] | x
|  |  |  | 0 | 0 | 0 | 0 | [112 empty] | x
|  |  |  | 0 | 0 | 0 | 0 | [112 empty] | x
|  |  |  | 0 | 0 | 0 | 0 | [112 empty] | x
|  |  |  | 0 | 0 | 0 | 0 | [112 empty] | x
|  |  |  | 0 | 0 | 0 | 0 | [112 empty] | x
|  |  |  | 0 | 0 | 0 | 0 | [112 empty] | x
|  |  |  | 0 | 0 | 0 | 0 | [112 empty] | x
|  |  |  | 0 | 0 | 0 | 0 | [112 empty] | x
|  |  |  | 0 | 0 | 0 | 0 | [112 empty] | x
|  |  |  | 0 | 0 | 0 | 0 | [112 empty] | x
|  |  |  | 0 | 0 | 0 | 0 | [112 empty] | x
|  |  |  | 0 | 0 | 0 | 0 | [112 empty] | x
|  |  |  | 0 | 0 | 0 | 0 | [112 empty] | x
|  |  |  | 0 | 0 | 0 | 0 | [112 empty] | x
|  |  |  | 0 | 0 | 0 | 0 | [112 empty] | x
|  |  |  | 0 | 0 | 0 | 0 | [112 empty] | x
|  |  |  | 0 | 0 | 0 | 0 | [112 empty] | x
|  |  |  | 0 | 0 | 0 | 0 | [112 empty] | x
|  |  |  | 0 | 0 | 0 | 0 | [112 empty] | x
|  |  |  | 0 | 0 | 0 | 0 | [112 empty] | x
|  |  |  | 0 | 0 | 0 | 0 | [112 empty] | x
|  |  |  | 0 | 0 | 0 | 0 | [112 empty] | x
|  |  |  | 0 | 0 | 0 | 0 | [112 empty] | x
|  |  |  | 0 | 0 | 0 | 0 | [112 empty] | x
|  |  |  | 0 | 0 | 0 | 0 | [112 empty] | x
|  |  |  | 0 | 0 | 0 | 0 | [112 empty] | x
|  |  |  | 0 | 0 | 0 | 0 | [112 empty] | x
|  |  |  | 0 | 0 | 0 | 0 | [112 empty] | x
|  |  |  | 0 | 0 | 0 | 0 | [112 empty] | x
|  |  |  | 0 | 0 | 0 | 0 | [112 empty] | x
|  |  |  | 0 | 0 | 0 | 0 | [112 empty] | x
|  |  |  | 0 | 0 | 0 | 0 | [112 empty] | x
|  |  |  | 0 | 0 | 0 | 0 | [112 empty] | x
|  |  |  | 0 | 0 | 0 | 0 | [112 empty] | x
|  |  |  | 0 | 0 | 0 | 0 | [112 empty] | x
|  |  |  | 0 | 0 | 0 | 0 | [112 empty] | x
|  |  |  | 0 | 0 | 0 | 0 | [112 empty] | x
|  |  |  | 0 | 0 | 0 | 0 | [112 empty] | x
|  |  |  | 0 | 0 | 0 | 0 | [112 empty] | x
|  |  |  | 0 | 0 | 0 | 0 | [112 empty] | x
x | x | x | x | x | x | x | x | x | x | x | x | x | x | x | x | x | x | x | x | x | x | x | x | x | x | x | x | x | x | x | x | x | x | x | x | x | x | x | x | x | x | x | x | x | x | x | x | x | x | x | x | x | x | x | x | x | x | x | x | x | x | x | x | x | x | x | x | x | x | x | x | x | x | x | x | x | x | x | x | x | x | x | x | x | x | x | x | x | x | x | x | x | x | x | x | x | x | x | x | x | x | x | x | x | x | x | x | x | x | x | x | x | x | x | x | x | x | x | x | x

## LU - Avd. Costs TRC
Discount Rate
|  |  |  | AVOIDED COST VALUES - TRC |  |  |  |  | 8.15%
|  | Electric |  |  |  |  | Natural Gas
| Statewide Avg. | Gen | T&D | Env.Ext. | Total |  | Gen | T&D | Env.Ext. | Total
| Year | $/kWh | $/kWh | $/kWh | $/kWh | Year | $/thm | $/thm | $/thm | $/thm
| 2004 | 0.05341 | 0.00574 | 0.00704 | 0.06619 | 2004 | 0.34 | 0.03 | 0.06 | 0.43
| 2005 | 0.05451 | 0.006 | 0.0072 | 0.06771 | 2005 | 0.35 | 0.03 | 0.06 | 0.44
| 2006 | 0.04961 | 0.0062 | 0.0074 | 0.06321 | 2006 | 0.37 | 0.03 | 0.07 | 0.47
| 2007 | 0.05155 | 0.0065 | 0.0076 | 0.06565 | 2007 | 0.39 | 0.03 | 0.07 | 0.49
| 2008 | 0.05325 | 0.00675 | 0.00785 | 0.06785 | 2008 | 0.4 | 0.04 | 0.07 | 0.51
| 2009 | 0.0551 | 0.00704 | 0.00814 | 0.07028 | 2009 | 0.42 | 0.04 | 0.07 | 0.53
| 2010 | 0.05708 | 0.00734 | 0.00834 | 0.07276 | 2010 | 0.44 | 0.04 | 0.07 | 0.55
| 2011 | 0.05896 | 0.0076 | 0.0086 | 0.07516 | 2011 | 0.38 | 0.04 | 0.08 | 0.5
| 2012 | 0.06138 | 0.00794 | 0.00884 | 0.07816 | 2012 | 0.4 | 0.04 | 0.08 | 0.52
| 2013 | 0.06399 | 0.0083 | 0.0091 | 0.08139 | 2013 | 0.42 | 0.04 | 0.08 | 0.54
| 2014 | 0.06676 | 0.0086 | 0.0094 | 0.08476 | 2014 | 0.43 | 0.04 | 0.08 | 0.55
| 2015 | 0.06976 | 0.009 | 0.0097 | 0.08846 | 2015 | 0.45 | 0.04 | 0.09 | 0.58
| 2016 | 0.073 | 0.00934 | 0.00994 | 0.09228 | 2016 | 0.48 | 0.04 | 0.09 | 0.61
| 2017 | 0.07649 | 0.00974 | 0.01024 | 0.09647 | 2017 | 0.5 | 0.04 | 0.09 | 0.63
| 2018 | 0.08023 | 0.01014 | 0.01054 | 0.10091 | 2018 | 0.52 | 0.05 | 0.09 | 0.66
| 2019 | 0.08428 | 0.01055 | 0.01081 | 0.10564 | 2019 | 0.54 | 0.05 | 0.1 | 0.69
| 2020 | 0.08844 | 0.01059 | 0.01108 | 0.11011 | 2020 | 0.57 | 0.05 | 0.1 | 0.72
| 2021 | 0.09287 | 0.01112 | 0.01136 | 0.11535 | 2021 | 0.59 | 0.05 | 0.1 | 0.74
| 2022 | 0.09942 | 0.01152 | 0.01167 | 0.12261 | 2022 | 0.61 | 0.05 | 0.1 | 0.76
| 2023 | 0.10222 | 0.01191 | 0.01198 | 0.12611 | 2023 | 0.64 | 0.06 | 0.11 | 0.81
| SUM | 1.3923 | 0.17192 | 0.18683 | 1.7511 | SUM | 9.24 | 0.66 | 1.66 | 11.73
0 |  |  |  |  | 0 |  |  |  |  | 0
1 | PV (1 yr) | 0.05341 | 0.00574 | 0.00704 | 0.06619 | PV (1 yr) | 0.34 | 0.03 | 0.06 | 0.43
2 | PV (2 yr) | 0.10381 | 0.011288 | 0.013697 | 0.1288 | PV (2 yr) | 0.66362 | 0.057739 | 0.11548 | 0.83684
3 | PV (3 yr) | 0.14623 | 0.016589 | 0.020024 | 0.18284 | PV (3 yr) | 0.97996 | 0.083388 | 0.17533 | 1.2387 | Discount Rate | 8.15%
4 | PV (4 yr) | 0.18698 | 0.021727 | 0.026032 | 0.23474 | PV (4 yr) | 1.2883 | 0.1071 | 0.23066 | 1.626
5 | PV (5 yr) | 0.2259 | 0.026661 | 0.03177 | 0.28433 | PV (5 yr) | 1.5807 | 0.13634 | 0.28183 | 1.9988
6 | PV (6 yr) | 0.26314 | 0.031419 | 0.037272 | 0.33183 | PV (6 yr) | 1.8645 | 0.16338 | 0.32914 | 2.357
7 | PV (7 yr) | 0.29882 | 0.036006 | 0.042484 | 0.37731 | PV (7 yr) | 2.1395 | 0.18838 | 0.37289 | 2.7008
8 | PV (8 yr) | 0.33289 | 0.040398 | 0.047453 | 0.42074 | PV (8 yr) | 2.3591 | 0.21149 | 0.41912 | 2.9897
9 | PV (9 yr) | 0.36568 | 0.04464 | 0.052177 | 0.4625 | PV (9 yr) | 2.5728 | 0.23286 | 0.46186 | 3.2675
10 | PV (10 yr) | 0.39729 | 0.048741 | 0.056672 | 0.50271 | PV (10 yr) | 2.7803 | 0.25262 | 0.50138 | 3.5343
11 | PV (11 yr) | 0.42779 | 0.052669 | 0.060966 | 0.54143 | PV (11 yr) | 2.9767 | 0.2709 | 0.53793 | 3.7855
12 | PV (12 yr) | 0.45726 | 0.056471 | 0.065064 | 0.57879 | PV (12 yr) | 3.1668 | 0.28779 | 0.57594 | 4.0305
13 | PV (13 yr) | 0.48577 | 0.060119 | 0.068946 | 0.61483 | PV (13 yr) | 3.3543 | 0.30341 | 0.61109 | 4.2688
14 | PV (14 yr) | 0.51339 | 0.063636 | 0.072644 | 0.64967 | PV (14 yr) | 3.5348 | 0.31786 | 0.64359 | 4.4963
15 | PV (15 yr) | 0.54018 | 0.067022 | 0.076163 | 0.68336 | PV (15 yr) | 3.7085 | 0.33455 | 0.67365 | 4.7167
16 | PV (16 yr) | 0.5662 | 0.070279 | 0.079501 | 0.71598 | PV (16 yr) | 3.8752 | 0.34999 | 0.70452 | 4.9297
17 | PV (17 yr) | 0.59145 | 0.073302 | 0.082664 | 0.74741 | PV (17 yr) | 4.0379 | 0.36426 | 0.73307 | 5.1352
18 | PV (18 yr) | 0.61596 | 0.076238 | 0.085662 | 0.77786 | PV (18 yr) | 4.1936 | 0.37746 | 0.75946 | 5.3306
19 | PV (19 yr) | 0.64023 | 0.079049 | 0.088511 | 0.80779 | PV (19 yr) | 4.3425 | 0.38967 | 0.78387 | 5.5161
20 | PV (20 yr) | 0.6633 | 0.081737 | 0.091214 | 0.83625 | PV (20 yr) | 4.487 | 0.40321 | 0.8087 | 5.6989

## LU - Avd. Costs PT
[5 empty] | AVOIDED COST VALUES - PT |  |  |  |  | Discount Rate | 8.15%
|  |  | Electric ($/kWh) | [5 empty] | Electric ($/kWh) | [5 empty] | Electric ($/kWh)
|  |  | PG&E | [5 empty] | SCE | [5 empty] | SDG&E
|  | Residential | Agricultural | Small Commercial | Medium Commercial | Large Commerical |  | Residential | Agricultural | Small Commercial | Medium Commercial | Large Commerical |  | Residential | Agricultural | Small Commercial | Medium Commercial | Large Commerical
| 2004 | 0.13 | 0.14 | 0.17 | 0.16 | 0.14 | 2004 | 0.14 | 0.11 | 0.18 | 0.15 | 0.13 | 2004 | 0.16 | 0.15 | 0.17 | 0.12 | 0.12
| 2005 | 0.13466 | 0.14502 | 0.1761 | 0.16574 | 0.14502 | 2005 | 0.14502 | 0.11395 | 0.18646 | 0.15538 | 0.13466 | 2005 | 0.16574 | 0.15538 | 0.1761 | 0.12431 | 0.12431
| 2006 | 0.13933 | 0.15005 | 0.1822 | 0.17148 | 0.15005 | 2006 | 0.15005 | 0.11789 | 0.19292 | 0.16076 | 0.13933 | 2006 | 0.17148 | 0.16076 | 0.1822 | 0.12861 | 0.12861
| 2007 | 0.14252 | 0.15349 | 0.18638 | 0.17541 | 0.15349 | 2007 | 0.15349 | 0.1206 | 0.19734 | 0.16445 | 0.14252 | 2007 | 0.17541 | 0.16445 | 0.18638 | 0.13156 | 0.13156
| 2008 | 0.14534 | 0.15652 | 0.19006 | 0.17888 | 0.15652 | 2008 | 0.15652 | 0.12298 | 0.20124 | 0.1677 | 0.14534 | 2008 | 0.17888 | 0.1677 | 0.19006 | 0.13416 | 0.13416
| 2009 | 0.14804 | 0.15942 | 0.19359 | 0.1822 | 0.15942 | 2009 | 0.15942 | 0.12526 | 0.20497 | 0.17081 | 0.14804 | 2009 | 0.1822 | 0.17081 | 0.19359 | 0.13665 | 0.13665
| 2010 | 0.15079 | 0.16239 | 0.19718 | 0.18558 | 0.16239 | 2010 | 0.16239 | 0.12759 | 0.20878 | 0.17398 | 0.15079 | 2010 | 0.18558 | 0.17398 | 0.19718 | 0.13919 | 0.13919
| 2011 | 0.15371 | 0.16553 | 0.201 | 0.18918 | 0.16553 | 2011 | 0.16553 | 0.13006 | 0.21282 | 0.17735 | 0.15371 | 2011 | 0.18918 | 0.17735 | 0.201 | 0.14188 | 0.14188
| 2012 | 0.15685 | 0.16892 | 0.20511 | 0.19305 | 0.16892 | 2012 | 0.16892 | 0.13272 | 0.21718 | 0.18098 | 0.15685 | 2012 | 0.19305 | 0.18098 | 0.20511 | 0.14478 | 0.14478
| 2013 | 0.16014 | 0.17246 | 0.20942 | 0.1971 | 0.17246 | 2013 | 0.17246 | 0.13551 | 0.22174 | 0.18478 | 0.16014 | 2013 | 0.1971 | 0.18478 | 0.20942 | 0.14782 | 0.14782
| 2014 | 0.16351 | 0.17609 | 0.21382 | 0.20124 | 0.17609 | 2014 | 0.17609 | 0.13835 | 0.2264 | 0.18866 | 0.16351 | 2014 | 0.20124 | 0.18866 | 0.21382 | 0.15093 | 0.15093
| 2015 | 0.16698 | 0.17983 | 0.21836 | 0.20552 | 0.17983 | 2015 | 0.17983 | 0.14129 | 0.23121 | 0.19267 | 0.16698 | 2015 | 0.20552 | 0.19267 | 0.21836 | 0.15414 | 0.15414
| 2016 | 0.17049 | 0.18361 | 0.22295 | 0.20984 | 0.18361 | 2016 | 0.18361 | 0.14426 | 0.23607 | 0.19672 | 0.17049 | 2016 | 0.20984 | 0.19672 | 0.22295 | 0.15738 | 0.15738
| 2017 | 0.17406 | 0.18745 | 0.22762 | 0.21423 | 0.18745 | 2017 | 0.18745 | 0.14728 | 0.24101 | 0.20084 | 0.17406 | 2017 | 0.21423 | 0.20084 | 0.22762 | 0.16067 | 0.16067
| 2018 | 0.17772 | 0.1914 | 0.23241 | 0.21874 | 0.1914 | 2018 | 0.1914 | 0.15038 | 0.24608 | 0.20507 | 0.17772 | 2018 | 0.21874 | 0.20507 | 0.23241 | 0.16405 | 0.16405
| 2019 | 0.18145 | 0.19541 | 0.23728 | 0.22332 | 0.19541 | 2019 | 0.19541 | 0.15353 | 0.25124 | 0.20937 | 0.18145 | 2019 | 0.22332 | 0.20937 | 0.23728 | 0.16749 | 0.16749
| 2020 | 0.18529 | 0.19954 | 0.2423 | 0.22805 | 0.19954 | 2020 | 0.19954 | 0.15679 | 0.25656 | 0.2138 | 0.18529 | 2020 | 0.22805 | 0.2138 | 0.2423 | 0.17104 | 0.17104
| 2021 | 0.18918 | 0.20374 | 0.24739 | 0.23284 | 0.20374 | 2021 | 0.20374 | 0.16008 | 0.26195 | 0.21829 | 0.18918 | 2021 | 0.23284 | 0.21829 | 0.24739 | 0.17463 | 0.17463
| 2022 | 0.19316 | 0.20801 | 0.25259 | 0.23773 | 0.20801 | 2022 | 0.20801 | 0.16344 | 0.26745 | 0.22287 | 0.19316 | 2022 | 0.23773 | 0.22287 | 0.25259 | 0.1783 | 0.1783
| 2023 | 0.19721 | 0.21238 | 0.25789 | 0.24272 | 0.21238 | 2023 | 0.21238 | 0.16687 | 0.27306 | 0.22755 | 0.19721 | 2023 | 0.24272 | 0.22755 | 0.25789 | 0.18204 | 0.18204
| 2024 | 0.20135 | 0.21684 | 0.26331 | 0.24782 | 0.21684 | 2024 | 0.21684 | 0.17038 | 0.2788 | 0.23233 | 0.20135 | 2024 | 0.24782 | 0.23233 | 0.26331 | 0.18586 | 0.18586
0
1 | PV (1 yr) | 0.13 | 0.14 | 0.17 | 0.16 | 0.14 | PV (1 yr) | 0.14 | 0.11 | 0.18 | 0.15 | 0.13 | PV (1 yr) | 0.16 | 0.15 | 0.17 | 0.12 | 0.12
2 | PV (2 yr) | 0.25452 | 0.27409 | 0.33283 | 0.31325 | 0.27409 | PV (2 yr) | 0.27409 | 0.21536 | 0.35241 | 0.29367 | 0.25452 | PV (2 yr) | 0.31325 | 0.29367 | 0.33283 | 0.23494 | 0.23494
3 | PV (3 yr) | 0.37364 | 0.40238 | 0.4886 | 0.45986 | 0.40238 | PV (3 yr) | 0.40238 | 0.31616 | 0.51735 | 0.43112 | 0.37364 | PV (3 yr) | 0.45986 | 0.43112 | 0.4886 | 0.3449 | 0.3449
4 | PV (4 yr) | 0.48631 | 0.52372 | 0.63594 | 0.59853 | 0.52372 | PV (4 yr) | 0.52372 | 0.41149 | 0.67335 | 0.56112 | 0.48631 | PV (4 yr) | 0.59853 | 0.56112 | 0.63594 | 0.4489 | 0.4489
5 | PV (5 yr) | 0.59254 | 0.63812 | 0.77486 | 0.72928 | 0.63812 | PV (5 yr) | 0.63812 | 0.50138 | 0.82044 | 0.6837 | 0.59254 | PV (5 yr) | 0.72928 | 0.6837 | 0.77486 | 0.54696 | 0.54696
6 | PV (6 yr) | 0.6926 | 0.74587 | 0.9057 | 0.85243 | 0.74587 | PV (6 yr) | 0.74587 | 0.58604 | 0.95898 | 0.79915 | 0.6926 | PV (6 yr) | 0.85243 | 0.79915 | 0.9057 | 0.63932 | 0.63932
7 | PV (7 yr) | 0.78683 | 0.84736 | 1.0289 | 0.96841 | 0.84736 | PV (7 yr) | 0.84736 | 0.66578 | 1.0895 | 0.90788 | 0.78683 | PV (7 yr) | 0.96841 | 0.90788 | 1.0289 | 0.72631 | 0.72631
8 | PV (8 yr) | 0.87565 | 0.94301 | 1.1451 | 1.0777 | 0.94301 | PV (8 yr) | 0.94301 | 0.74093 | 1.2124 | 1.0104 | 0.87565 | PV (8 yr) | 1.0777 | 1.0104 | 1.1451 | 0.80829 | 0.80829
9 | PV (9 yr) | 0.95945 | 1.0333 | 1.2547 | 1.1809 | 1.0333 | PV (9 yr) | 1.0333 | 0.81185 | 1.3285 | 1.1071 | 0.95945 | PV (9 yr) | 1.1809 | 1.1071 | 1.2547 | 0.88565 | 0.88565
10 | PV (10 yr) | 1.0386 | 1.1185 | 1.3581 | 1.2782 | 1.1185 | PV (10 yr) | 1.1185 | 0.87879 | 1.438 | 1.1984 | 1.0386 | PV (10 yr) | 1.2782 | 1.1984 | 1.3581 | 0.95868 | 0.95868
11 | PV (11 yr) | 1.1133 | 1.1989 | 1.4558 | 1.3702 | 1.1989 | PV (11 yr) | 1.1989 | 0.94199 | 1.5414 | 1.2845 | 1.1133 | PV (11 yr) | 1.3702 | 1.2845 | 1.4558 | 1.0276 | 1.0276
12 | PV (12 yr) | 1.1838 | 1.2749 | 1.548 | 1.457 | 1.2749 | PV (12 yr) | 1.2749 | 1.0017 | 1.6391 | 1.3659 | 1.1838 | PV (12 yr) | 1.457 | 1.3659 | 1.548 | 1.0927 | 1.0927
13 | PV (13 yr) | 1.2504 | 1.3466 | 1.6351 | 1.5389 | 1.3466 | PV (13 yr) | 1.3466 | 1.058 | 1.7313 | 1.4427 | 1.2504 | PV (13 yr) | 1.5389 | 1.4427 | 1.6351 | 1.1542 | 1.1542
14 | PV (14 yr) | 1.3132 | 1.4143 | 1.7173 | 1.6163 | 1.4143 | PV (14 yr) | 1.4143 | 1.1112 | 1.8183 | 1.5153 | 1.3132 | PV (14 yr) | 1.6163 | 1.5153 | 1.7173 | 1.2122 | 1.2122
15 | PV (15 yr) | 1.3726 | 1.4782 | 1.7949 | 1.6893 | 1.4782 | PV (15 yr) | 1.4782 | 1.1614 | 1.9005 | 1.5837 | 1.3726 | PV (15 yr) | 1.6893 | 1.5837 | 1.7949 | 1.267 | 1.267
16 | PV (16 yr) | 1.4286 | 1.5385 | 1.8682 | 1.7583 | 1.5385 | PV (16 yr) | 1.5385 | 1.2088 | 1.9781 | 1.6484 | 1.4286 | PV (16 yr) | 1.7583 | 1.6484 | 1.8682 | 1.3187 | 1.3187
17 | PV (17 yr) | 1.4815 | 1.5955 | 1.9373 | 1.8234 | 1.5955 | PV (17 yr) | 1.5955 | 1.2536 | 2.0513 | 1.7094 | 1.4815 | PV (17 yr) | 1.8234 | 1.7094 | 1.9373 | 1.3675 | 1.3675
18 | PV (18 yr) | 1.5314 | 1.6492 | 2.0027 | 1.8848 | 1.6492 | PV (18 yr) | 1.6492 | 1.2958 | 2.1205 | 1.767 | 1.5314 | PV (18 yr) | 1.8848 | 1.767 | 2.0027 | 1.4136 | 1.4136
19 | PV (19 yr) | 1.5786 | 1.7 | 2.0643 | 1.9429 | 1.7 | PV (19 yr) | 1.7 | 1.3357 | 2.1857 | 1.8214 | 1.5786 | PV (19 yr) | 1.9429 | 1.8214 | 2.0643 | 1.4572 | 1.4572
20 | PV (20 yr) | 1.6231 | 1.7479 | 2.1225 | 1.9977 | 1.7479 | PV (20 yr) | 1.7479 | 1.3734 | 2.2474 | 1.8728 | 1.6231 | PV (20 yr) | 1.9977 | 1.8728 | 2.1225 | 1.4982 | 1.4982
|  |  | Natural Gas ($/therm) | [5 empty] | Natural Gas ($/therm) | [5 empty] | Natural Gas ($/therm)
|  |  | PG&E | [5 empty] | SoCalGas | [5 empty] | SDG&E
|  | Residential | Agricultural | Small Commercial | Medium Commercial | Large Commerical |  | Residential | Agricultural | Small Commercial | Medium Commercial | Large Commerical |  | Residential | Agricultural | Small Commercial | Medium Commercial | Large Commerical
| 2004 | 0.89 |  | 0.87 | 0.73 | 0.67 | 2004 | 1.07 | 0.74 | 0.87 | 0.77 | 0.63 | 2004 | 1.31 |  | 0.93 | 0.81 | 0.63
| 2005 | 0.92194 |  | 0.90122 | 0.75619 | 0.69404 | 2005 | 1.1084 | 0.76655 | 0.90122 | 0.79763 | 0.65261 | 2005 | 1.357 |  | 0.96337 | 0.83906 | 0.65261
| 2006 | 0.95387 |  | 0.93244 | 0.78239 | 0.71808 | 2006 | 1.1468 | 0.79311 | 0.93244 | 0.82526 | 0.67521 | 2006 | 1.404 |  | 0.99674 | 0.86813 | 0.67521
| 2007 | 0.97573 |  | 0.95381 | 0.80032 | 0.73454 | 2007 | 1.1731 | 0.81128 | 0.95381 | 0.84417 | 0.69069 | 2007 | 1.4362 |  | 1.0196 | 0.88803 | 0.69069
| 2008 | 0.995 |  | 0.97264 | 0.81612 | 0.74904 | 2008 | 1.1962 | 0.8273 | 0.97264 | 0.86084 | 0.70433 | 2008 | 1.4645 |  | 1.0397 | 0.90556 | 0.70433
| 2009 | 1.0135 |  | 0.99071 | 0.83129 | 0.76296 | 2009 | 1.2185 | 0.84267 | 0.99071 | 0.87684 | 0.71741 | 2009 | 1.4918 |  | 1.059 | 0.92239 | 0.71741
| 2010 | 1.0323 |  | 1.0091 | 0.84672 | 0.77713 | 2010 | 1.2411 | 0.85832 | 1.0091 | 0.89312 | 0.73073 | 2010 | 1.5195 |  | 1.0787 | 0.93952 | 0.73073
| 2011 | 1.0523 |  | 1.0286 | 0.86311 | 0.79217 | 2011 | 1.2651 | 0.87494 | 1.0286 | 0.91041 | 0.74488 | 2011 | 1.5489 |  | 1.0996 | 0.9577 | 0.74488
| 2012 | 1.0738 |  | 1.0497 | 0.88077 | 0.80838 | 2012 | 1.291 | 0.89284 | 1.0497 | 0.92904 | 0.76012 | 2012 | 1.5806 |  | 1.1221 | 0.9773 | 0.76012
| 2013 | 1.0964 |  | 1.0717 | 0.89926 | 0.82535 | 2013 | 1.3181 | 0.91158 | 1.0717 | 0.94854 | 0.77607 | 2013 | 1.6137 |  | 1.1456 | 0.99781 | 0.77607
| 2014 | 1.1194 |  | 1.0942 | 0.91816 | 0.84269 | 2014 | 1.3458 | 0.93074 | 1.0942 | 0.96847 | 0.79238 | 2014 | 1.6477 |  | 1.1697 | 1.0188 | 0.79238
| 2015 | 1.1432 |  | 1.1175 | 0.93768 | 0.86061 | 2015 | 1.3744 | 0.95052 | 1.1175 | 0.98906 | 0.80923 | 2015 | 1.6827 |  | 1.1946 | 1.0404 | 0.80923
| 2016 | 1.1672 |  | 1.141 | 0.95738 | 0.87869 | 2016 | 1.4033 | 0.97049 | 1.141 | 1.0098 | 0.82623 | 2016 | 1.718 |  | 1.2197 | 1.0623 | 0.82623
| 2017 | 1.1917 |  | 1.1649 | 0.97744 | 0.8971 | 2017 | 1.4327 | 0.99083 | 1.1649 | 1.031 | 0.84354 | 2017 | 1.754 |  | 1.2452 | 1.0846 | 0.84354
| 2018 | 1.2167 |  | 1.1894 | 0.99799 | 0.91596 | 2018 | 1.4628 | 1.0117 | 1.1894 | 1.0527 | 0.86128 | 2018 | 1.7909 |  | 1.2714 | 1.1074 | 0.86128
| 2019 | 1.2422 |  | 1.2143 | 1.0189 | 0.93517 | 2019 | 1.4935 | 1.0329 | 1.2143 | 1.0747 | 0.87934 | 2019 | 1.8285 |  | 1.2981 | 1.1306 | 0.87934
| 2020 | 1.2685 |  | 1.24 | 1.0405 | 0.95496 | 2020 | 1.5251 | 1.0547 | 1.24 | 1.0975 | 0.89795 | 2020 | 1.8672 |  | 1.3255 | 1.1545 | 0.89795
| 2021 | 1.2952 |  | 1.2661 | 1.0623 | 0.97502 | 2021 | 1.5571 | 1.0769 | 1.2661 | 1.1205 | 0.91681 | 2021 | 1.9064 |  | 1.3534 | 1.1788 | 0.91681
| 2022 | 1.3224 |  | 1.2927 | 1.0846 | 0.99549 | 2022 | 1.5898 | 1.0995 | 1.2927 | 1.1441 | 0.93606 | 2022 | 1.9464 |  | 1.3818 | 1.2035 | 0.93606
| 2023 | 1.3501 |  | 1.3198 | 1.1074 | 1.0164 | 2023 | 1.6232 | 1.1226 | 1.3198 | 1.1681 | 0.95572 | 2023 | 1.9873 |  | 1.4108 | 1.2288 | 0.95572
| 2024 | 1.3785 |  | 1.3475 | 1.1307 | 1.0377 | 2024 | 1.6573 | 1.1462 | 1.3475 | 1.1926 | 0.97579 | 2024 | 2.029 |  | 1.4404 | 1.2546 | 0.97579
1 | PV (1 yr) | 0.89 |  | 0.87 | 0.73 | 0.67 | PV (1 yr) | 1.07 | 0.74 | 0.87 | 0.77 | 0.63 | PV (1 yr) | 1.31 |  | 0.93 | 0.81 | 0.63
2 | PV (2 yr) | 1.7425 |  | 1.7033 | 1.4292 | 1.3117 | PV (2 yr) | 2.0949 | 1.4488 | 1.7033 | 1.5075 | 1.2334 | PV (2 yr) | 2.5647 |  | 1.8208 | 1.5858 | 1.2334
3 | PV (3 yr) | 2.558 |  | 2.5005 | 2.0981 | 1.9257 | PV (3 yr) | 3.0753 | 2.1269 | 2.5005 | 2.2131 | 1.8107 | PV (3 yr) | 3.7651 |  | 2.6729 | 2.3281 | 1.8107
4 | PV (4 yr) | 3.3293 |  | 3.2545 | 2.7308 | 2.5064 | PV (4 yr) | 4.0027 | 2.7682 | 3.2545 | 2.8804 | 2.3567 | PV (4 yr) | 4.9005 |  | 3.479 | 3.0301 | 2.3567
5 | PV (5 yr) | 4.0566 |  | 3.9655 | 3.3274 | 3.0539 | PV (5 yr) | 4.8771 | 3.3729 | 3.9655 | 3.5097 | 2.8716 | PV (5 yr) | 5.971 |  | 4.239 | 3.692 | 2.8716
6 | PV (6 yr) | 4.7416 |  | 4.6351 | 3.8892 | 3.5695 | PV (6 yr) | 5.7006 | 3.9425 | 4.6351 | 4.1023 | 3.3564 | PV (6 yr) | 6.9793 |  | 4.9547 | 4.3154 | 3.3564
7 | PV (7 yr) | 5.3868 |  | 5.2657 | 4.4184 | 4.0552 | PV (7 yr) | 6.4762 | 4.4789 | 5.2657 | 4.6605 | 3.8131 | PV (7 yr) | 7.9288 |  | 5.6289 | 4.9026 | 3.8131
8 | PV (8 yr) | 5.9948 |  | 5.8601 | 4.9171 | 4.513 | PV (8 yr) | 7.2073 | 4.9845 | 5.8601 | 5.1865 | 4.2435 | PV (8 yr) | 8.8238 |  | 6.2643 | 5.456 | 4.2435
9 | PV (9 yr) | 6.5686 |  | 6.421 | 5.3877 | 4.9449 | PV (9 yr) | 7.897 | 5.4615 | 6.421 | 5.6829 | 4.6497 | PV (9 yr) | 9.6684 |  | 6.8638 | 5.9781 | 4.6497
10 | PV (10 yr) | 7.1102 |  | 6.9504 | 5.832 | 5.3526 | PV (10 yr) | 8.5482 | 5.9119 | 6.9504 | 6.1515 | 5.0331 | PV (10 yr) | 10.4656 |  | 7.4298 | 6.4711 | 5.0331
11 | PV (11 yr) | 7.6216 |  | 7.4503 | 6.2514 | 5.7376 | PV (11 yr) | 9.163 | 6.337 | 7.4503 | 6.5939 | 5.395 | PV (11 yr) | 11.2183 |  | 7.9641 | 6.9365 | 5.395
12 | PV (12 yr) | 8.1044 |  | 7.9223 | 6.6475 | 6.1011 | PV (12 yr) | 9.7435 | 6.7385 | 7.9223 | 7.0117 | 5.7368 | PV (12 yr) | 11.929 |  | 8.4687 | 7.3759 | 5.7368
13 | PV (13 yr) | 8.5603 |  | 8.3679 | 7.0214 | 6.4443 | PV (13 yr) | 10.2916 | 7.1176 | 8.3679 | 7.4061 | 6.0595 | PV (13 yr) | 12.6 |  | 8.945 | 7.7908 | 6.0595
14 | PV (14 yr) | 8.9906 |  | 8.7886 | 7.3743 | 6.7682 | PV (14 yr) | 10.809 | 7.4754 | 8.7886 | 7.7784 | 6.3642 | PV (14 yr) | 13.2334 |  | 9.3947 | 8.1825 | 6.3642
15 | PV (15 yr) | 9.3969 |  | 9.1857 | 7.7076 | 7.0741 | PV (15 yr) | 11.2974 | 7.8132 | 9.1857 | 8.1299 | 6.6517 | PV (15 yr) | 13.8314 |  | 9.8192 | 8.5522 | 6.6517
16 | PV (16 yr) | 9.7805 |  | 9.5607 | 8.0222 | 7.3628 | PV (16 yr) | 11.7585 | 8.1321 | 9.5607 | 8.4617 | 6.9232 | PV (16 yr) | 14.3959 |  | 10.22 | 8.9013 | 6.9232
17 | PV (17 yr) | 10.1426 |  | 9.9147 | 8.3192 | 7.6354 | PV (17 yr) | 12.1939 | 8.4332 | 9.9147 | 8.7751 | 7.1796 | PV (17 yr) | 14.929 |  | 10.5984 | 9.2309 | 7.1796
18 | PV (18 yr) | 10.4845 |  | 10.2489 | 8.5996 | 7.8928 | PV (18 yr) | 12.6049 | 8.7174 | 10.2489 | 9.0708 | 7.4216 | PV (18 yr) | 15.4322 |  | 10.9557 | 9.542 | 7.4216
19 | PV (19 yr) | 10.8072 |  | 10.5644 | 8.8644 | 8.1358 | PV (19 yr) | 12.993 | 8.9858 | 10.5644 | 9.3501 | 7.6501 | PV (19 yr) | 15.9073 |  | 11.2929 | 9.8358 | 7.6501
20 | PV (20 yr) | 11.1119 |  | 10.8622 | 9.1143 | 8.3652 | PV (20 yr) | 13.3593 | 9.2391 | 10.8622 | 9.6137 | 7.8658 | PV (20 yr) | 16.3558 |  | 11.6113 | 10.1131 | 7.8658
CEC GDP Deflator Series
|  | YEAR |  | INDEX | ANNUAL GROWTH RATE
|  | 2004 |  | 106.6029
|  | 2005 |  | 110.428 | 3.588%
|  | 2006 |  | 114.2532 | 3.464%
|  | 2007 |  | 116.8717 | 2.292%
|  | 2008 |  | 119.1795 | 1.975%
|  | 2009 |  | 121.3939 | 1.858%
|  | 2010 |  | 123.6481 | 1.857%
|  | 2011 |  | 126.0417 | 1.936%
|  | 2012 |  | 128.6207 | 2.046%
|  | 2013 |  | 131.3203 | 2.099%
|  | 2014 |  | 134.0798 | 2.101%
|  | 2015 |  | 136.9301 | 2.126%
|  | 2016 |  | 139.8071 | 2.101%
|  | 2017 |  | 142.7362 | 2.095%
|  | 2018 |  | 145.7379 | 2.103%
|  | 2019 |  | 148.7931 | 2.096%
|  | 2020 |  | 151.9431 | 2.117%
|  | 2021 |  | 155.1339 | 2.1%
|  | 2022 |  | 158.3917 | 2.1%
|  | 2023 |  | 161.7179 | 2.1%
|  | 2024 |  | 165.114 | 2.1%
|  | Source: | 1970 - 1985 Historic DRI-WEFA
1986-2003 UCLA March 2002
2004-2005 adjusted
2006 - 2020 UCLA September 2001
|  |  | 2021-2024 | escalated by growth rate of previous year

## LU - Levelized Cost Electric
#REF!
#REF!
#REF!
#REF!
TOTAL PROJECTED ANNUAL NET KWH PER YEAR |  |  | 74818691.8685 | 74818691.8685 | 74818691.8685 | 74818691.8685 | 74818691.8685 | 74818691.8685 | 74818691.8685 | 71874575.6996 | 71874575.6996 | 21372406.9076 | 21372406.9076 | 21372406.9076 | 14860984.4576 | 14784889.4576 | 14784889.4576 | 9280089.4576 | 9280089.4576 | 9280089.4576 | 6674498.4639 | 6674498.4639
MEASURE / ACTIVITY NAME Provide Measure Descriptions in Proposal Narrative | EUL | PROJECTED ANNUAL NET KWH SAVINGS | 1st Year Net Savings | 2nd Year Net Savings | 3rd Year Net Savings | 4th Year Net Savings | 5th Year Net Savings | 6th Year Net Savings | 7th Year Net Savings | 8th Year Net Savings | 9th Year Net Savings | 10th Year Net Savings | 11th Year Net Savings | 12th Year Net Savings | 13th Year Net Savings | 14th Year Net Savings | 15th Year Net Savings | 16th Year Net Savings | 17th Year Net Savings | 18th Year Net Savings | 19th Year Net Savings | 20th Year Net Savings
Pool Pump & Motor - Single Speed | 15 | 5101200 | 5101200 | 5101200 | 5101200 | 5101200 | 5101200 | 5101200 | 5101200 | 5101200 | 5101200 | 5101200 | 5101200 | 5101200 | 5101200 | 5101200 | 5101200 | 0 | 0 | 0 | 0 | 0
Pool Pump & Motor - Two speed | 15 | 251200 | 251200 | 251200 | 251200 | 251200 | 251200 | 251200 | 251200 | 251200 | 251200 | 251200 | 251200 | 251200 | 251200 | 251200 | 251200 | 0 | 0 | 0 | 0 | 0
Room A/C - 5,000 to 18,000 btuh | 15 | 152400 | 152400 | 152400 | 152400 | 152400 | 152400 | 152400 | 152400 | 152400 | 152400 | 152400 | 152400 | 152400 | 152400 | 152400 | 152400 | 0 | 0 | 0 | 0 | 0
Electric Water Heater >.93 | 13 | 76095 | 76095 | 76095 | 76095 | 76095 | 76095 | 76095 | 76095 | 76095 | 76095 | 76095 | 76095 | 76095 | 76095 | 0 | 0 | 0 | 0 | 0 | 0 | 0
Electric Water Heater >.93 (2005) | 13 | 0 | 0 | 0 | 0 | 0 | 0 | 0 | 0 | 0 | 0 | 0 | 0 | 0 | 0 | 0 | 0 | 0 | 0 | 0 | 0 | 0
High Performance Window | 20 | 900135.5356 | 900135.5356 | 900135.5356 | 900135.5356 | 900135.5356 | 900135.5356 | 900135.5356 | 900135.5356 | 900135.5356 | 900135.5356 | 900135.5356 | 900135.5356 | 900135.5356 | 900135.5356 | 900135.5356 | 900135.5356 | 900135.5356 | 900135.5356 | 900135.5356 | 900135.5356 | 900135.5356
Programmable Thermostat | 12 | 6511422.45 | 6511422.45 | 6511422.45 | 6511422.45 | 6511422.45 | 6511422.45 | 6511422.45 | 6511422.45 | 6511422.45 | 6511422.45 | 6511422.45 | 6511422.45 | 6511422.45 | 0 | 0 | 0 | 0 | 0 | 0 | 0 | 0
Programmable Thermostat (2005) | 12 | 0 | 0 | 0 | 0 | 0 | 0 | 0 | 0 | 0 | 0 | 0 | 0 | 0 | 0 | 0 | 0 | 0 | 0 | 0 | 0 | 0
Attic Insulation | 20 | 54.1665 | 54.1665 | 54.1665 | 54.1665 | 54.1665 | 54.1665 | 54.1665 | 54.1665 | 54.1665 | 54.1665 | 54.1665 | 54.1665 | 54.1665 | 54.1665 | 54.1665 | 54.1665 | 54.1665 | 54.1665 | 54.1665 | 54.1665 | 54.1665
Wall Insulation | 20 | 78.0609 | 78.0609 | 78.0609 | 78.0609 | 78.0609 | 78.0609 | 78.0609 | 78.0609 | 78.0609 | 78.0609 | 78.0609 | 78.0609 | 78.0609 | 78.0609 | 78.0609 | 78.0609 | 78.0609 | 78.0609 | 78.0609 | 78.0609 | 78.0609
Whole House Fan | 18 | 1564442 | 1564442 | 1564442 | 1564442 | 1564442 | 1564442 | 1564442 | 1564442 | 1564442 | 1564442 | 1564442 | 1564442 | 1564442 | 1564442 | 1564442 | 1564442 | 1564442 | 1564442 | 1564442 | 0 | 0
Evaporative Cooler Tier I | 7 | 2468415 | 2468415 | 2468415 | 2468415 | 2468415 | 2468415 | 2468415 | 2468415 | 0 | 0 | 0 | 0 | 0 | 0 | 0 | 0 | 0 | 0 | 0 | 0 | 0
Evaporative Cooler Tier I/damper | 7 | 201977.7395 | 201977.7395 | 201977.7395 | 201977.7395 | 201977.7395 | 201977.7395 | 201977.7395 | 201977.7395 | 0 | 0 | 0 | 0 | 0 | 0 | 0 | 0 | 0 | 0 | 0 | 0 | 0
Evaporative Cooler Tier II | 7 | 175580.1692 | 175580.1692 | 175580.1692 | 175580.1692 | 175580.1692 | 175580.1692 | 175580.1692 | 175580.1692 | 0 | 0 | 0 | 0 | 0 | 0 | 0 | 0 | 0 | 0 | 0 | 0 | 0
Evaporative Cooler Tier II/damper | 7 | 98143.2601 | 98143.2601 | 98143.2601 | 98143.2601 | 98143.2601 | 98143.2601 | 98143.2601 | 98143.2601 | 0 | 0 | 0 | 0 | 0 | 0 | 0 | 0 | 0 | 0 | 0 | 0 | 0
Energy Star AC - Tier I | 18 | 345743.64 | 345743.64 | 345743.64 | 345743.64 | 345743.64 | 345743.64 | 345743.64 | 345743.64 | 345743.64 | 345743.64 | 345743.64 | 345743.64 | 345743.64 | 345743.64 | 345743.64 | 345743.64 | 345743.64 | 345743.64 | 345743.64 | 0 | 0
Energy Star AC - Tier I with TXV | 18 | 275290.884 | 275290.884 | 275290.884 | 275290.884 | 275290.884 | 275290.884 | 275290.884 | 275290.884 | 275290.884 | 275290.884 | 275290.884 | 275290.884 | 275290.884 | 275290.884 | 275290.884 | 275290.884 | 275290.884 | 275290.884 | 275290.884 | 0 | 0
Central AC - Tier II | 18 | 288593.625 | 288593.625 | 288593.625 | 288593.625 | 288593.625 | 288593.625 | 288593.625 | 288593.625 | 288593.625 | 288593.625 | 288593.625 | 288593.625 | 288593.625 | 288593.625 | 288593.625 | 288593.625 | 288593.625 | 288593.625 | 288593.625 | 0 | 0
Energy Star HP - Tier I | 18 | 28119.372 | 28119.372 | 28119.372 | 28119.372 | 28119.372 | 28119.372 | 28119.372 | 28119.372 | 28119.372 | 28119.372 | 28119.372 | 28119.372 | 28119.372 | 28119.372 | 28119.372 | 28119.372 | 28119.372 | 28119.372 | 28119.372 | 0 | 0
Energy Star HP - Tier I (2005) | 18 | 0 | 0 | 0 | 0 | 0 | 0 | 0 | 0 | 0 | 0 | 0 | 0 | 0 | 0 | 0 | 0 | 0 | 0 | 0 | 0 | 0
Energy Star HP - Tier I, with TXV | 18 | 90263.088 | 90263.088 | 90263.088 | 90263.088 | 90263.088 | 90263.088 | 90263.088 | 90263.088 | 90263.088 | 90263.088 | 90263.088 | 90263.088 | 90263.088 | 90263.088 | 90263.088 | 90263.088 | 90263.088 | 90263.088 | 90263.088 | 0 | 0
Central Heat Pump - Tier II | 18 | 13138.3847 | 13138.3847 | 13138.3847 | 13138.3847 | 13138.3847 | 13138.3847 | 13138.3847 | 13138.3847 | 13138.3847 | 13138.3847 | 13138.3847 | 13138.3847 | 13138.3847 | 13138.3847 | 13138.3847 | 13138.3847 | 13138.3847 | 13138.3847 | 13138.3847 | 0 | 0
Central Heat Pump - Tier II (2005) | 18 | 0 | 0 | 0 | 0 | 0 | 0 | 0 | 0 | 0 | 0 | 0 | 0 | 0 | 0 | 0 | 0 | 0 | 0 | 0 | 0 | 0
Duct Test - Single Family | 10 | 0 | 0 | 0 | 0 | 0 | 0 | 0 | 0 | 0 | 0 | 0 | 0 | 0 | 0 | 0 | 0 | 0 | 0 | 0 | 0 | 0
Duct Sealing - Single Family | 20 | 0 | 0 | 0 | 0 | 0 | 0 | 0 | 0 | 0 | 0 | 0 | 0 | 0 | 0 | 0 | 0 | 0 | 0 | 0 | 0 | 0
Screw-in CFL 5 Watt <450 Lumens | 9 | 0 | 0 | 0 | 0 | 0 | 0 | 0 | 0 | 0 | 0 | 0 | 0 | 0 | 0 | 0 | 0 | 0 | 0 | 0 | 0 | 0
Screw-in CFL 7 Watt 450 to 799 Lumens | 9 | 0 | 0 | 0 | 0 | 0 | 0 | 0 | 0 | 0 | 0 | 0 | 0 | 0 | 0 | 0 | 0 | 0 | 0 | 0 | 0 | 0
Screw-in CFL 9 Watt 450 to 799 Lumens | 9 | 4760.2944 | 4760.2944 | 4760.2944 | 4760.2944 | 4760.2944 | 4760.2944 | 4760.2944 | 4760.2944 | 4760.2944 | 4760.2944 | 0 | 0 | 0 | 0 | 0 | 0 | 0 | 0 | 0 | 0 | 0
Screw-in CFL 10 Watt <450 Lumens | 9 | 0 | 0 | 0 | 0 | 0 | 0 | 0 | 0 | 0 | 0 | 0 | 0 | 0 | 0 | 0 | 0 | 0 | 0 | 0 | 0 | 0
Screw-in CFL 10 Watt 450 to 799 Lumens | 9 | 96678.144 | 96678.144 | 96678.144 | 96678.144 | 96678.144 | 96678.144 | 96678.144 | 96678.144 | 96678.144 | 96678.144 | 0 | 0 | 0 | 0 | 0 | 0 | 0 | 0 | 0 | 0 | 0
Screw-in CFL 10 Watt 800 to 1,099 Lumens | 9 | 0 | 0 | 0 | 0 | 0 | 0 | 0 | 0 | 0 | 0 | 0 | 0 | 0 | 0 | 0 | 0 | 0 | 0 | 0 | 0 | 0
Screw-in CFL 11 Watt <450 Lumens | 9 | 0 | 0 | 0 | 0 | 0 | 0 | 0 | 0 | 0 | 0 | 0 | 0 | 0 | 0 | 0 | 0 | 0 | 0 | 0 | 0 | 0
Screw-in CFL 11 Watt 450 to 799 Lumens | 9 | 79549.8768 | 79549.8768 | 79549.8768 | 79549.8768 | 79549.8768 | 79549.8768 | 79549.8768 | 79549.8768 | 79549.8768 | 79549.8768 | 0 | 0 | 0 | 0 | 0 | 0 | 0 | 0 | 0 | 0 | 0
Screw-in CFL 11 Watt 800 to 1,099 Lumens | 9 | 0 | 0 | 0 | 0 | 0 | 0 | 0 | 0 | 0 | 0 | 0 | 0 | 0 | 0 | 0 | 0 | 0 | 0 | 0 | 0 | 0
Screw-in CFL 12 Watt <450 Lumens (closed lamp) | 9 | 0 | 0 | 0 | 0 | 0 | 0 | 0 | 0 | 0 | 0 | 0 | 0 | 0 | 0 | 0 | 0 | 0 | 0 | 0 | 0 | 0
Screw-in CFL 12 Watt 450 to 799 Lumens | 9 | 76491.8784 | 76491.8784 | 76491.8784 | 76491.8784 | 76491.8784 | 76491.8784 | 76491.8784 | 76491.8784 | 76491.8784 | 76491.8784 | 0 | 0 | 0 | 0 | 0 | 0 | 0 | 0 | 0 | 0 | 0
Screw-in CFL 12 Watt 800 to 1,099 Lumens | 9 | 0 | 0 | 0 | 0 | 0 | 0 | 0 | 0 | 0 | 0 | 0 | 0 | 0 | 0 | 0 | 0 | 0 | 0 | 0 | 0 | 0
Screw-in CFL 13 Watt <450 Lumens (closed lamp) | 9 | 0 | 0 | 0 | 0 | 0 | 0 | 0 | 0 | 0 | 0 | 0 | 0 | 0 | 0 | 0 | 0 | 0 | 0 | 0 | 0 | 0
Screw-in CFL 13 Watt 450 to 799 Lumens | 9 | 147492.4464 | 147492.4464 | 147492.4464 | 147492.4464 | 147492.4464 | 147492.4464 | 147492.4464 | 147492.4464 | 147492.4464 | 147492.4464 | 0 | 0 | 0 | 0 | 0 | 0 | 0 | 0 | 0 | 0 | 0
Screw-in CFL 13 Watt 800 to 1,099 Lumens | 9 | 5135210.5248 | 5135210.5248 | 5135210.5248 | 5135210.5248 | 5135210.5248 | 5135210.5248 | 5135210.5248 | 5135210.5248 | 5135210.5248 | 5135210.5248 | 0 | 0 | 0 | 0 | 0 | 0 | 0 | 0 | 0 | 0 | 0
Screw-in CFL 14 Watt 450 to 799 Lumens | 9 | 17757.0432 | 17757.0432 | 17757.0432 | 17757.0432 | 17757.0432 | 17757.0432 | 17757.0432 | 17757.0432 | 17757.0432 | 17757.0432 | 0 | 0 | 0 | 0 | 0 | 0 | 0 | 0 | 0 | 0 | 0
Screw-in CFL 14 Watt 800 to 1,099 Lumens | 9 | 6282697.0752 | 6282697.0752 | 6282697.0752 | 6282697.0752 | 6282697.0752 | 6282697.0752 | 6282697.0752 | 6282697.0752 | 6282697.0752 | 6282697.0752 | 0 | 0 | 0 | 0 | 0 | 0 | 0 | 0 | 0 | 0 | 0
Screw-in CFL 15 Watt 450 to 799 Lumens | 9 | 10249.56 | 10249.56 | 10249.56 | 10249.56 | 10249.56 | 10249.56 | 10249.56 | 10249.56 | 10249.56 | 10249.56 | 0 | 0 | 0 | 0 | 0 | 0 | 0 | 0 | 0 | 0 | 0
Screw-in CFL 15 Watt 800 to 1,099 Lumens | 9 | 3687679.224 | 3687679.224 | 3687679.224 | 3687679.224 | 3687679.224 | 3687679.224 | 3687679.224 | 3687679.224 | 3687679.224 | 3687679.224 | 0 | 0 | 0 | 0 | 0 | 0 | 0 | 0 | 0 | 0 | 0
Screw-in CFL 16 Watt 450 to 799 Lumens | 9 | 6551.5392 | 6551.5392 | 6551.5392 | 6551.5392 | 6551.5392 | 6551.5392 | 6551.5392 | 6551.5392 | 6551.5392 | 6551.5392 | 0 | 0 | 0 | 0 | 0 | 0 | 0 | 0 | 0 | 0 | 0
Screw-in CFL 16 Watt 800 to 1,099 Lumens | 9 | 30050.3808 | 30050.3808 | 30050.3808 | 30050.3808 | 30050.3808 | 30050.3808 | 30050.3808 | 30050.3808 | 30050.3808 | 30050.3808 | 0 | 0 | 0 | 0 | 0 | 0 | 0 | 0 | 0 | 0 | 0
Screw-in CFL 16 Watt 1,100 to 1,399 Lumens | 9 | 0 | 0 | 0 | 0 | 0 | 0 | 0 | 0 | 0 | 0 | 0 | 0 | 0 | 0 | 0 | 0 | 0 | 0 | 0 | 0 | 0
Screw-in CFL 17 Watt 450 to 799 Lumens | 9 | 15708.1536 | 15708.1536 | 15708.1536 | 15708.1536 | 15708.1536 | 15708.1536 | 15708.1536 | 15708.1536 | 15708.1536 | 15708.1536 | 0 | 0 | 0 | 0 | 0 | 0 | 0 | 0 | 0 | 0 | 0
Screw-in CFL 17 Watt 800 to 1,099 Lumens | 9 | 29367.4176 | 29367.4176 | 29367.4176 | 29367.4176 | 29367.4176 | 29367.4176 | 29367.4176 | 29367.4176 | 29367.4176 | 29367.4176 | 0 | 0 | 0 | 0 | 0 | 0 | 0 | 0 | 0 | 0 | 0
Screw-in CFL 17 Watt 1,100 to 1,399 Lumens | 9 | 0 | 0 | 0 | 0 | 0 | 0 | 0 | 0 | 0 | 0 | 0 | 0 | 0 | 0 | 0 | 0 | 0 | 0 | 0 | 0 | 0
Screw-in CFL 18 Watt 450 to 799 Lumens | 9 | 15137.6544 | 15137.6544 | 15137.6544 | 15137.6544 | 15137.6544 | 15137.6544 | 15137.6544 | 15137.6544 | 15137.6544 | 15137.6544 | 0 | 0 | 0 | 0 | 0 | 0 | 0 | 0 | 0 | 0 | 0
Screw-in CFL 18 Watt 800 to 1,099 Lumens | 9 | 286801.6032 | 286801.6032 | 286801.6032 | 286801.6032 | 286801.6032 | 286801.6032 | 286801.6032 | 286801.6032 | 286801.6032 | 286801.6032 | 0 | 0 | 0 | 0 | 0 | 0 | 0 | 0 | 0 | 0 | 0
Screw-in CFL 18 Watt 1,100 to 1,399 Lumens | 9 | 4671118.6272 | 4671118.6272 | 4671118.6272 | 4671118.6272 | 4671118.6272 | 4671118.6272 | 4671118.6272 | 4671118.6272 | 4671118.6272 | 4671118.6272 | 0 | 0 | 0 | 0 | 0 | 0 | 0 | 0 | 0 | 0 | 0
Screw-in CFL 19 Watt 450 to 799 Lumens | 9 | 0 | 0 | 0 | 0 | 0 | 0 | 0 | 0 | 0 | 0 | 0 | 0 | 0 | 0 | 0 | 0 | 0 | 0 | 0 | 0 | 0
Screw-in CFL 19 Watt 800 to 1,099 Lumens | 9 | 112005.9648 | 112005.9648 | 112005.9648 | 112005.9648 | 112005.9648 | 112005.9648 | 112005.9648 | 112005.9648 | 112005.9648 | 112005.9648 | 0 | 0 | 0 | 0 | 0 | 0 | 0 | 0 | 0 | 0 | 0
Screw-in CFL 19 Watt 1,100 to 1,399 Lumens | 9 | 3824250.3936 | 3824250.3936 | 3824250.3936 | 3824250.3936 | 3824250.3936 | 3824250.3936 | 3824250.3936 | 3824250.3936 | 3824250.3936 | 3824250.3936 | 0 | 0 | 0 | 0 | 0 | 0 | 0 | 0 | 0 | 0 | 0
Screw-in CFL 20 Watt 800 to 1,099 Lumens | 9 | 54637.056 | 54637.056 | 54637.056 | 54637.056 | 54637.056 | 54637.056 | 54637.056 | 54637.056 | 54637.056 | 54637.056 | 0 | 0 | 0 | 0 | 0 | 0 | 0 | 0 | 0 | 0 | 0
Screw-in CFL 20 Watt 1,100 to 1,399 Lumens | 9 | 13521434.256 | 13521434.256 | 13521434.256 | 13521434.256 | 13521434.256 | 13521434.256 | 13521434.256 | 13521434.256 | 13521434.256 | 13521434.256 | 0 | 0 | 0 | 0 | 0 | 0 | 0 | 0 | 0 | 0 | 0
Screw-in CFL 21 Watt 800 to 1,099 Lumens | 9 | 26635.5648 | 26635.5648 | 26635.5648 | 26635.5648 | 26635.5648 | 26635.5648 | 26635.5648 | 26635.5648 | 26635.5648 | 26635.5648 | 0 | 0 | 0 | 0 | 0 | 0 | 0 | 0 | 0 | 0 | 0
Screw-in CFL 21 Watt 1,100 to 1,399 Lumens | 9 | 73760.0256 | 73760.0256 | 73760.0256 | 73760.0256 | 73760.0256 | 73760.0256 | 73760.0256 | 73760.0256 | 73760.0256 | 73760.0256 | 0 | 0 | 0 | 0 | 0 | 0 | 0 | 0 | 0 | 0 | 0
Screw-in CFL 22 Watt 800 to 1,099 Lumens | 9 | 0 | 0 | 0 | 0 | 0 | 0 | 0 | 0 | 0 | 0 | 0 | 0 | 0 | 0 | 0 | 0 | 0 | 0 | 0 | 0 | 0
Screw-in CFL 22 Watt 1,100 to 1,399 Lumens | 9 | 72394.0992 | 72394.0992 | 72394.0992 | 72394.0992 | 72394.0992 | 72394.0992 | 72394.0992 | 72394.0992 | 72394.0992 | 72394.0992 | 0 | 0 | 0 | 0 | 0 | 0 | 0 | 0 | 0 | 0 | 0
Screw-in CFL 23 Watt 800 to 1,099 Lumens | 9 | 25269.6384 | 25269.6384 | 25269.6384 | 25269.6384 | 25269.6384 | 25269.6384 | 25269.6384 | 25269.6384 | 25269.6384 | 25269.6384 | 0 | 0 | 0 | 0 | 0 | 0 | 0 | 0 | 0 | 0 | 0
Screw-in CFL 23 Watt 1,100 to 1,399 Lumens | 9 | 710228.5632 | 710228.5632 | 710228.5632 | 710228.5632 | 710228.5632 | 710228.5632 | 710228.5632 | 710228.5632 | 710228.5632 | 710228.5632 | 0 | 0 | 0 | 0 | 0 | 0 | 0 | 0 | 0 | 0 | 0
Screw-in CFL 23 Watt 1400 to 1,599 Lumens | 9 | 1372619.0304 | 1372619.0304 | 1372619.0304 | 1372619.0304 | 1372619.0304 | 1372619.0304 | 1372619.0304 | 1372619.0304 | 1372619.0304 | 1372619.0304 | 0 | 0 | 0 | 0 | 0 | 0 | 0 | 0 | 0 | 0 | 0
Screw-in CFL 23 Watt 1,600 to 1,999 Lumens | 9 | 1207638.432 | 1207638.432 | 1207638.432 | 1207638.432 | 1207638.432 | 1207638.432 | 1207638.432 | 1207638.432 | 1207638.432 | 1207638.432 | 0 | 0 | 0 | 0 | 0 | 0 | 0 | 0 | 0 | 0 | 0
Screw-in CFL 24 Watt 800 to 1,099 Lumens | 9 | 14759.3664 | 14759.3664 | 14759.3664 | 14759.3664 | 14759.3664 | 14759.3664 | 14759.3664 | 14759.3664 | 14759.3664 | 14759.3664 | 0 | 0 | 0 | 0 | 0 | 0 | 0 | 0 | 0 | 0 | 0
Screw-in CFL 24 Watt 1,100 to 1,399 Lumens | 9 | 0 | 0 | 0 | 0 | 0 | 0 | 0 | 0 | 0 | 0 | 0 | 0 | 0 | 0 | 0 | 0 | 0 | 0 | 0 | 0 | 0
Screw-in CFL 24 Watt 1400 to 1,599 Lumens | 9 | 180302.2848 | 180302.2848 | 180302.2848 | 180302.2848 | 180302.2848 | 180302.2848 | 180302.2848 | 180302.2848 | 180302.2848 | 180302.2848 | 0 | 0 | 0 | 0 | 0 | 0 | 0 | 0 | 0 | 0 | 0
Screw-in CFL 24 Watt 1,600 to 1,999 Lumens | 9 | 311431.2192 | 311431.2192 | 311431.2192 | 311431.2192 | 311431.2192 | 311431.2192 | 311431.2192 | 311431.2192 | 311431.2192 | 311431.2192 | 0 | 0 | 0 | 0 | 0 | 0 | 0 | 0 | 0 | 0 | 0
Screw-in CFL 25 Watt 800 to 1,099 Lumens | 9 | 47807.424 | 47807.424 | 47807.424 | 47807.424 | 47807.424 | 47807.424 | 47807.424 | 47807.424 | 47807.424 | 47807.424 | 0 | 0 | 0 | 0 | 0 | 0 | 0 | 0 | 0 | 0 | 0
Screw-in CFL 25 Watt 1,100 to 1,399 Lumens | 9 | 204888.96 | 204888.96 | 204888.96 | 204888.96 | 204888.96 | 204888.96 | 204888.96 | 204888.96 | 204888.96 | 204888.96 | 0 | 0 | 0 | 0 | 0 | 0 | 0 | 0 | 0 | 0 | 0
Screw-in CFL 25 Watt 1400 to 1,599 Lumens | 9 | 1775571.408 | 1775571.408 | 1775571.408 | 1775571.408 | 1775571.408 | 1775571.408 | 1775571.408 | 1775571.408 | 1775571.408 | 1775571.408 | 0 | 0 | 0 | 0 | 0 | 0 | 0 | 0 | 0 | 0 | 0
Screw-in CFL 25 Watt 1,600 to 1,999 Lumens | 9 | 4097395.8 | 4097395.8 | 4097395.8 | 4097395.8 | 4097395.8 | 4097395.8 | 4097395.8 | 4097395.8 | 4097395.8 | 4097395.8 | 0 | 0 | 0 | 0 | 0 | 0 | 0 | 0 | 0 | 0 | 0
Screw-in CFL 26 Watt 800 to 1,099 Lumens | 9 | 23325.0336 | 23325.0336 | 23325.0336 | 23325.0336 | 23325.0336 | 23325.0336 | 23325.0336 | 23325.0336 | 23325.0336 | 23325.0336 | 0 | 0 | 0 | 0 | 0 | 0 | 0 | 0 | 0 | 0 | 0
Screw-in CFL 26 Watt 1,100 to 1,399 Lumens | 9 | 0 | 0 | 0 | 0 | 0 | 0 | 0 | 0 | 0 | 0 | 0 | 0 | 0 | 0 | 0 | 0 | 0 | 0 | 0 | 0 | 0
Screw-in CFL 26 Watt 1400 to 1,599 Lumens | 9 | 437031.0144 | 437031.0144 | 437031.0144 | 437031.0144 | 437031.0144 | 437031.0144 | 437031.0144 | 437031.0144 | 437031.0144 | 437031.0144 | 0 | 0 | 0 | 0 | 0 | 0 | 0 | 0 | 0 | 0 | 0
Screw-in CFL 26 Watt 1,600 to 1,999 Lumens | 9 | 1268626.6368 | 1268626.6368 | 1268626.6368 | 1268626.6368 | 1268626.6368 | 1268626.6368 | 1268626.6368 | 1268626.6368 | 1268626.6368 | 1268626.6368 | 0 | 0 | 0 | 0 | 0 | 0 | 0 | 0 | 0 | 0 | 0
Screw-in CFL 27 Watt 800 to 1,099 Lumens | 9 | 4419.8352 | 4419.8352 | 4419.8352 | 4419.8352 | 4419.8352 | 4419.8352 | 4419.8352 | 4419.8352 | 4419.8352 | 4419.8352 | 0 | 0 | 0 | 0 | 0 | 0 | 0 | 0 | 0 | 0 | 0
Screw-in CFL 27 Watt 1,100 to 1,399 Lumens | 9 | 13103.0784 | 13103.0784 | 13103.0784 | 13103.0784 | 13103.0784 | 13103.0784 | 13103.0784 | 13103.0784 | 13103.0784 | 13103.0784 | 0 | 0 | 0 | 0 | 0 | 0 | 0 | 0 | 0 | 0 | 0
Screw-in CFL 27 Watt 1400 to 1,599 Lumens | 9 | 25828.8912 | 25828.8912 | 25828.8912 | 25828.8912 | 25828.8912 | 25828.8912 | 25828.8912 | 25828.8912 | 25828.8912 | 25828.8912 | 0 | 0 | 0 | 0 | 0 | 0 | 0 | 0 | 0 | 0 | 0
Screw-in CFL 27 Watt 1,600 to 1,999 Lumens | 9 | 50539.2768 | 50539.2768 | 50539.2768 | 50539.2768 | 50539.2768 | 50539.2768 | 50539.2768 | 50539.2768 | 50539.2768 | 50539.2768 | 0 | 0 | 0 | 0 | 0 | 0 | 0 | 0 | 0 | 0 | 0
Screw-in CFL 28 Watt 1,100 to 1,399 Lumens | 9 | 0 | 0 | 0 | 0 | 0 | 0 | 0 | 0 | 0 | 0 | 0 | 0 | 0 | 0 | 0 | 0 | 0 | 0 | 0 | 0 | 0
Screw-in CFL 28 Watt 1400 to 1,599 Lumens | 9 | 4247.0496 | 4247.0496 | 4247.0496 | 4247.0496 | 4247.0496 | 4247.0496 | 4247.0496 | 4247.0496 | 4247.0496 | 4247.0496 | 0 | 0 | 0 | 0 | 0 | 0 | 0 | 0 | 0 | 0 | 0
Screw-in CFL 28 Watt 1,600 to 1,999 Lumens | 9 | 4932.0576 | 4932.0576 | 4932.0576 | 4932.0576 | 4932.0576 | 4932.0576 | 4932.0576 | 4932.0576 | 4932.0576 | 4932.0576 | 0 | 0 | 0 | 0 | 0 | 0 | 0 | 0 | 0 | 0 | 0
Screw-in CFL 29 Watt 1,100 to 1,399 Lumens | 9 | 0 | 0 | 0 | 0 | 0 | 0 | 0 | 0 | 0 | 0 | 0 | 0 | 0 | 0 | 0 | 0 | 0 | 0 | 0 | 0 | 0
Screw-in CFL 29 Watt 1400 to 1,599 Lumens | 9 | 4178.5488 | 4178.5488 | 4178.5488 | 4178.5488 | 4178.5488 | 4178.5488 | 4178.5488 | 4178.5488 | 4178.5488 | 4178.5488 | 0 | 0 | 0 | 0 | 0 | 0 | 0 | 0 | 0 | 0 | 0
Screw-in CFL 29 Watt 1,600 to 1,999 Lumens | 9 | 4863.5568 | 4863.5568 | 4863.5568 | 4863.5568 | 4863.5568 | 4863.5568 | 4863.5568 | 4863.5568 | 4863.5568 | 4863.5568 | 0 | 0 | 0 | 0 | 0 | 0 | 0 | 0 | 0 | 0 | 0
Screw-in CFL 30 Watt 1,100 to 1,399 Lumens | 9 | 0 | 0 | 0 | 0 | 0 | 0 | 0 | 0 | 0 | 0 | 0 | 0 | 0 | 0 | 0 | 0 | 0 | 0 | 0 | 0 | 0
Screw-in CFL 30 Watt 1400 to 1,599 Lumens | 9 | 8220.096 | 8220.096 | 8220.096 | 8220.096 | 8220.096 | 8220.096 | 8220.096 | 8220.096 | 8220.096 | 8220.096 | 0 | 0 | 0 | 0 | 0 | 0 | 0 | 0 | 0 | 0 | 0
Screw-in CFL 30 Watt 1,600 to 1,999 Lumens | 9 | 4795.056 | 4795.056 | 4795.056 | 4795.056 | 4795.056 | 4795.056 | 4795.056 | 4795.056 | 4795.056 | 4795.056 | 0 | 0 | 0 | 0 | 0 | 0 | 0 | 0 | 0 | 0 | 0
Screw-in CFL 30 Watt 2,000 to 2,599 Lumens | 9 | 0 | 0 | 0 | 0 | 0 | 0 | 0 | 0 | 0 | 0 | 0 | 0 | 0 | 0 | 0 | 0 | 0 | 0 | 0 | 0 | 0
Screw-in CFL 31 Watt 1,100 to 1,399 Lumens | 9 | 0 | 0 | 0 | 0 | 0 | 0 | 0 | 0 | 0 | 0 | 0 | 0 | 0 | 0 | 0 | 0 | 0 | 0 | 0 | 0 | 0
Screw-in CFL 31 Watt 1400 to 1,599 Lumens | 9 | 4041.5472 | 4041.5472 | 4041.5472 | 4041.5472 | 4041.5472 | 4041.5472 | 4041.5472 | 4041.5472 | 4041.5472 | 4041.5472 | 0 | 0 | 0 | 0 | 0 | 0 | 0 | 0 | 0 | 0 | 0
Screw-in CFL 31 Watt 1,600 to 1,999 Lumens | 9 | 4726.5552 | 4726.5552 | 4726.5552 | 4726.5552 | 4726.5552 | 4726.5552 | 4726.5552 | 4726.5552 | 4726.5552 | 4726.5552 | 0 | 0 | 0 | 0 | 0 | 0 | 0 | 0 | 0 | 0 | 0
Screw-in CFL 32 Watt 1,100 to 1,399 Lumens | 9 | 0 | 0 | 0 | 0 | 0 | 0 | 0 | 0 | 0 | 0 | 0 | 0 | 0 | 0 | 0 | 0 | 0 | 0 | 0 | 0 | 0
Screw-in CFL 32 Watt 1400 to 1,599 Lumens | 9 | 7946.0928 | 7946.0928 | 7946.0928 | 7946.0928 | 7946.0928 | 7946.0928 | 7946.0928 | 7946.0928 | 7946.0928 | 7946.0928 | 0 | 0 | 0 | 0 | 0 | 0 | 0 | 0 | 0 | 0 | 0
Screw-in CFL 32 Watt 1,600 to 1,999 Lumens | 9 | 4658.0544 | 4658.0544 | 4658.0544 | 4658.0544 | 4658.0544 | 4658.0544 | 4658.0544 | 4658.0544 | 4658.0544 | 4658.0544 | 0 | 0 | 0 | 0 | 0 | 0 | 0 | 0 | 0 | 0 | 0
Screw-in CFL 33 Watt 1,100 to 1,399 Lumens | 9 | 0 | 0 | 0 | 0 | 0 | 0 | 0 | 0 | 0 | 0 | 0 | 0 | 0 | 0 | 0 | 0 | 0 | 0 | 0 | 0 | 0
Screw-in CFL 33 Watt 1400 to 1,599 Lumens | 9 | 0 | 0 | 0 | 0 | 0 | 0 | 0 | 0 | 0 | 0 | 0 | 0 | 0 | 0 | 0 | 0 | 0 | 0 | 0 | 0 | 0
Screw-in CFL 33 Watt 1,600 to 1,999 Lumens | 9 | 0 | 0 | 0 | 0 | 0 | 0 | 0 | 0 | 0 | 0 | 0 | 0 | 0 | 0 | 0 | 0 | 0 | 0 | 0 | 0 | 0
Screw-in CFL 34 Watt 1,100 to 1,399 Lumens | 9 | 0 | 0 | 0 | 0 | 0 | 0 | 0 | 0 | 0 | 0 | 0 | 0 | 0 | 0 | 0 | 0 | 0 | 0 | 0 | 0 | 0
Screw-in CFL 34 Watt 1400 to 1,599 Lumens | 9 | 0 | 0 | 0 | 0 | 0 | 0 | 0 | 0 | 0 | 0 | 0 | 0 | 0 | 0 | 0 | 0 | 0 | 0 | 0 | 0 | 0
Screw-in CFL 34 Watt 1,600 to 1,999 Lumens | 9 | 0 | 0 | 0 | 0 | 0 | 0 | 0 | 0 | 0 | 0 | 0 | 0 | 0 | 0 | 0 | 0 | 0 | 0 | 0 | 0 | 0
Screw-in CFL 35 Watt 1400 to 1,599 Lumens | 9 | 0 | 0 | 0 | 0 | 0 | 0 | 0 | 0 | 0 | 0 | 0 | 0 | 0 | 0 | 0 | 0 | 0 | 0 | 0 | 0 | 0
Screw-in CFL 35 Watt 1,600 to 1,999 Lumens | 9 | 0 | 0 | 0 | 0 | 0 | 0 | 0 | 0 | 0 | 0 | 0 | 0 | 0 | 0 | 0 | 0 | 0 | 0 | 0 | 0 | 0
Screw-in CFL 35 Watt 2,000 to 2,599 Lumens | 9 | 0 | 0 | 0 | 0 | 0 | 0 | 0 | 0 | 0 | 0 | 0 | 0 | 0 | 0 | 0 | 0 | 0 | 0 | 0 | 0 | 0
Screw-in CFL 36 Watt 1400 to 1,599 Lumens | 9 | 0 | 0 | 0 | 0 | 0 | 0 | 0 | 0 | 0 | 0 | 0 | 0 | 0 | 0 | 0 | 0 | 0 | 0 | 0 | 0 | 0
Screw-in CFL 36 Watt 1,600 to 1,999 Lumens | 9 | 0 | 0 | 0 | 0 | 0 | 0 | 0 | 0 | 0 | 0 | 0 | 0 | 0 | 0 | 0 | 0 | 0 | 0 | 0 | 0 | 0
Screw-in CFL 36 Watt 2,000 to 2,599 Lumens | 9 | 57368.9088 | 57368.9088 | 57368.9088 | 57368.9088 | 57368.9088 | 57368.9088 | 57368.9088 | 57368.9088 | 57368.9088 | 57368.9088 | 0 | 0 | 0 | 0 | 0 | 0 | 0 | 0 | 0 | 0 | 0
Screw-in CFL 37 Watt 1400 to 1,599 Lumens | 9 | 0 | 0 | 0 | 0 | 0 | 0 | 0 | 0 | 0 | 0 | 0 | 0 | 0 | 0 | 0 | 0 | 0 | 0 | 0 | 0 | 0
Screw-in CFL 37 Watt 1,600 to 1,999 Lumens | 9 | 0 | 0 | 0 | 0 | 0 | 0 | 0 | 0 | 0 | 0 | 0 | 0 | 0 | 0 | 0 | 0 | 0 | 0 | 0 | 0 | 0
Screw-in CFL 37 Watt 2,000 to 2,599 Lumens | 9 | 0 | 0 | 0 | 0 | 0 | 0 | 0 | 0 | 0 | 0 | 0 | 0 | 0 | 0 | 0 | 0 | 0 | 0 | 0 | 0 | 0
Screw-in CFL 38 Watt 1400 to 1,599 Lumens | 9 | 0 | 0 | 0 | 0 | 0 | 0 | 0 | 0 | 0 | 0 | 0 | 0 | 0 | 0 | 0 | 0 | 0 | 0 | 0 | 0 | 0
Screw-in CFL 38 Watt 1,600 to 1,999 Lumens | 9 | 0 | 0 | 0 | 0 | 0 | 0 | 0 | 0 | 0 | 0 | 0 | 0 | 0 | 0 | 0 | 0 | 0 | 0 | 0 | 0 | 0
Screw-in CFL 38 Watt 2,000 to 2,599 Lumens | 9 | 0 | 0 | 0 | 0 | 0 | 0 | 0 | 0 | 0 | 0 | 0 | 0 | 0 | 0 | 0 | 0 | 0 | 0 | 0 | 0 | 0
Screw-in CFL 38 Watt 2,600 to 3,599 Lumens | 9 | 0 | 0 | 0 | 0 | 0 | 0 | 0 | 0 | 0 | 0 | 0 | 0 | 0 | 0 | 0 | 0 | 0 | 0 | 0 | 0 | 0
Screw-in CFL 39 Watt 1400 to 1,599 Lumens | 9 | 0 | 0 | 0 | 0 | 0 | 0 | 0 | 0 | 0 | 0 | 0 | 0 | 0 | 0 | 0 | 0 | 0 | 0 | 0 | 0 | 0
Screw-in CFL 39 Watt 1,600 to 1,999 Lumens | 9 | 0 | 0 | 0 | 0 | 0 | 0 | 0 | 0 | 0 | 0 | 0 | 0 | 0 | 0 | 0 | 0 | 0 | 0 | 0 | 0 | 0
Screw-in CFL 39 Watt 2,000 to 2,599 Lumens | 9 | 0 | 0 | 0 | 0 | 0 | 0 | 0 | 0 | 0 | 0 | 0 | 0 | 0 | 0 | 0 | 0 | 0 | 0 | 0 | 0 | 0
Screw-in CFL 39 Watt 2,600 to 3,599 Lumens | 9 | 0 | 0 | 0 | 0 | 0 | 0 | 0 | 0 | 0 | 0 | 0 | 0 | 0 | 0 | 0 | 0 | 0 | 0 | 0 | 0 | 0
Screw-in CFL 40 Watt 1,600 to 1,999 Lumens | 9 | 0 | 0 | 0 | 0 | 0 | 0 | 0 | 0 | 0 | 0 | 0 | 0 | 0 | 0 | 0 | 0 | 0 | 0 | 0 | 0 | 0
Screw-in CFL 40 Watt 2,000 to 2,599 Lumens | 9 | 0 | 0 | 0 | 0 | 0 | 0 | 0 | 0 | 0 | 0 | 0 | 0 | 0 | 0 | 0 | 0 | 0 | 0 | 0 | 0 | 0
Screw-in CFL 40 Watt 2,600 to 3,599 Lumens | 9 | 30027.888 | 30027.888 | 30027.888 | 30027.888 | 30027.888 | 30027.888 | 30027.888 | 30027.888 | 30027.888 | 30027.888 | 0 | 0 | 0 | 0 | 0 | 0 | 0 | 0 | 0 | 0 | 0
Screw-in CFL 41 Watt 1,600 to 1,999 Lumens | 9 | 0 | 0 | 0 | 0 | 0 | 0 | 0 | 0 | 0 | 0 | 0 | 0 | 0 | 0 | 0 | 0 | 0 | 0 | 0 | 0 | 0
Screw-in CFL 41 Watt 2,000 to 2,599 Lumens | 9 | 0 | 0 | 0 | 0 | 0 | 0 | 0 | 0 | 0 | 0 | 0 | 0 | 0 | 0 | 0 | 0 | 0 | 0 | 0 | 0 | 0
Screw-in CFL 41 Watt 2,600 to 3,599 Lumens | 9 | 0 | 0 | 0 | 0 | 0 | 0 | 0 | 0 | 0 | 0 | 0 | 0 | 0 | 0 | 0 | 0 | 0 | 0 | 0 | 0 | 0
Screw-in CFL 42 Watt 1,600 to 1,999 Lumens | 9 | 0 | 0 | 0 | 0 | 0 | 0 | 0 | 0 | 0 | 0 | 0 | 0 | 0 | 0 | 0 | 0 | 0 | 0 | 0 | 0 | 0
Screw-in CFL 42 Watt 2,000 to 2,599 Lumens | 9 | 0 | 0 | 0 | 0 | 0 | 0 | 0 | 0 | 0 | 0 | 0 | 0 | 0 | 0 | 0 | 0 | 0 | 0 | 0 | 0 | 0
Screw-in CFL 42 Watt 2,600 to 3,599 Lumens | 9 | 58963.8528 | 58963.8528 | 58963.8528 | 58963.8528 | 58963.8528 | 58963.8528 | 58963.8528 | 58963.8528 | 58963.8528 | 58963.8528 | 0 | 0 | 0 | 0 | 0 | 0 | 0 | 0 | 0 | 0 | 0
Screw-in CFL 43 Watt 1,600 to 1,999 Lumens | 9 | 0 | 0 | 0 | 0 | 0 | 0 | 0 | 0 | 0 | 0 | 0 | 0 | 0 | 0 | 0 | 0 | 0 | 0 | 0 | 0 | 0
Screw-in CFL 43 Watt 2,000 to 2,599 Lumens | 9 | 0 | 0 | 0 | 0 | 0 | 0 | 0 | 0 | 0 | 0 | 0 | 0 | 0 | 0 | 0 | 0 | 0 | 0 | 0 | 0 | 0
Screw-in CFL 43 Watt 2,600 to 3,599 Lumens | 9 | 0 | 0 | 0 | 0 | 0 | 0 | 0 | 0 | 0 | 0 | 0 | 0 | 0 | 0 | 0 | 0 | 0 | 0 | 0 | 0 | 0
Screw-in CFL 44 Watt 1,600 to 1,999 Lumens | 9 | 0 | 0 | 0 | 0 | 0 | 0 | 0 | 0 | 0 | 0 | 0 | 0 | 0 | 0 | 0 | 0 | 0 | 0 | 0 | 0 | 0
Screw-in CFL 44 Watt 2,000 to 2,599 Lumens | 9 | 0 | 0 | 0 | 0 | 0 | 0 | 0 | 0 | 0 | 0 | 0 | 0 | 0 | 0 | 0 | 0 | 0 | 0 | 0 | 0 | 0
Screw-in CFL 44 Watt 2,600 to 3,599 Lumens | 9 | 0 | 0 | 0 | 0 | 0 | 0 | 0 | 0 | 0 | 0 | 0 | 0 | 0 | 0 | 0 | 0 | 0 | 0 | 0 | 0 | 0
Screw-in CFL 45 Watt 1,600 to 1,999 Lumens | 9 | 0 | 0 | 0 | 0 | 0 | 0 | 0 | 0 | 0 | 0 | 0 | 0 | 0 | 0 | 0 | 0 | 0 | 0 | 0 | 0 | 0
Screw-in CFL 45 Watt 2,000 to 2,599 Lumens | 9 | 0 | 0 | 0 | 0 | 0 | 0 | 0 | 0 | 0 | 0 | 0 | 0 | 0 | 0 | 0 | 0 | 0 | 0 | 0 | 0 | 0
Screw-in CFL 45 Watt 2,600 to 3,599 Lumens | 9 | 57325.968 | 57325.968 | 57325.968 | 57325.968 | 57325.968 | 57325.968 | 57325.968 | 57325.968 | 57325.968 | 57325.968 | 0 | 0 | 0 | 0 | 0 | 0 | 0 | 0 | 0 | 0 | 0
Screw-in CFL 46 Watt 1,600 to 1,999 Lumens | 9 | 0 | 0 | 0 | 0 | 0 | 0 | 0 | 0 | 0 | 0 | 0 | 0 | 0 | 0 | 0 | 0 | 0 | 0 | 0 | 0 | 0
Screw-in CFL 46 Watt 2,000 to 2,599 Lumens | 9 | 0 | 0 | 0 | 0 | 0 | 0 | 0 | 0 | 0 | 0 | 0 | 0 | 0 | 0 | 0 | 0 | 0 | 0 | 0 | 0 | 0
Screw-in CFL 46 Watt 2,600 to 3,599 Lumens | 9 | 0 | 0 | 0 | 0 | 0 | 0 | 0 | 0 | 0 | 0 | 0 | 0 | 0 | 0 | 0 | 0 | 0 | 0 | 0 | 0 | 0
Screw-in CFL 47 Watt 1,600 to 1,999 Lumens | 9 | 0 | 0 | 0 | 0 | 0 | 0 | 0 | 0 | 0 | 0 | 0 | 0 | 0 | 0 | 0 | 0 | 0 | 0 | 0 | 0 | 0
Screw-in CFL 47 Watt 2,000 to 2,599 Lumens | 9 | 0 | 0 | 0 | 0 | 0 | 0 | 0 | 0 | 0 | 0 | 0 | 0 | 0 | 0 | 0 | 0 | 0 | 0 | 0 | 0 | 0
Screw-in CFL 47 Watt 2,600 to 3,599 Lumens | 9 | 0 | 0 | 0 | 0 | 0 | 0 | 0 | 0 | 0 | 0 | 0 | 0 | 0 | 0 | 0 | 0 | 0 | 0 | 0 | 0 | 0
Screw-in CFL 48 Watt 1,600 to 1,999 Lumens | 9 | 0 | 0 | 0 | 0 | 0 | 0 | 0 | 0 | 0 | 0 | 0 | 0 | 0 | 0 | 0 | 0 | 0 | 0 | 0 | 0 | 0
Screw-in CFL 48 Watt 2,000 to 2,599 Lumens | 9 | 0 | 0 | 0 | 0 | 0 | 0 | 0 | 0 | 0 | 0 | 0 | 0 | 0 | 0 | 0 | 0 | 0 | 0 | 0 | 0 | 0
Screw-in CFL 48 Watt 2,600 to 3,599 Lumens | 9 | 0 | 0 | 0 | 0 | 0 | 0 | 0 | 0 | 0 | 0 | 0 | 0 | 0 | 0 | 0 | 0 | 0 | 0 | 0 | 0 | 0
Screw-in CFL 49 Watt 1,600 to 1,999 Lumens | 9 | 0 | 0 | 0 | 0 | 0 | 0 | 0 | 0 | 0 | 0 | 0 | 0 | 0 | 0 | 0 | 0 | 0 | 0 | 0 | 0 | 0
Screw-in CFL 49 Watt 2,000 to 2,599 Lumens | 9 | 0 | 0 | 0 | 0 | 0 | 0 | 0 | 0 | 0 | 0 | 0 | 0 | 0 | 0 | 0 | 0 | 0 | 0 | 0 | 0 | 0
Screw-in CFL 49 Watt 2,600 to 3,599 Lumens | 9 | 0 | 0 | 0 | 0 | 0 | 0 | 0 | 0 | 0 | 0 | 0 | 0 | 0 | 0 | 0 | 0 | 0 | 0 | 0 | 0 | 0
Screw-in CFL 50 Watt 2,000 to 2,599 Lumens | 9 | 0 | 0 | 0 | 0 | 0 | 0 | 0 | 0 | 0 | 0 | 0 | 0 | 0 | 0 | 0 | 0 | 0 | 0 | 0 | 0 | 0
Screw-in CFL 50 Watt 2,600 to 3,599 Lumens | 9 | 0 | 0 | 0 | 0 | 0 | 0 | 0 | 0 | 0 | 0 | 0 | 0 | 0 | 0 | 0 | 0 | 0 | 0 | 0 | 0 | 0
Screw-in CFL 50 Watt 3,600 to 4,599 Lumens | 9 | 0 | 0 | 0 | 0 | 0 | 0 | 0 | 0 | 0 | 0 | 0 | 0 | 0 | 0 | 0 | 0 | 0 | 0 | 0 | 0 | 0
Screw-in CFL 51 Watt 2,000 to 2,599 Lumens | 9 | 0 | 0 | 0 | 0 | 0 | 0 | 0 | 0 | 0 | 0 | 0 | 0 | 0 | 0 | 0 | 0 | 0 | 0 | 0 | 0 | 0
Screw-in CFL 51 Watt 2,600 to 3,599 Lumens | 9 | 0 | 0 | 0 | 0 | 0 | 0 | 0 | 0 | 0 | 0 | 0 | 0 | 0 | 0 | 0 | 0 | 0 | 0 | 0 | 0 | 0
Screw-in CFL 51 Watt 3,600 to 4,599 Lumens | 9 | 0 | 0 | 0 | 0 | 0 | 0 | 0 | 0 | 0 | 0 | 0 | 0 | 0 | 0 | 0 | 0 | 0 | 0 | 0 | 0 | 0
Screw-in CFL 52 Watt 2,000 to 2,599 Lumens | 9 | 0 | 0 | 0 | 0 | 0 | 0 | 0 | 0 | 0 | 0 | 0 | 0 | 0 | 0 | 0 | 0 | 0 | 0 | 0 | 0 | 0
Screw-in CFL 52 Watt 2,600 to 3,599 Lumens | 9 | 0 | 0 | 0 | 0 | 0 | 0 | 0 | 0 | 0 | 0 | 0 | 0 | 0 | 0 | 0 | 0 | 0 | 0 | 0 | 0 | 0
Screw-in CFL 52 Watt 3,600 to 4,599 Lumens | 9 | 0 | 0 | 0 | 0 | 0 | 0 | 0 | 0 | 0 | 0 | 0 | 0 | 0 | 0 | 0 | 0 | 0 | 0 | 0 | 0 | 0
Screw-in CFL 53 Watt 2,000 to 2,599 Lumens | 9 | 0 | 0 | 0 | 0 | 0 | 0 | 0 | 0 | 0 | 0 | 0 | 0 | 0 | 0 | 0 | 0 | 0 | 0 | 0 | 0 | 0
Screw-in CFL 53 Watt 2,600 to 3,599 Lumens | 9 | 0 | 0 | 0 | 0 | 0 | 0 | 0 | 0 | 0 | 0 | 0 | 0 | 0 | 0 | 0 | 0 | 0 | 0 | 0 | 0 | 0
Screw-in CFL 53 Watt 3,600 to 4,599 Lumens | 9 | 0 | 0 | 0 | 0 | 0 | 0 | 0 | 0 | 0 | 0 | 0 | 0 | 0 | 0 | 0 | 0 | 0 | 0 | 0 | 0 | 0
Screw-in CFL 54 Watt 2,000 to 2,599 Lumens | 9 | 0 | 0 | 0 | 0 | 0 | 0 | 0 | 0 | 0 | 0 | 0 | 0 | 0 | 0 | 0 | 0 | 0 | 0 | 0 | 0 | 0
Screw-in CFL 54 Watt 2,600 to 3,599 Lumens | 9 | 0 | 0 | 0 | 0 | 0 | 0 | 0 | 0 | 0 | 0 | 0 | 0 | 0 | 0 | 0 | 0 | 0 | 0 | 0 | 0 | 0
Screw-in CFL 54 Watt 3,600 to 4,599 Lumens | 9 | 0 | 0 | 0 | 0 | 0 | 0 | 0 | 0 | 0 | 0 | 0 | 0 | 0 | 0 | 0 | 0 | 0 | 0 | 0 | 0 | 0
Screw-in CFL 55 Watt 2,000 to 2,599 Lumens | 9 | 0 | 0 | 0 | 0 | 0 | 0 | 0 | 0 | 0 | 0 | 0 | 0 | 0 | 0 | 0 | 0 | 0 | 0 | 0 | 0 | 0
Screw-in CFL 55 Watt 2,600 to 3,599 Lumens | 9 | 0 | 0 | 0 | 0 | 0 | 0 | 0 | 0 | 0 | 0 | 0 | 0 | 0 | 0 | 0 | 0 | 0 | 0 | 0 | 0 | 0
Screw-in CFL 55 Watt 3,600 to 4,599 Lumens | 9 | 0 | 0 | 0 | 0 | 0 | 0 | 0 | 0 | 0 | 0 | 0 | 0 | 0 | 0 | 0 | 0 | 0 | 0 | 0 | 0 | 0
Interior Fixture 7 Watt 450 to 799 Lumens | 20 | 95549.4144 | 95549.4144 | 95549.4144 | 95549.4144 | 95549.4144 | 95549.4144 | 95549.4144 | 95549.4144 | 95549.4144 | 95549.4144 | 95549.4144 | 95549.4144 | 95549.4144 | 95549.4144 | 95549.4144 | 95549.4144 | 95549.4144 | 95549.4144 | 95549.4144 | 95549.4144 | 95549.4144
Interior Fixture 8 Watt 450 to 799 Lumens | 20 | 0 | 0 | 0 | 0 | 0 | 0 | 0 | 0 | 0 | 0 | 0 | 0 | 0 | 0 | 0 | 0 | 0 | 0 | 0 | 0 | 0
Interior Fixture 11 Watt 450 to 799 Lumens | 20 | 154177.92 | 154177.92 | 154177.92 | 154177.92 | 154177.92 | 154177.92 | 154177.92 | 154177.92 | 154177.92 | 154177.92 | 154177.92 | 154177.92 | 154177.92 | 154177.92 | 154177.92 | 154177.92 | 154177.92 | 154177.92 | 154177.92 | 154177.92 | 154177.92
Interior Fixture 13 Watt 450 to 799 Lumens | 20 | 189522.288 | 189522.288 | 189522.288 | 189522.288 | 189522.288 | 189522.288 | 189522.288 | 189522.288 | 189522.288 | 189522.288 | 189522.288 | 189522.288 | 189522.288 | 189522.288 | 189522.288 | 189522.288 | 189522.288 | 189522.288 | 189522.288 | 189522.288 | 189522.288
Interior Fixture 13 Watt 800 to 1,099 Lumens | 20 | 0 | 0 | 0 | 0 | 0 | 0 | 0 | 0 | 0 | 0 | 0 | 0 | 0 | 0 | 0 | 0 | 0 | 0 | 0 | 0 | 0
Interior Fixture 15 Watt 800 to 1,099 Lumens | 20 | 230040 | 230040 | 230040 | 230040 | 230040 | 230040 | 230040 | 230040 | 230040 | 230040 | 230040 | 230040 | 230040 | 230040 | 230040 | 230040 | 230040 | 230040 | 230040 | 230040 | 230040
Interior Fixture 16 Watt 800 to 1,099 Lumens | 20 | 238423.68 | 238423.68 | 238423.68 | 238423.68 | 238423.68 | 238423.68 | 238423.68 | 238423.68 | 238423.68 | 238423.68 | 238423.68 | 238423.68 | 238423.68 | 238423.68 | 238423.68 | 238423.68 | 238423.68 | 238423.68 | 238423.68 | 238423.68 | 238423.68
Interior Fixture 17 Watt 800 to 1,099 Lumens | 20 | 0 | 0 | 0 | 0 | 0 | 0 | 0 | 0 | 0 | 0 | 0 | 0 | 0 | 0 | 0 | 0 | 0 | 0 | 0 | 0 | 0
Interior Fixture 18 Watt 800 to 1,099 Lumens | 20 | 227586.24 | 227586.24 | 227586.24 | 227586.24 | 227586.24 | 227586.24 | 227586.24 | 227586.24 | 227586.24 | 227586.24 | 227586.24 | 227586.24 | 227586.24 | 227586.24 | 227586.24 | 227586.24 | 227586.24 | 227586.24 | 227586.24 | 227586.24 | 227586.24
Interior Fixture 18 Watt 1,100 to 1,399 Lumens | 20 | 466214.4 | 466214.4 | 466214.4 | 466214.4 | 466214.4 | 466214.4 | 466214.4 | 466214.4 | 466214.4 | 466214.4 | 466214.4 | 466214.4 | 466214.4 | 466214.4 | 466214.4 | 466214.4 | 466214.4 | 466214.4 | 466214.4 | 466214.4 | 466214.4
Interior Fixture 18 Watt 1,600 to 1,999 Lumens | 20 | 0 | 0 | 0 | 0 | 0 | 0 | 0 | 0 | 0 | 0 | 0 | 0 | 0 | 0 | 0 | 0 | 0 | 0 | 0 | 0 | 0
Interior Fixture 19 Watt 800 to 1,099 Lumens | 20 | 5725.44 | 5725.44 | 5725.44 | 5725.44 | 5725.44 | 5725.44 | 5725.44 | 5725.44 | 5725.44 | 5725.44 | 5725.44 | 5725.44 | 5725.44 | 5725.44 | 5725.44 | 5725.44 | 5725.44 | 5725.44 | 5725.44 | 5725.44 | 5725.44
Interior Fixture 20 Watt 800 to 1,099 Lumens | 20 | 27318.528 | 27318.528 | 27318.528 | 27318.528 | 27318.528 | 27318.528 | 27318.528 | 27318.528 | 27318.528 | 27318.528 | 27318.528 | 27318.528 | 27318.528 | 27318.528 | 27318.528 | 27318.528 | 27318.528 | 27318.528 | 27318.528 | 27318.528 | 27318.528
Interior Fixture 20 Watt 1,100 to 1,399 Lumens | 20 | 150251.904 | 150251.904 | 150251.904 | 150251.904 | 150251.904 | 150251.904 | 150251.904 | 150251.904 | 150251.904 | 150251.904 | 150251.904 | 150251.904 | 150251.904 | 150251.904 | 150251.904 | 150251.904 | 150251.904 | 150251.904 | 150251.904 | 150251.904 | 150251.904
Interior Fixture 21 Watt 800 to 1,099 Lumens | 20 | 0 | 0 | 0 | 0 | 0 | 0 | 0 | 0 | 0 | 0 | 0 | 0 | 0 | 0 | 0 | 0 | 0 | 0 | 0 | 0 | 0
Interior Fixture 21 Watt 1,100 to 1,399 Lumens | 20 | 5520.96 | 5520.96 | 5520.96 | 5520.96 | 5520.96 | 5520.96 | 5520.96 | 5520.96 | 5520.96 | 5520.96 | 5520.96 | 5520.96 | 5520.96 | 5520.96 | 5520.96 | 5520.96 | 5520.96 | 5520.96 | 5520.96 | 5520.96 | 5520.96
Interior Fixture 22 Watt 800 to 1,099 Lumens | 20 | 25797.1968 | 25797.1968 | 25797.1968 | 25797.1968 | 25797.1968 | 25797.1968 | 25797.1968 | 25797.1968 | 25797.1968 | 25797.1968 | 25797.1968 | 25797.1968 | 25797.1968 | 25797.1968 | 25797.1968 | 25797.1968 | 25797.1968 | 25797.1968 | 25797.1968 | 25797.1968 | 25797.1968
Interior Fixture 22 Watt 1,100 to 1,399 Lumens | 20 | 176758.6464 | 176758.6464 | 176758.6464 | 176758.6464 | 176758.6464 | 176758.6464 | 176758.6464 | 176758.6464 | 176758.6464 | 176758.6464 | 176758.6464 | 176758.6464 | 176758.6464 | 176758.6464 | 176758.6464 | 176758.6464 | 176758.6464 | 176758.6464 | 176758.6464 | 176758.6464 | 176758.6464
Interior Fixture 23 Watt 1,100 to 1,399 Lumens | 20 | 35514.0864 | 35514.0864 | 35514.0864 | 35514.0864 | 35514.0864 | 35514.0864 | 35514.0864 | 35514.0864 | 35514.0864 | 35514.0864 | 35514.0864 | 35514.0864 | 35514.0864 | 35514.0864 | 35514.0864 | 35514.0864 | 35514.0864 | 35514.0864 | 35514.0864 | 35514.0864 | 35514.0864
Interior Fixture 23 Watt 1400 to 1,599 Lumens | 20 | 91517.0688 | 91517.0688 | 91517.0688 | 91517.0688 | 91517.0688 | 91517.0688 | 91517.0688 | 91517.0688 | 91517.0688 | 91517.0688 | 91517.0688 | 91517.0688 | 91517.0688 | 91517.0688 | 91517.0688 | 91517.0688 | 91517.0688 | 91517.0688 | 91517.0688 | 91517.0688 | 91517.0688
Interior Fixture 24 Watt 1,100 to 1,399 Lumens | 20 | 0 | 0 | 0 | 0 | 0 | 0 | 0 | 0 | 0 | 0 | 0 | 0 | 0 | 0 | 0 | 0 | 0 | 0 | 0 | 0 | 0
Interior Fixture 24 Watt 1400 to 1,599 Lumens | 20 | 0 | 0 | 0 | 0 | 0 | 0 | 0 | 0 | 0 | 0 | 0 | 0 | 0 | 0 | 0 | 0 | 0 | 0 | 0 | 0 | 0
Interior Fixture 25 Watt 1400 to 1,599 Lumens | 20 | 26648.856 | 26648.856 | 26648.856 | 26648.856 | 26648.856 | 26648.856 | 26648.856 | 26648.856 | 26648.856 | 26648.856 | 26648.856 | 26648.856 | 26648.856 | 26648.856 | 26648.856 | 26648.856 | 26648.856 | 26648.856 | 26648.856 | 26648.856 | 26648.856
Interior Fixture 25 Watt 1,600 to 1,999 Lumens | 20 | 30748.68 | 30748.68 | 30748.68 | 30748.68 | 30748.68 | 30748.68 | 30748.68 | 30748.68 | 30748.68 | 30748.68 | 30748.68 | 30748.68 | 30748.68 | 30748.68 | 30748.68 | 30748.68 | 30748.68 | 30748.68 | 30748.68 | 30748.68 | 30748.68
Interior Fixture 26 Watt 1,100 to 1,399 Lumens | 20 | 0 | 0 | 0 | 0 | 0 | 0 | 0 | 0 | 0 | 0 | 0 | 0 | 0 | 0 | 0 | 0 | 0 | 0 | 0 | 0 | 0
Interior Fixture 26 Watt 1400 to 1,599 Lumens | 20 | 0 | 0 | 0 | 0 | 0 | 0 | 0 | 0 | 0 | 0 | 0 | 0 | 0 | 0 | 0 | 0 | 0 | 0 | 0 | 0 | 0
Interior Fixture 26 Watt 1,600 to 1,999 Lumens | 20 | 0 | 0 | 0 | 0 | 0 | 0 | 0 | 0 | 0 | 0 | 0 | 0 | 0 | 0 | 0 | 0 | 0 | 0 | 0 | 0 | 0
Interior Fixture 27 Watt 1400 to 1,599 Lumens | 20 | 0 | 0 | 0 | 0 | 0 | 0 | 0 | 0 | 0 | 0 | 0 | 0 | 0 | 0 | 0 | 0 | 0 | 0 | 0 | 0 | 0
Interior Fixture 27 Watt 1,600 to 1,999 Lumens | 20 | 49856.3136 | 49856.3136 | 49856.3136 | 49856.3136 | 49856.3136 | 49856.3136 | 49856.3136 | 49856.3136 | 49856.3136 | 49856.3136 | 49856.3136 | 49856.3136 | 49856.3136 | 49856.3136 | 49856.3136 | 49856.3136 | 49856.3136 | 49856.3136 | 49856.3136 | 49856.3136 | 49856.3136
Interior Fixture 28 Watt 1,600 to 1,999 Lumens | 20 | 0 | 0 | 0 | 0 | 0 | 0 | 0 | 0 | 0 | 0 | 0 | 0 | 0 | 0 | 0 | 0 | 0 | 0 | 0 | 0 | 0
Interior Fixture 29 Watt 1,600 to 1,999 Lumens | 20 | 0 | 0 | 0 | 0 | 0 | 0 | 0 | 0 | 0 | 0 | 0 | 0 | 0 | 0 | 0 | 0 | 0 | 0 | 0 | 0 | 0
Interior Fixture 30 Watt 1,600 to 1,999 Lumens | 20 | 286844.544 | 286844.544 | 286844.544 | 286844.544 | 286844.544 | 286844.544 | 286844.544 | 286844.544 | 286844.544 | 286844.544 | 286844.544 | 286844.544 | 286844.544 | 286844.544 | 286844.544 | 286844.544 | 286844.544 | 286844.544 | 286844.544 | 286844.544 | 286844.544
Interior Fixture 30 Watt 2,000 to 2,599 Lumens | 20 | 0 | 0 | 0 | 0 | 0 | 0 | 0 | 0 | 0 | 0 | 0 | 0 | 0 | 0 | 0 | 0 | 0 | 0 | 0 | 0 | 0
Interior Fixture 32 Watt 2,000 to 2,599 Lumens | 20 | 0 | 0 | 0 | 0 | 0 | 0 | 0 | 0 | 0 | 0 | 0 | 0 | 0 | 0 | 0 | 0 | 0 | 0 | 0 | 0 | 0
Interior Fixture 36 Watt 1,600 to 1,999 Lumens | 20 | 137410.56 | 137410.56 | 137410.56 | 137410.56 | 137410.56 | 137410.56 | 137410.56 | 137410.56 | 137410.56 | 137410.56 | 137410.56 | 137410.56 | 137410.56 | 137410.56 | 137410.56 | 137410.56 | 137410.56 | 137410.56 | 137410.56 | 137410.56 | 137410.56
Interior Fixture 38 Watt 2,000 to 2,599 Lumens | 20 | 0 | 0 | 0 | 0 | 0 | 0 | 0 | 0 | 0 | 0 | 0 | 0 | 0 | 0 | 0 | 0 | 0 | 0 | 0 | 0 | 0
Interior Fixture 40 Watt 2,000 to 2,599 Lumens | 20 | 65433.6 | 65433.6 | 65433.6 | 65433.6 | 65433.6 | 65433.6 | 65433.6 | 65433.6 | 65433.6 | 65433.6 | 65433.6 | 65433.6 | 65433.6 | 65433.6 | 65433.6 | 65433.6 | 65433.6 | 65433.6 | 65433.6 | 65433.6 | 65433.6
Interior Fixture 42 Watt 2,000 to 2,599 Lumens | 20 | 55823.04 | 55823.04 | 55823.04 | 55823.04 | 55823.04 | 55823.04 | 55823.04 | 55823.04 | 55823.04 | 55823.04 | 55823.04 | 55823.04 | 55823.04 | 55823.04 | 55823.04 | 55823.04 | 55823.04 | 55823.04 | 55823.04 | 55823.04 | 55823.04
Interior Fixture 44 Watt 2,000 to 2,599 Lumens | 20 | 0 | 0 | 0 | 0 | 0 | 0 | 0 | 0 | 0 | 0 | 0 | 0 | 0 | 0 | 0 | 0 | 0 | 0 | 0 | 0 | 0
Interior Fixture 45 Watt 2,000 to 2,599 Lumens | 20 | 0 | 0 | 0 | 0 | 0 | 0 | 0 | 0 | 0 | 0 | 0 | 0 | 0 | 0 | 0 | 0 | 0 | 0 | 0 | 0 | 0
Interior Fixture 48 Watt 3,600 to 4,599 Lumens | 20 | 69662.2464 | 69662.2464 | 69662.2464 | 69662.2464 | 69662.2464 | 69662.2464 | 69662.2464 | 69662.2464 | 69662.2464 | 69662.2464 | 69662.2464 | 69662.2464 | 69662.2464 | 69662.2464 | 69662.2464 | 69662.2464 | 69662.2464 | 69662.2464 | 69662.2464 | 69662.2464 | 69662.2464
Interior Fixture 50 Watt 2,600 to 3,599 Lumens | 20 | 0 | 0 | 0 | 0 | 0 | 0 | 0 | 0 | 0 | 0 | 0 | 0 | 0 | 0 | 0 | 0 | 0 | 0 | 0 | 0 | 0
Interior Fixture 52 Watt 3,600 to 4,599 Lumens | 20 | 0 | 0 | 0 | 0 | 0 | 0 | 0 | 0 | 0 | 0 | 0 | 0 | 0 | 0 | 0 | 0 | 0 | 0 | 0 | 0 | 0
Interior Fixture 54 Watt 3,600 to 4,599 Lumens | 20 | 44781.12 | 44781.12 | 44781.12 | 44781.12 | 44781.12 | 44781.12 | 44781.12 | 44781.12 | 44781.12 | 44781.12 | 44781.12 | 44781.12 | 44781.12 | 44781.12 | 44781.12 | 44781.12 | 44781.12 | 44781.12 | 44781.12 | 44781.12 | 44781.12
Interior Fixture 55 Watt 2,600 to 3,599 Lumens | 20 | 74124 | 74124 | 74124 | 74124 | 74124 | 74124 | 74124 | 74124 | 74124 | 74124 | 74124 | 74124 | 74124 | 74124 | 74124 | 74124 | 74124 | 74124 | 74124 | 74124 | 74124
Interior Fixture 55 Watt 3,600 to 4,599 Lumens | 20 | 0 | 0 | 0 | 0 | 0 | 0 | 0 | 0 | 0 | 0 | 0 | 0 | 0 | 0 | 0 | 0 | 0 | 0 | 0 | 0 | 0
Interior Fixture 64 Watt 3,600 to 4,599 Lumens | 20 | 139200 | 139200 | 139200 | 139200 | 139200 | 139200 | 139200 | 139200 | 139200 | 139200 | 139200 | 139200 | 139200 | 139200 | 139200 | 139200 | 139200 | 139200 | 139200 | 139200 | 139200
Interior Fixture 78 Watt ≥4,600 Lumens | 20 | 0 | 0 | 0 | 0 | 0 | 0 | 0 | 0 | 0 | 0 | 0 | 0 | 0 | 0 | 0 | 0 | 0 | 0 | 0 | 0 | 0
Torchiere 55 Watt | 9 | 0 | 0 | 0 | 0 | 0 | 0 | 0 | 0 | 0 | 0 | 0 | 0 | 0 | 0 | 0 | 0 | 0 | 0 | 0 | 0 | 0
Torchiere 63 Watt | 9 | 0 | 0 | 0 | 0 | 0 | 0 | 0 | 0 | 0 | 0 | 0 | 0 | 0 | 0 | 0 | 0 | 0 | 0 | 0 | 0 | 0
Torchiere 65 Watt | 9 | 0 | 0 | 0 | 0 | 0 | 0 | 0 | 0 | 0 | 0 | 0 | 0 | 0 | 0 | 0 | 0 | 0 | 0 | 0 | 0 | 0
Torchiere 70 Watt | 9 | 196668.864 | 196668.864 | 196668.864 | 196668.864 | 196668.864 | 196668.864 | 196668.864 | 196668.864 | 196668.864 | 196668.864 | 0 | 0 | 0 | 0 | 0 | 0 | 0 | 0 | 0 | 0 | 0
Exterior Fixture 7 Watt 450 to 799 Lumens | 20 | 0 | 0 | 0 | 0 | 0 | 0 | 0 | 0 | 0 | 0 | 0 | 0 | 0 | 0 | 0 | 0 | 0 | 0 | 0 | 0 | 0
Exterior Fixture 11 Watt 450 to 799 Lumens | 20 | 0 | 0 | 0 | 0 | 0 | 0 | 0 | 0 | 0 | 0 | 0 | 0 | 0 | 0 | 0 | 0 | 0 | 0 | 0 | 0 | 0
Exterior Fixture 13 Watt 450 to 799 Lumens | 20 | 129577.552 | 129577.552 | 129577.552 | 129577.552 | 129577.552 | 129577.552 | 129577.552 | 129577.552 | 129577.552 | 129577.552 | 129577.552 | 129577.552 | 129577.552 | 129577.552 | 129577.552 | 129577.552 | 129577.552 | 129577.552 | 129577.552 | 129577.552 | 129577.552
Exterior Fixture 13 Watt 800 to 1,099 Lumens | 20 | 0 | 0 | 0 | 0 | 0 | 0 | 0 | 0 | 0 | 0 | 0 | 0 | 0 | 0 | 0 | 0 | 0 | 0 | 0 | 0 | 0
Exterior Fixture 16 Watt 800 to 1,099 Lumens | 20 | 0 | 0 | 0 | 0 | 0 | 0 | 0 | 0 | 0 | 0 | 0 | 0 | 0 | 0 | 0 | 0 | 0 | 0 | 0 | 0 | 0
Exterior Fixture 18 Watt 800 to 1,099 Lumens | 20 | 133771.008 | 133771.008 | 133771.008 | 133771.008 | 133771.008 | 133771.008 | 133771.008 | 133771.008 | 133771.008 | 133771.008 | 133771.008 | 133771.008 | 133771.008 | 133771.008 | 133771.008 | 133771.008 | 133771.008 | 133771.008 | 133771.008 | 133771.008 | 133771.008
Exterior Fixture 18 Watt 1,100 to 1,399 Lumens | 20 | 363092.736 | 363092.736 | 363092.736 | 363092.736 | 363092.736 | 363092.736 | 363092.736 | 363092.736 | 363092.736 | 363092.736 | 363092.736 | 363092.736 | 363092.736 | 363092.736 | 363092.736 | 363092.736 | 363092.736 | 363092.736 | 363092.736 | 363092.736 | 363092.736
Exterior Fixture 18 Watt 1,600 to 1,999 Lumens | 20 | 0 | 0 | 0 | 0 | 0 | 0 | 0 | 0 | 0 | 0 | 0 | 0 | 0 | 0 | 0 | 0 | 0 | 0 | 0 | 0 | 0
Exterior Fixture 19 Watt 800 to 1,099 Lumens | 20 | 0 | 0 | 0 | 0 | 0 | 0 | 0 | 0 | 0 | 0 | 0 | 0 | 0 | 0 | 0 | 0 | 0 | 0 | 0 | 0 | 0
Exterior Fixture 19 Watt 1,100 to 1,399 Lumens | 20 | 19892.096 | 19892.096 | 19892.096 | 19892.096 | 19892.096 | 19892.096 | 19892.096 | 19892.096 | 19892.096 | 19892.096 | 19892.096 | 19892.096 | 19892.096 | 19892.096 | 19892.096 | 19892.096 | 19892.096 | 19892.096 | 19892.096 | 19892.096 | 19892.096
Exterior Fixture 20 Watt 800 to 1,099 Lumens | 20 | 0 | 0 | 0 | 0 | 0 | 0 | 0 | 0 | 0 | 0 | 0 | 0 | 0 | 0 | 0 | 0 | 0 | 0 | 0 | 0 | 0
Exterior Fixture 20 Watt 1,100 to 1,399 Lumens | 20 | 0 | 0 | 0 | 0 | 0 | 0 | 0 | 0 | 0 | 0 | 0 | 0 | 0 | 0 | 0 | 0 | 0 | 0 | 0 | 0 | 0
Exterior Fixture 21 Watt 1,100 to 1,399 Lumens | 20 | 0 | 0 | 0 | 0 | 0 | 0 | 0 | 0 | 0 | 0 | 0 | 0 | 0 | 0 | 0 | 0 | 0 | 0 | 0 | 0 | 0
Exterior Fixture 22 Watt 1,100 to 1,399 Lumens | 20 | 0 | 0 | 0 | 0 | 0 | 0 | 0 | 0 | 0 | 0 | 0 | 0 | 0 | 0 | 0 | 0 | 0 | 0 | 0 | 0 | 0
Exterior Fixture 23 Watt 1,100 to 1,399 Lumens | 20 | 0 | 0 | 0 | 0 | 0 | 0 | 0 | 0 | 0 | 0 | 0 | 0 | 0 | 0 | 0 | 0 | 0 | 0 | 0 | 0 | 0
Exterior Fixture 25 Watt 1,600 to 1,999 Lumens | 20 | 0 | 0 | 0 | 0 | 0 | 0 | 0 | 0 | 0 | 0 | 0 | 0 | 0 | 0 | 0 | 0 | 0 | 0 | 0 | 0 | 0
Exterior Fixture 26 Watt 1400 to 1,599 Lumens | 20 | 0 | 0 | 0 | 0 | 0 | 0 | 0 | 0 | 0 | 0 | 0 | 0 | 0 | 0 | 0 | 0 | 0 | 0 | 0 | 0 | 0
Exterior Fixture 26 Watt 1,600 to 1,999 Lumens | 20 | 0 | 0 | 0 | 0 | 0 | 0 | 0 | 0 | 0 | 0 | 0 | 0 | 0 | 0 | 0 | 0 | 0 | 0 | 0 | 0 | 0
Exterior Fixture 27 Watt 1,600 to 1,999 Lumens | 20 | 116253.376 | 116253.376 | 116253.376 | 116253.376 | 116253.376 | 116253.376 | 116253.376 | 116253.376 | 116253.376 | 116253.376 | 116253.376 | 116253.376 | 116253.376 | 116253.376 | 116253.376 | 116253.376 | 116253.376 | 116253.376 | 116253.376 | 116253.376 | 116253.376
Exterior Fixture 30 Watt 1,600 to 1,999 Lumens | 20 | 0 | 0 | 0 | 0 | 0 | 0 | 0 | 0 | 0 | 0 | 0 | 0 | 0 | 0 | 0 | 0 | 0 | 0 | 0 | 0 | 0
Exterior Fixture 32 Watt 1,600 to 1,999 Lumens | 20 | 0 | 0 | 0 | 0 | 0 | 0 | 0 | 0 | 0 | 0 | 0 | 0 | 0 | 0 | 0 | 0 | 0 | 0 | 0 | 0 | 0
Exterior Fixture 36 Watt 1,600 to 1,999 Lumens | 20 | 0 | 0 | 0 | 0 | 0 | 0 | 0 | 0 | 0 | 0 | 0 | 0 | 0 | 0 | 0 | 0 | 0 | 0 | 0 | 0 | 0
Exterior Fixture 38 Watt 2,000 to 2,599 Lumens | 20 | 0 | 0 | 0 | 0 | 0 | 0 | 0 | 0 | 0 | 0 | 0 | 0 | 0 | 0 | 0 | 0 | 0 | 0 | 0 | 0 | 0
Exterior Fixture 40 Watt 2,000 to 2,599 Lumens | 20 | 0 | 0 | 0 | 0 | 0 | 0 | 0 | 0 | 0 | 0 | 0 | 0 | 0 | 0 | 0 | 0 | 0 | 0 | 0 | 0 | 0
Exterior Fixture 42 Watt 2,000 to 2,599 Lumens | 20 | 147831.84 | 147831.84 | 147831.84 | 147831.84 | 147831.84 | 147831.84 | 147831.84 | 147831.84 | 147831.84 | 147831.84 | 147831.84 | 147831.84 | 147831.84 | 147831.84 | 147831.84 | 147831.84 | 147831.84 | 147831.84 | 147831.84 | 147831.84 | 147831.84
Exterior Fixture 48 Watt 2,000 to 2,599 Lumens | 20 | 0 | 0 | 0 | 0 | 0 | 0 | 0 | 0 | 0 | 0 | 0 | 0 | 0 | 0 | 0 | 0 | 0 | 0 | 0 | 0 | 0
Exterior Fixture 50 Watt 2,600 to 3,599 Lumens | 20 | 0 | 0 | 0 | 0 | 0 | 0 | 0 | 0 | 0 | 0 | 0 | 0 | 0 | 0 | 0 | 0 | 0 | 0 | 0 | 0 | 0
Exterior Fixture 55 Watt 2,600 to 3,599 Lumens | 20 | 0 | 0 | 0 | 0 | 0 | 0 | 0 | 0 | 0 | 0 | 0 | 0 | 0 | 0 | 0 | 0 | 0 | 0 | 0 | 0 | 0
Exterior Fixture 55 Watt 3,600 to 4,599 Lumens | 20 | 0 | 0 | 0 | 0 | 0 | 0 | 0 | 0 | 0 | 0 | 0 | 0 | 0 | 0 | 0 | 0 | 0 | 0 | 0 | 0 | 0
Exterior Fixture 65 Watt 2,600 to 3,599 Lumens | 20 | 0 | 0 | 0 | 0 | 0 | 0 | 0 | 0 | 0 | 0 | 0 | 0 | 0 | 0 | 0 | 0 | 0 | 0 | 0 | 0 | 0
Exterior Fixture 65 Watt 3,600 to 4,599 Lumens | 20 | 1763361.36 | 1763361.36 | 1763361.36 | 1763361.36 | 1763361.36 | 1763361.36 | 1763361.36 | 1763361.36 | 1763361.36 | 1763361.36 | 1763361.36 | 1763361.36 | 1763361.36 | 1763361.36 | 1763361.36 | 1763361.36 | 1763361.36 | 1763361.36 | 1763361.36 | 1763361.36 | 1763361.36
Exterior Fixture 70 Watt 3,600 to 4,599 Lumens | 20 | 0 | 0 | 0 | 0 | 0 | 0 | 0 | 0 | 0 | 0 | 0 | 0 | 0 | 0 | 0 | 0 | 0 | 0 | 0 | 0 | 0
Exterior Fixture 70 Watt ≥4,600 Lumens | 20 | 0 | 0 | 0 | 0 | 0 | 0 | 0 | 0 | 0 | 0 | 0 | 0 | 0 | 0 | 0 | 0 | 0 | 0 | 0 | 0 | 0
| 0 | 0 | 0 | 0 | 0 | 0 | 0 | 0 | 0 | 0 | 0 | 0 | 0 | 0 | 0 | 0 | 0 | 0 | 0 | 0 | 0 | 0
| 0 | 0 | 0 | 0 | 0 | 0 | 0 | 0 | 0 | 0 | 0 | 0 | 0 | 0 | 0 | 0 | 0 | 0 | 0 | 0 | 0 | 0
| 0 | 0 | 0 | 0 | 0 | 0 | 0 | 0 | 0 | 0 | 0 | 0 | 0 | 0 | 0 | 0 | 0 | 0 | 0 | 0 | 0 | 0
| 0 | 0 | 0 | 0 | 0 | 0 | 0 | 0 | 0 | 0 | 0 | 0 | 0 | 0 | 0 | 0 | 0 | 0 | 0 | 0 | 0 | 0
| 0 | 0 | 0 | 0 | 0 | 0 | 0 | 0 | 0 | 0 | 0 | 0 | 0 | 0 | 0 | 0 | 0 | 0 | 0 | 0 | 0 | 0
| 0 | 0 | 0 | 0 | 0 | 0 | 0 | 0 | 0 | 0 | 0 | 0 | 0 | 0 | 0 | 0 | 0 | 0 | 0 | 0 | 0 | 0
| 0 | 0 | 0 | 0 | 0 | 0 | 0 | 0 | 0 | 0 | 0 | 0 | 0 | 0 | 0 | 0 | 0 | 0 | 0 | 0 | 0 | 0
| 0 | 0 | 0 | 0 | 0 | 0 | 0 | 0 | 0 | 0 | 0 | 0 | 0 | 0 | 0 | 0 | 0 | 0 | 0 | 0 | 0 | 0
| 0 | 0 | 0 | 0 | 0 | 0 | 0 | 0 | 0 | 0 | 0 | 0 | 0 | 0 | 0 | 0 | 0 | 0 | 0 | 0 | 0 | 0
| 0 | 0 | 0 | 0 | 0 | 0 | 0 | 0 | 0 | 0 | 0 | 0 | 0 | 0 | 0 | 0 | 0 | 0 | 0 | 0 | 0 | 0
| 0 | 0 | 0 | 0 | 0 | 0 | 0 | 0 | 0 | 0 | 0 | 0 | 0 | 0 | 0 | 0 | 0 | 0 | 0 | 0 | 0 | 0
| 0 | 0 | 0 | 0 | 0 | 0 | 0 | 0 | 0 | 0 | 0 | 0 | 0 | 0 | 0 | 0 | 0 | 0 | 0 | 0 | 0 | 0
| 0 | 0 | 0 | 0 | 0 | 0 | 0 | 0 | 0 | 0 | 0 | 0 | 0 | 0 | 0 | 0 | 0 | 0 | 0 | 0 | 0 | 0
| 0 | 0 | 0 | 0 | 0 | 0 | 0 | 0 | 0 | 0 | 0 | 0 | 0 | 0 | 0 | 0 | 0 | 0 | 0 | 0 | 0 | 0
| 0 | 0 | 0 | 0 | 0 | 0 | 0 | 0 | 0 | 0 | 0 | 0 | 0 | 0 | 0 | 0 | 0 | 0 | 0 | 0 | 0 | 0
| 0 | 0 | 0 | 0 | 0 | 0 | 0 | 0 | 0 | 0 | 0 | 0 | 0 | 0 | 0 | 0 | 0 | 0 | 0 | 0 | 0 | 0
| 0 | 0 | 0 | 0 | 0 | 0 | 0 | 0 | 0 | 0 | 0 | 0 | 0 | 0 | 0 | 0 | 0 | 0 | 0 | 0 | 0 | 0
| 0 | 0 | 0 | 0 | 0 | 0 | 0 | 0 | 0 | 0 | 0 | 0 | 0 | 0 | 0 | 0 | 0 | 0 | 0 | 0 | 0 | 0
| 0 | 0 | 0 | 0 | 0 | 0 | 0 | 0 | 0 | 0 | 0 | 0 | 0 | 0 | 0 | 0 | 0 | 0 | 0 | 0 | 0 | 0
| 0 | 0 | 0 | 0 | 0 | 0 | 0 | 0 | 0 | 0 | 0 | 0 | 0 | 0 | 0 | 0 | 0 | 0 | 0 | 0 | 0 | 0
| 0 | 0 | 0 | 0 | 0 | 0 | 0 | 0 | 0 | 0 | 0 | 0 | 0 | 0 | 0 | 0 | 0 | 0 | 0 | 0 | 0 | 0
| 0 | 0 | 0 | 0 | 0 | 0 | 0 | 0 | 0 | 0 | 0 | 0 | 0 | 0 | 0 | 0 | 0 | 0 | 0 | 0 | 0 | 0
| 0 | 0 | 0 | 0 | 0 | 0 | 0 | 0 | 0 | 0 | 0 | 0 | 0 | 0 | 0 | 0 | 0 | 0 | 0 | 0 | 0 | 0
| 0 | 0 | 0 | 0 | 0 | 0 | 0 | 0 | 0 | 0 | 0 | 0 | 0 | 0 | 0 | 0 | 0 | 0 | 0 | 0 | 0 | 0
| 0 | 0 | 0 | 0 | 0 | 0 | 0 | 0 | 0 | 0 | 0 | 0 | 0 | 0 | 0 | 0 | 0 | 0 | 0 | 0 | 0 | 0
| 0 | 0 | 0 | 0 | 0 | 0 | 0 | 0 | 0 | 0 | 0 | 0 | 0 | 0 | 0 | 0 | 0 | 0 | 0 | 0 | 0 | 0
| 0 | 0 | 0 | 0 | 0 | 0 | 0 | 0 | 0 | 0 | 0 | 0 | 0 | 0 | 0 | 0 | 0 | 0 | 0 | 0 | 0 | 0
| 0 | 0 | 0 | 0 | 0 | 0 | 0 | 0 | 0 | 0 | 0 | 0 | 0 | 0 | 0 | 0 | 0 | 0 | 0 | 0 | 0 | 0
| 0 | 0 | 0 | 0 | 0 | 0 | 0 | 0 | 0 | 0 | 0 | 0 | 0 | 0 | 0 | 0 | 0 | 0 | 0 | 0 | 0 | 0
| 0 | 0 | 0 | 0 | 0 | 0 | 0 | 0 | 0 | 0 | 0 | 0 | 0 | 0 | 0 | 0 | 0 | 0 | 0 | 0 | 0 | 0
| 0 | 0 | 0 | 0 | 0 | 0 | 0 | 0 | 0 | 0 | 0 | 0 | 0 | 0 | 0 | 0 | 0 | 0 | 0 | 0 | 0 | 0
| 0 | 0 | 0 | 0 | 0 | 0 | 0 | 0 | 0 | 0 | 0 | 0 | 0 | 0 | 0 | 0 | 0 | 0 | 0 | 0 | 0 | 0
| 0 | 0 | 0 | 0 | 0 | 0 | 0 | 0 | 0 | 0 | 0 | 0 | 0 | 0 | 0 | 0 | 0 | 0 | 0 | 0 | 0 | 0
0 | 0 | 0 | 0 | 0 | 0 | 0 | 0 | 0 | 0 | 0 | 0 | 0 | 0 | 0 | 0 | 0 | 0 | 0 | 0 | 0 | 0 | 0
0 | 0 | 0 | 0 | 0 | 0 | 0 | 0 | 0 | 0 | 0 | 0 | 0 | 0 | 0 | 0 | 0 | 0 | 0 | 0 | 0 | 0 | 0
0 | 0 | 0 | 0 | 0 | 0 | 0 | 0 | 0 | 0 | 0 | 0 | 0 | 0 | 0 | 0 | 0 | 0 | 0 | 0 | 0 | 0 | 0
0 | 0 | 0 | 0 | 0 | 0 | 0 | 0 | 0 | 0 | 0 | 0 | 0 | 0 | 0 | 0 | 0 | 0 | 0 | 0 | 0 | 0 | 0
0 | 0 | 0 | 0 | 0 | 0 | 0 | 0 | 0 | 0 | 0 | 0 | 0 | 0 | 0 | 0 | 0 | 0 | 0 | 0 | 0 | 0 | 0
0 | 0 | 0 | 0 | 0 | 0 | 0 | 0 | 0 | 0 | 0 | 0 | 0 | 0 | 0 | 0 | 0 | 0 | 0 | 0 | 0 | 0 | 0
0 | 0 | 0 | 0 | 0 | 0 | 0 | 0 | 0 | 0 | 0 | 0 | 0 | 0 | 0 | 0 | 0 | 0 | 0 | 0 | 0 | 0 | 0
0 | 0 | 0 | 0 | 0 | 0 | 0 | 0 | 0 | 0 | 0 | 0 | 0 | 0 | 0 | 0 | 0 | 0 | 0 | 0 | 0 | 0 | 0
0 | 0 | 0 | 0 | 0 | 0 | 0 | 0 | 0 | 0 | 0 | 0 | 0 | 0 | 0 | 0 | 0 | 0 | 0 | 0 | 0 | 0 | 0
0 | 0 | 0 | 0 | 0 | 0 | 0 | 0 | 0 | 0 | 0 | 0 | 0 | 0 | 0 | 0 | 0 | 0 | 0 | 0 | 0 | 0 | 0
0 | 0 | 0 | 0 | 0 | 0 | 0 | 0 | 0 | 0 | 0 | 0 | 0 | 0 | 0 | 0 | 0 | 0 | 0 | 0 | 0 | 0 | 0
0 | 0 | 0 | 0 | 0 | 0 | 0 | 0 | 0 | 0 | 0 | 0 | 0 | 0 | 0 | 0 | 0 | 0 | 0 | 0 | 0 | 0 | 0
0 | 0 | 0 | 0 | 0 | 0 | 0 | 0 | 0 | 0 | 0 | 0 | 0 | 0 | 0 | 0 | 0 | 0 | 0 | 0 | 0 | 0 | 0
x | x

## LU - Levelized Cost Gas
#REF!
#REF!
#REF!
#REF!
TOTAL PROJECTED ANNUAL NET THERMS PER YEAR |  |  | 0 | 0 | 0 | 0 | 0 | 0 | 0 | 0 | 0 | 0 | 0 | 0 | 0 | 0 | 0 | 0 | 0 | 0 | 0 | 0
MEASURE / ACTIVITY NAME Provide Measure Descriptions in Proposal Narrative | EUL | PROJECTED ANNUAL NET THERM SAVINGS | 1st Year Net Savings | 2nd Year Net Savings | 3rd Year Net Savings | 4th Year Net Savings | 5th Year Net Savings | 6th Year Net Savings | 7th Year Net Savings | 8th Year Net Savings | 9th Year Net Savings | 10th Year Net Savings | 11th Year Net Savings | 12th Year Net Savings | 13th Year Net Savings | 14th Year Net Savings | 15th Year Net Savings | 16th Year Net Savings | 17th Year Net Savings | 18th Year Net Savings | 19th Year Net Savings | 20th Year Net Savings
Pool Pump & Motor - Single Speed | 15 | 0 | 0 | 0 | 0 | 0 | 0 | 0 | 0 | 0 | 0 | 0 | 0 | 0 | 0 | 0 | 0 | 0 | 0 | 0 | 0 | 0
Pool Pump & Motor - Two speed | 15 | 0 | 0 | 0 | 0 | 0 | 0 | 0 | 0 | 0 | 0 | 0 | 0 | 0 | 0 | 0 | 0 | 0 | 0 | 0 | 0 | 0
Room A/C - 5,000 to 18,000 btuh | 15 | 0 | 0 | 0 | 0 | 0 | 0 | 0 | 0 | 0 | 0 | 0 | 0 | 0 | 0 | 0 | 0 | 0 | 0 | 0 | 0 | 0
Electric Water Heater >.93 | 13 | 0 | 0 | 0 | 0 | 0 | 0 | 0 | 0 | 0 | 0 | 0 | 0 | 0 | 0 | 0 | 0 | 0 | 0 | 0 | 0 | 0
Electric Water Heater >.93 (2005) | 13 | 0 | 0 | 0 | 0 | 0 | 0 | 0 | 0 | 0 | 0 | 0 | 0 | 0 | 0 | 0 | 0 | 0 | 0 | 0 | 0 | 0
High Performance Window | 20 | 0 | 0 | 0 | 0 | 0 | 0 | 0 | 0 | 0 | 0 | 0 | 0 | 0 | 0 | 0 | 0 | 0 | 0 | 0 | 0 | 0
Programmable Thermostat | 12 | 0 | 0 | 0 | 0 | 0 | 0 | 0 | 0 | 0 | 0 | 0 | 0 | 0 | 0 | 0 | 0 | 0 | 0 | 0 | 0 | 0
Programmable Thermostat (2005) | 12 | 0 | 0 | 0 | 0 | 0 | 0 | 0 | 0 | 0 | 0 | 0 | 0 | 0 | 0 | 0 | 0 | 0 | 0 | 0 | 0 | 0
Attic Insulation | 20 | 0 | 0 | 0 | 0 | 0 | 0 | 0 | 0 | 0 | 0 | 0 | 0 | 0 | 0 | 0 | 0 | 0 | 0 | 0 | 0 | 0
Wall Insulation | 20 | 0 | 0 | 0 | 0 | 0 | 0 | 0 | 0 | 0 | 0 | 0 | 0 | 0 | 0 | 0 | 0 | 0 | 0 | 0 | 0 | 0
Whole House Fan | 18 | 0 | 0 | 0 | 0 | 0 | 0 | 0 | 0 | 0 | 0 | 0 | 0 | 0 | 0 | 0 | 0 | 0 | 0 | 0 | 0 | 0
Evaporative Cooler Tier I | 7 | 0 | 0 | 0 | 0 | 0 | 0 | 0 | 0 | 0 | 0 | 0 | 0 | 0 | 0 | 0 | 0 | 0 | 0 | 0 | 0 | 0
Evaporative Cooler Tier I/damper | 7 | 0 | 0 | 0 | 0 | 0 | 0 | 0 | 0 | 0 | 0 | 0 | 0 | 0 | 0 | 0 | 0 | 0 | 0 | 0 | 0 | 0
Evaporative Cooler Tier II | 7 | 0 | 0 | 0 | 0 | 0 | 0 | 0 | 0 | 0 | 0 | 0 | 0 | 0 | 0 | 0 | 0 | 0 | 0 | 0 | 0 | 0
Evaporative Cooler Tier II/damper | 7 | 0 | 0 | 0 | 0 | 0 | 0 | 0 | 0 | 0 | 0 | 0 | 0 | 0 | 0 | 0 | 0 | 0 | 0 | 0 | 0 | 0
Energy Star AC - Tier I | 18 | 0 | 0 | 0 | 0 | 0 | 0 | 0 | 0 | 0 | 0 | 0 | 0 | 0 | 0 | 0 | 0 | 0 | 0 | 0 | 0 | 0
Energy Star AC - Tier I with TXV | 18 | 0 | 0 | 0 | 0 | 0 | 0 | 0 | 0 | 0 | 0 | 0 | 0 | 0 | 0 | 0 | 0 | 0 | 0 | 0 | 0 | 0
Central AC - Tier II | 18 | 0 | 0 | 0 | 0 | 0 | 0 | 0 | 0 | 0 | 0 | 0 | 0 | 0 | 0 | 0 | 0 | 0 | 0 | 0 | 0 | 0
Energy Star HP - Tier I | 18 | 0 | 0 | 0 | 0 | 0 | 0 | 0 | 0 | 0 | 0 | 0 | 0 | 0 | 0 | 0 | 0 | 0 | 0 | 0 | 0 | 0
Energy Star HP - Tier I (2005) | 18 | 0 | 0 | 0 | 0 | 0 | 0 | 0 | 0 | 0 | 0 | 0 | 0 | 0 | 0 | 0 | 0 | 0 | 0 | 0 | 0 | 0
Energy Star HP - Tier I, with TXV | 18 | 0 | 0 | 0 | 0 | 0 | 0 | 0 | 0 | 0 | 0 | 0 | 0 | 0 | 0 | 0 | 0 | 0 | 0 | 0 | 0 | 0
Central Heat Pump - Tier II | 18 | 0 | 0 | 0 | 0 | 0 | 0 | 0 | 0 | 0 | 0 | 0 | 0 | 0 | 0 | 0 | 0 | 0 | 0 | 0 | 0 | 0
Central Heat Pump - Tier II (2005) | 18 | 0 | 0 | 0 | 0 | 0 | 0 | 0 | 0 | 0 | 0 | 0 | 0 | 0 | 0 | 0 | 0 | 0 | 0 | 0 | 0 | 0
Duct Test - Single Family | 10 | 0 | 0 | 0 | 0 | 0 | 0 | 0 | 0 | 0 | 0 | 0 | 0 | 0 | 0 | 0 | 0 | 0 | 0 | 0 | 0 | 0
Duct Sealing - Single Family | 20 | 0 | 0 | 0 | 0 | 0 | 0 | 0 | 0 | 0 | 0 | 0 | 0 | 0 | 0 | 0 | 0 | 0 | 0 | 0 | 0 | 0
Screw-in CFL 5 Watt <450 Lumens | 9 | 0 | 0 | 0 | 0 | 0 | 0 | 0 | 0 | 0 | 0 | 0 | 0 | 0 | 0 | 0 | 0 | 0 | 0 | 0 | 0 | 0
Screw-in CFL 7 Watt 450 to 799 Lumens | 9 | 0 | 0 | 0 | 0 | 0 | 0 | 0 | 0 | 0 | 0 | 0 | 0 | 0 | 0 | 0 | 0 | 0 | 0 | 0 | 0 | 0
Screw-in CFL 9 Watt 450 to 799 Lumens | 9 | 0 | 0 | 0 | 0 | 0 | 0 | 0 | 0 | 0 | 0 | 0 | 0 | 0 | 0 | 0 | 0 | 0 | 0 | 0 | 0 | 0
Screw-in CFL 10 Watt <450 Lumens | 9 | 0 | 0 | 0 | 0 | 0 | 0 | 0 | 0 | 0 | 0 | 0 | 0 | 0 | 0 | 0 | 0 | 0 | 0 | 0 | 0 | 0
Screw-in CFL 10 Watt 450 to 799 Lumens | 9 | 0 | 0 | 0 | 0 | 0 | 0 | 0 | 0 | 0 | 0 | 0 | 0 | 0 | 0 | 0 | 0 | 0 | 0 | 0 | 0 | 0
Screw-in CFL 10 Watt 800 to 1,099 Lumens | 9 | 0 | 0 | 0 | 0 | 0 | 0 | 0 | 0 | 0 | 0 | 0 | 0 | 0 | 0 | 0 | 0 | 0 | 0 | 0 | 0 | 0
Screw-in CFL 11 Watt <450 Lumens | 9 | 0 | 0 | 0 | 0 | 0 | 0 | 0 | 0 | 0 | 0 | 0 | 0 | 0 | 0 | 0 | 0 | 0 | 0 | 0 | 0 | 0
Screw-in CFL 11 Watt 450 to 799 Lumens | 9 | 0 | 0 | 0 | 0 | 0 | 0 | 0 | 0 | 0 | 0 | 0 | 0 | 0 | 0 | 0 | 0 | 0 | 0 | 0 | 0 | 0
Screw-in CFL 11 Watt 800 to 1,099 Lumens | 9 | 0 | 0 | 0 | 0 | 0 | 0 | 0 | 0 | 0 | 0 | 0 | 0 | 0 | 0 | 0 | 0 | 0 | 0 | 0 | 0 | 0
Screw-in CFL 12 Watt <450 Lumens (closed lamp) | 9 | 0 | 0 | 0 | 0 | 0 | 0 | 0 | 0 | 0 | 0 | 0 | 0 | 0 | 0 | 0 | 0 | 0 | 0 | 0 | 0 | 0
Screw-in CFL 12 Watt 450 to 799 Lumens | 9 | 0 | 0 | 0 | 0 | 0 | 0 | 0 | 0 | 0 | 0 | 0 | 0 | 0 | 0 | 0 | 0 | 0 | 0 | 0 | 0 | 0
Screw-in CFL 12 Watt 800 to 1,099 Lumens | 9 | 0 | 0 | 0 | 0 | 0 | 0 | 0 | 0 | 0 | 0 | 0 | 0 | 0 | 0 | 0 | 0 | 0 | 0 | 0 | 0 | 0
Screw-in CFL 13 Watt <450 Lumens (closed lamp) | 9 | 0 | 0 | 0 | 0 | 0 | 0 | 0 | 0 | 0 | 0 | 0 | 0 | 0 | 0 | 0 | 0 | 0 | 0 | 0 | 0 | 0
Screw-in CFL 13 Watt 450 to 799 Lumens | 9 | 0 | 0 | 0 | 0 | 0 | 0 | 0 | 0 | 0 | 0 | 0 | 0 | 0 | 0 | 0 | 0 | 0 | 0 | 0 | 0 | 0
Screw-in CFL 13 Watt 800 to 1,099 Lumens | 9 | 0 | 0 | 0 | 0 | 0 | 0 | 0 | 0 | 0 | 0 | 0 | 0 | 0 | 0 | 0 | 0 | 0 | 0 | 0 | 0 | 0
Screw-in CFL 14 Watt 450 to 799 Lumens | 9 | 0 | 0 | 0 | 0 | 0 | 0 | 0 | 0 | 0 | 0 | 0 | 0 | 0 | 0 | 0 | 0 | 0 | 0 | 0 | 0 | 0
Screw-in CFL 14 Watt 800 to 1,099 Lumens | 9 | 0 | 0 | 0 | 0 | 0 | 0 | 0 | 0 | 0 | 0 | 0 | 0 | 0 | 0 | 0 | 0 | 0 | 0 | 0 | 0 | 0
Screw-in CFL 15 Watt 450 to 799 Lumens | 9 | 0 | 0 | 0 | 0 | 0 | 0 | 0 | 0 | 0 | 0 | 0 | 0 | 0 | 0 | 0 | 0 | 0 | 0 | 0 | 0 | 0
Screw-in CFL 15 Watt 800 to 1,099 Lumens | 9 | 0 | 0 | 0 | 0 | 0 | 0 | 0 | 0 | 0 | 0 | 0 | 0 | 0 | 0 | 0 | 0 | 0 | 0 | 0 | 0 | 0
Screw-in CFL 16 Watt 450 to 799 Lumens | 9 | 0 | 0 | 0 | 0 | 0 | 0 | 0 | 0 | 0 | 0 | 0 | 0 | 0 | 0 | 0 | 0 | 0 | 0 | 0 | 0 | 0
Screw-in CFL 16 Watt 800 to 1,099 Lumens | 9 | 0 | 0 | 0 | 0 | 0 | 0 | 0 | 0 | 0 | 0 | 0 | 0 | 0 | 0 | 0 | 0 | 0 | 0 | 0 | 0 | 0
Screw-in CFL 16 Watt 1,100 to 1,399 Lumens | 9 | 0 | 0 | 0 | 0 | 0 | 0 | 0 | 0 | 0 | 0 | 0 | 0 | 0 | 0 | 0 | 0 | 0 | 0 | 0 | 0 | 0
Screw-in CFL 17 Watt 450 to 799 Lumens | 9 | 0 | 0 | 0 | 0 | 0 | 0 | 0 | 0 | 0 | 0 | 0 | 0 | 0 | 0 | 0 | 0 | 0 | 0 | 0 | 0 | 0
Screw-in CFL 17 Watt 800 to 1,099 Lumens | 9 | 0 | 0 | 0 | 0 | 0 | 0 | 0 | 0 | 0 | 0 | 0 | 0 | 0 | 0 | 0 | 0 | 0 | 0 | 0 | 0 | 0
Screw-in CFL 17 Watt 1,100 to 1,399 Lumens | 9 | 0 | 0 | 0 | 0 | 0 | 0 | 0 | 0 | 0 | 0 | 0 | 0 | 0 | 0 | 0 | 0 | 0 | 0 | 0 | 0 | 0
Screw-in CFL 18 Watt 450 to 799 Lumens | 9 | 0 | 0 | 0 | 0 | 0 | 0 | 0 | 0 | 0 | 0 | 0 | 0 | 0 | 0 | 0 | 0 | 0 | 0 | 0 | 0 | 0
Screw-in CFL 18 Watt 800 to 1,099 Lumens | 9 | 0 | 0 | 0 | 0 | 0 | 0 | 0 | 0 | 0 | 0 | 0 | 0 | 0 | 0 | 0 | 0 | 0 | 0 | 0 | 0 | 0
Screw-in CFL 18 Watt 1,100 to 1,399 Lumens | 9 | 0 | 0 | 0 | 0 | 0 | 0 | 0 | 0 | 0 | 0 | 0 | 0 | 0 | 0 | 0 | 0 | 0 | 0 | 0 | 0 | 0
Screw-in CFL 19 Watt 450 to 799 Lumens | 9 | 0 | 0 | 0 | 0 | 0 | 0 | 0 | 0 | 0 | 0 | 0 | 0 | 0 | 0 | 0 | 0 | 0 | 0 | 0 | 0 | 0
Screw-in CFL 19 Watt 800 to 1,099 Lumens | 9 | 0 | 0 | 0 | 0 | 0 | 0 | 0 | 0 | 0 | 0 | 0 | 0 | 0 | 0 | 0 | 0 | 0 | 0 | 0 | 0 | 0
Screw-in CFL 19 Watt 1,100 to 1,399 Lumens | 9 | 0 | 0 | 0 | 0 | 0 | 0 | 0 | 0 | 0 | 0 | 0 | 0 | 0 | 0 | 0 | 0 | 0 | 0 | 0 | 0 | 0
Screw-in CFL 20 Watt 800 to 1,099 Lumens | 9 | 0 | 0 | 0 | 0 | 0 | 0 | 0 | 0 | 0 | 0 | 0 | 0 | 0 | 0 | 0 | 0 | 0 | 0 | 0 | 0 | 0
Screw-in CFL 20 Watt 1,100 to 1,399 Lumens | 9 | 0 | 0 | 0 | 0 | 0 | 0 | 0 | 0 | 0 | 0 | 0 | 0 | 0 | 0 | 0 | 0 | 0 | 0 | 0 | 0 | 0
Screw-in CFL 21 Watt 800 to 1,099 Lumens | 9 | 0 | 0 | 0 | 0 | 0 | 0 | 0 | 0 | 0 | 0 | 0 | 0 | 0 | 0 | 0 | 0 | 0 | 0 | 0 | 0 | 0
Screw-in CFL 21 Watt 1,100 to 1,399 Lumens | 9 | 0 | 0 | 0 | 0 | 0 | 0 | 0 | 0 | 0 | 0 | 0 | 0 | 0 | 0 | 0 | 0 | 0 | 0 | 0 | 0 | 0
Screw-in CFL 22 Watt 800 to 1,099 Lumens | 9 | 0 | 0 | 0 | 0 | 0 | 0 | 0 | 0 | 0 | 0 | 0 | 0 | 0 | 0 | 0 | 0 | 0 | 0 | 0 | 0 | 0
Screw-in CFL 22 Watt 1,100 to 1,399 Lumens | 9 | 0 | 0 | 0 | 0 | 0 | 0 | 0 | 0 | 0 | 0 | 0 | 0 | 0 | 0 | 0 | 0 | 0 | 0 | 0 | 0 | 0
Screw-in CFL 23 Watt 800 to 1,099 Lumens | 9 | 0 | 0 | 0 | 0 | 0 | 0 | 0 | 0 | 0 | 0 | 0 | 0 | 0 | 0 | 0 | 0 | 0 | 0 | 0 | 0 | 0
Screw-in CFL 23 Watt 1,100 to 1,399 Lumens | 9 | 0 | 0 | 0 | 0 | 0 | 0 | 0 | 0 | 0 | 0 | 0 | 0 | 0 | 0 | 0 | 0 | 0 | 0 | 0 | 0 | 0
Screw-in CFL 23 Watt 1400 to 1,599 Lumens | 9 | 0 | 0 | 0 | 0 | 0 | 0 | 0 | 0 | 0 | 0 | 0 | 0 | 0 | 0 | 0 | 0 | 0 | 0 | 0 | 0 | 0
Screw-in CFL 23 Watt 1,600 to 1,999 Lumens | 9 | 0 | 0 | 0 | 0 | 0 | 0 | 0 | 0 | 0 | 0 | 0 | 0 | 0 | 0 | 0 | 0 | 0 | 0 | 0 | 0 | 0
Screw-in CFL 24 Watt 800 to 1,099 Lumens | 9 | 0 | 0 | 0 | 0 | 0 | 0 | 0 | 0 | 0 | 0 | 0 | 0 | 0 | 0 | 0 | 0 | 0 | 0 | 0 | 0 | 0
Screw-in CFL 24 Watt 1,100 to 1,399 Lumens | 9 | 0 | 0 | 0 | 0 | 0 | 0 | 0 | 0 | 0 | 0 | 0 | 0 | 0 | 0 | 0 | 0 | 0 | 0 | 0 | 0 | 0
Screw-in CFL 24 Watt 1400 to 1,599 Lumens | 9 | 0 | 0 | 0 | 0 | 0 | 0 | 0 | 0 | 0 | 0 | 0 | 0 | 0 | 0 | 0 | 0 | 0 | 0 | 0 | 0 | 0
Screw-in CFL 24 Watt 1,600 to 1,999 Lumens | 9 | 0 | 0 | 0 | 0 | 0 | 0 | 0 | 0 | 0 | 0 | 0 | 0 | 0 | 0 | 0 | 0 | 0 | 0 | 0 | 0 | 0
Screw-in CFL 25 Watt 800 to 1,099 Lumens | 9 | 0 | 0 | 0 | 0 | 0 | 0 | 0 | 0 | 0 | 0 | 0 | 0 | 0 | 0 | 0 | 0 | 0 | 0 | 0 | 0 | 0
Screw-in CFL 25 Watt 1,100 to 1,399 Lumens | 9 | 0 | 0 | 0 | 0 | 0 | 0 | 0 | 0 | 0 | 0 | 0 | 0 | 0 | 0 | 0 | 0 | 0 | 0 | 0 | 0 | 0
Screw-in CFL 25 Watt 1400 to 1,599 Lumens | 9 | 0 | 0 | 0 | 0 | 0 | 0 | 0 | 0 | 0 | 0 | 0 | 0 | 0 | 0 | 0 | 0 | 0 | 0 | 0 | 0 | 0
Screw-in CFL 25 Watt 1,600 to 1,999 Lumens | 9 | 0 | 0 | 0 | 0 | 0 | 0 | 0 | 0 | 0 | 0 | 0 | 0 | 0 | 0 | 0 | 0 | 0 | 0 | 0 | 0 | 0
Screw-in CFL 26 Watt 800 to 1,099 Lumens | 9 | 0 | 0 | 0 | 0 | 0 | 0 | 0 | 0 | 0 | 0 | 0 | 0 | 0 | 0 | 0 | 0 | 0 | 0 | 0 | 0 | 0
Screw-in CFL 26 Watt 1,100 to 1,399 Lumens | 9 | 0 | 0 | 0 | 0 | 0 | 0 | 0 | 0 | 0 | 0 | 0 | 0 | 0 | 0 | 0 | 0 | 0 | 0 | 0 | 0 | 0
Screw-in CFL 26 Watt 1400 to 1,599 Lumens | 9 | 0 | 0 | 0 | 0 | 0 | 0 | 0 | 0 | 0 | 0 | 0 | 0 | 0 | 0 | 0 | 0 | 0 | 0 | 0 | 0 | 0
Screw-in CFL 26 Watt 1,600 to 1,999 Lumens | 9 | 0 | 0 | 0 | 0 | 0 | 0 | 0 | 0 | 0 | 0 | 0 | 0 | 0 | 0 | 0 | 0 | 0 | 0 | 0 | 0 | 0
Screw-in CFL 27 Watt 800 to 1,099 Lumens | 9 | 0 | 0 | 0 | 0 | 0 | 0 | 0 | 0 | 0 | 0 | 0 | 0 | 0 | 0 | 0 | 0 | 0 | 0 | 0 | 0 | 0
Screw-in CFL 27 Watt 1,100 to 1,399 Lumens | 9 | 0 | 0 | 0 | 0 | 0 | 0 | 0 | 0 | 0 | 0 | 0 | 0 | 0 | 0 | 0 | 0 | 0 | 0 | 0 | 0 | 0
Screw-in CFL 27 Watt 1400 to 1,599 Lumens | 9 | 0 | 0 | 0 | 0 | 0 | 0 | 0 | 0 | 0 | 0 | 0 | 0 | 0 | 0 | 0 | 0 | 0 | 0 | 0 | 0 | 0
Screw-in CFL 27 Watt 1,600 to 1,999 Lumens | 9 | 0 | 0 | 0 | 0 | 0 | 0 | 0 | 0 | 0 | 0 | 0 | 0 | 0 | 0 | 0 | 0 | 0 | 0 | 0 | 0 | 0
Screw-in CFL 28 Watt 1,100 to 1,399 Lumens | 9 | 0 | 0 | 0 | 0 | 0 | 0 | 0 | 0 | 0 | 0 | 0 | 0 | 0 | 0 | 0 | 0 | 0 | 0 | 0 | 0 | 0
Screw-in CFL 28 Watt 1400 to 1,599 Lumens | 9 | 0 | 0 | 0 | 0 | 0 | 0 | 0 | 0 | 0 | 0 | 0 | 0 | 0 | 0 | 0 | 0 | 0 | 0 | 0 | 0 | 0
Screw-in CFL 28 Watt 1,600 to 1,999 Lumens | 9 | 0 | 0 | 0 | 0 | 0 | 0 | 0 | 0 | 0 | 0 | 0 | 0 | 0 | 0 | 0 | 0 | 0 | 0 | 0 | 0 | 0
Screw-in CFL 29 Watt 1,100 to 1,399 Lumens | 9 | 0 | 0 | 0 | 0 | 0 | 0 | 0 | 0 | 0 | 0 | 0 | 0 | 0 | 0 | 0 | 0 | 0 | 0 | 0 | 0 | 0
Screw-in CFL 29 Watt 1400 to 1,599 Lumens | 9 | 0 | 0 | 0 | 0 | 0 | 0 | 0 | 0 | 0 | 0 | 0 | 0 | 0 | 0 | 0 | 0 | 0 | 0 | 0 | 0 | 0
Screw-in CFL 29 Watt 1,600 to 1,999 Lumens | 9 | 0 | 0 | 0 | 0 | 0 | 0 | 0 | 0 | 0 | 0 | 0 | 0 | 0 | 0 | 0 | 0 | 0 | 0 | 0 | 0 | 0
Screw-in CFL 30 Watt 1,100 to 1,399 Lumens | 9 | 0 | 0 | 0 | 0 | 0 | 0 | 0 | 0 | 0 | 0 | 0 | 0 | 0 | 0 | 0 | 0 | 0 | 0 | 0 | 0 | 0
Screw-in CFL 30 Watt 1400 to 1,599 Lumens | 9 | 0 | 0 | 0 | 0 | 0 | 0 | 0 | 0 | 0 | 0 | 0 | 0 | 0 | 0 | 0 | 0 | 0 | 0 | 0 | 0 | 0
Screw-in CFL 30 Watt 1,600 to 1,999 Lumens | 9 | 0 | 0 | 0 | 0 | 0 | 0 | 0 | 0 | 0 | 0 | 0 | 0 | 0 | 0 | 0 | 0 | 0 | 0 | 0 | 0 | 0
Screw-in CFL 30 Watt 2,000 to 2,599 Lumens | 9 | 0 | 0 | 0 | 0 | 0 | 0 | 0 | 0 | 0 | 0 | 0 | 0 | 0 | 0 | 0 | 0 | 0 | 0 | 0 | 0 | 0
Screw-in CFL 31 Watt 1,100 to 1,399 Lumens | 9 | 0 | 0 | 0 | 0 | 0 | 0 | 0 | 0 | 0 | 0 | 0 | 0 | 0 | 0 | 0 | 0 | 0 | 0 | 0 | 0 | 0
Screw-in CFL 31 Watt 1400 to 1,599 Lumens | 9 | 0 | 0 | 0 | 0 | 0 | 0 | 0 | 0 | 0 | 0 | 0 | 0 | 0 | 0 | 0 | 0 | 0 | 0 | 0 | 0 | 0
Screw-in CFL 31 Watt 1,600 to 1,999 Lumens | 9 | 0 | 0 | 0 | 0 | 0 | 0 | 0 | 0 | 0 | 0 | 0 | 0 | 0 | 0 | 0 | 0 | 0 | 0 | 0 | 0 | 0
Screw-in CFL 32 Watt 1,100 to 1,399 Lumens | 9 | 0 | 0 | 0 | 0 | 0 | 0 | 0 | 0 | 0 | 0 | 0 | 0 | 0 | 0 | 0 | 0 | 0 | 0 | 0 | 0 | 0
Screw-in CFL 32 Watt 1400 to 1,599 Lumens | 9 | 0 | 0 | 0 | 0 | 0 | 0 | 0 | 0 | 0 | 0 | 0 | 0 | 0 | 0 | 0 | 0 | 0 | 0 | 0 | 0 | 0
Screw-in CFL 32 Watt 1,600 to 1,999 Lumens | 9 | 0 | 0 | 0 | 0 | 0 | 0 | 0 | 0 | 0 | 0 | 0 | 0 | 0 | 0 | 0 | 0 | 0 | 0 | 0 | 0 | 0
Screw-in CFL 33 Watt 1,100 to 1,399 Lumens | 9 | 0 | 0 | 0 | 0 | 0 | 0 | 0 | 0 | 0 | 0 | 0 | 0 | 0 | 0 | 0 | 0 | 0 | 0 | 0 | 0 | 0
Screw-in CFL 33 Watt 1400 to 1,599 Lumens | 9 | 0 | 0 | 0 | 0 | 0 | 0 | 0 | 0 | 0 | 0 | 0 | 0 | 0 | 0 | 0 | 0 | 0 | 0 | 0 | 0 | 0
Screw-in CFL 33 Watt 1,600 to 1,999 Lumens | 9 | 0 | 0 | 0 | 0 | 0 | 0 | 0 | 0 | 0 | 0 | 0 | 0 | 0 | 0 | 0 | 0 | 0 | 0 | 0 | 0 | 0
Screw-in CFL 34 Watt 1,100 to 1,399 Lumens | 9 | 0 | 0 | 0 | 0 | 0 | 0 | 0 | 0 | 0 | 0 | 0 | 0 | 0 | 0 | 0 | 0 | 0 | 0 | 0 | 0 | 0
Screw-in CFL 34 Watt 1400 to 1,599 Lumens | 9 | 0 | 0 | 0 | 0 | 0 | 0 | 0 | 0 | 0 | 0 | 0 | 0 | 0 | 0 | 0 | 0 | 0 | 0 | 0 | 0 | 0
Screw-in CFL 34 Watt 1,600 to 1,999 Lumens | 9 | 0 | 0 | 0 | 0 | 0 | 0 | 0 | 0 | 0 | 0 | 0 | 0 | 0 | 0 | 0 | 0 | 0 | 0 | 0 | 0 | 0
Screw-in CFL 35 Watt 1400 to 1,599 Lumens | 9 | 0 | 0 | 0 | 0 | 0 | 0 | 0 | 0 | 0 | 0 | 0 | 0 | 0 | 0 | 0 | 0 | 0 | 0 | 0 | 0 | 0
Screw-in CFL 35 Watt 1,600 to 1,999 Lumens | 9 | 0 | 0 | 0 | 0 | 0 | 0 | 0 | 0 | 0 | 0 | 0 | 0 | 0 | 0 | 0 | 0 | 0 | 0 | 0 | 0 | 0
Screw-in CFL 35 Watt 2,000 to 2,599 Lumens | 9 | 0 | 0 | 0 | 0 | 0 | 0 | 0 | 0 | 0 | 0 | 0 | 0 | 0 | 0 | 0 | 0 | 0 | 0 | 0 | 0 | 0
Screw-in CFL 36 Watt 1400 to 1,599 Lumens | 9 | 0 | 0 | 0 | 0 | 0 | 0 | 0 | 0 | 0 | 0 | 0 | 0 | 0 | 0 | 0 | 0 | 0 | 0 | 0 | 0 | 0
Screw-in CFL 36 Watt 1,600 to 1,999 Lumens | 9 | 0 | 0 | 0 | 0 | 0 | 0 | 0 | 0 | 0 | 0 | 0 | 0 | 0 | 0 | 0 | 0 | 0 | 0 | 0 | 0 | 0
Screw-in CFL 36 Watt 2,000 to 2,599 Lumens | 9 | 0 | 0 | 0 | 0 | 0 | 0 | 0 | 0 | 0 | 0 | 0 | 0 | 0 | 0 | 0 | 0 | 0 | 0 | 0 | 0 | 0
Screw-in CFL 37 Watt 1400 to 1,599 Lumens | 9 | 0 | 0 | 0 | 0 | 0 | 0 | 0 | 0 | 0 | 0 | 0 | 0 | 0 | 0 | 0 | 0 | 0 | 0 | 0 | 0 | 0
Screw-in CFL 37 Watt 1,600 to 1,999 Lumens | 9 | 0 | 0 | 0 | 0 | 0 | 0 | 0 | 0 | 0 | 0 | 0 | 0 | 0 | 0 | 0 | 0 | 0 | 0 | 0 | 0 | 0
Screw-in CFL 37 Watt 2,000 to 2,599 Lumens | 9 | 0 | 0 | 0 | 0 | 0 | 0 | 0 | 0 | 0 | 0 | 0 | 0 | 0 | 0 | 0 | 0 | 0 | 0 | 0 | 0 | 0
Screw-in CFL 38 Watt 1400 to 1,599 Lumens | 9 | 0 | 0 | 0 | 0 | 0 | 0 | 0 | 0 | 0 | 0 | 0 | 0 | 0 | 0 | 0 | 0 | 0 | 0 | 0 | 0 | 0
Screw-in CFL 38 Watt 1,600 to 1,999 Lumens | 9 | 0 | 0 | 0 | 0 | 0 | 0 | 0 | 0 | 0 | 0 | 0 | 0 | 0 | 0 | 0 | 0 | 0 | 0 | 0 | 0 | 0
Screw-in CFL 38 Watt 2,000 to 2,599 Lumens | 9 | 0 | 0 | 0 | 0 | 0 | 0 | 0 | 0 | 0 | 0 | 0 | 0 | 0 | 0 | 0 | 0 | 0 | 0 | 0 | 0 | 0
Screw-in CFL 38 Watt 2,600 to 3,599 Lumens | 9 | 0 | 0 | 0 | 0 | 0 | 0 | 0 | 0 | 0 | 0 | 0 | 0 | 0 | 0 | 0 | 0 | 0 | 0 | 0 | 0 | 0
Screw-in CFL 39 Watt 1400 to 1,599 Lumens | 9 | 0 | 0 | 0 | 0 | 0 | 0 | 0 | 0 | 0 | 0 | 0 | 0 | 0 | 0 | 0 | 0 | 0 | 0 | 0 | 0 | 0
Screw-in CFL 39 Watt 1,600 to 1,999 Lumens | 9 | 0 | 0 | 0 | 0 | 0 | 0 | 0 | 0 | 0 | 0 | 0 | 0 | 0 | 0 | 0 | 0 | 0 | 0 | 0 | 0 | 0
Screw-in CFL 39 Watt 2,000 to 2,599 Lumens | 9 | 0 | 0 | 0 | 0 | 0 | 0 | 0 | 0 | 0 | 0 | 0 | 0 | 0 | 0 | 0 | 0 | 0 | 0 | 0 | 0 | 0
Screw-in CFL 39 Watt 2,600 to 3,599 Lumens | 9 | 0 | 0 | 0 | 0 | 0 | 0 | 0 | 0 | 0 | 0 | 0 | 0 | 0 | 0 | 0 | 0 | 0 | 0 | 0 | 0 | 0
Screw-in CFL 40 Watt 1,600 to 1,999 Lumens | 9 | 0 | 0 | 0 | 0 | 0 | 0 | 0 | 0 | 0 | 0 | 0 | 0 | 0 | 0 | 0 | 0 | 0 | 0 | 0 | 0 | 0
Screw-in CFL 40 Watt 2,000 to 2,599 Lumens | 9 | 0 | 0 | 0 | 0 | 0 | 0 | 0 | 0 | 0 | 0 | 0 | 0 | 0 | 0 | 0 | 0 | 0 | 0 | 0 | 0 | 0
Screw-in CFL 40 Watt 2,600 to 3,599 Lumens | 9 | 0 | 0 | 0 | 0 | 0 | 0 | 0 | 0 | 0 | 0 | 0 | 0 | 0 | 0 | 0 | 0 | 0 | 0 | 0 | 0 | 0
Screw-in CFL 41 Watt 1,600 to 1,999 Lumens | 9 | 0 | 0 | 0 | 0 | 0 | 0 | 0 | 0 | 0 | 0 | 0 | 0 | 0 | 0 | 0 | 0 | 0 | 0 | 0 | 0 | 0
Screw-in CFL 41 Watt 2,000 to 2,599 Lumens | 9 | 0 | 0 | 0 | 0 | 0 | 0 | 0 | 0 | 0 | 0 | 0 | 0 | 0 | 0 | 0 | 0 | 0 | 0 | 0 | 0 | 0
Screw-in CFL 41 Watt 2,600 to 3,599 Lumens | 9 | 0 | 0 | 0 | 0 | 0 | 0 | 0 | 0 | 0 | 0 | 0 | 0 | 0 | 0 | 0 | 0 | 0 | 0 | 0 | 0 | 0
Screw-in CFL 42 Watt 1,600 to 1,999 Lumens | 9 | 0 | 0 | 0 | 0 | 0 | 0 | 0 | 0 | 0 | 0 | 0 | 0 | 0 | 0 | 0 | 0 | 0 | 0 | 0 | 0 | 0
Screw-in CFL 42 Watt 2,000 to 2,599 Lumens | 9 | 0 | 0 | 0 | 0 | 0 | 0 | 0 | 0 | 0 | 0 | 0 | 0 | 0 | 0 | 0 | 0 | 0 | 0 | 0 | 0 | 0
Screw-in CFL 42 Watt 2,600 to 3,599 Lumens | 9 | 0 | 0 | 0 | 0 | 0 | 0 | 0 | 0 | 0 | 0 | 0 | 0 | 0 | 0 | 0 | 0 | 0 | 0 | 0 | 0 | 0
Screw-in CFL 43 Watt 1,600 to 1,999 Lumens | 9 | 0 | 0 | 0 | 0 | 0 | 0 | 0 | 0 | 0 | 0 | 0 | 0 | 0 | 0 | 0 | 0 | 0 | 0 | 0 | 0 | 0
Screw-in CFL 43 Watt 2,000 to 2,599 Lumens | 9 | 0 | 0 | 0 | 0 | 0 | 0 | 0 | 0 | 0 | 0 | 0 | 0 | 0 | 0 | 0 | 0 | 0 | 0 | 0 | 0 | 0
Screw-in CFL 43 Watt 2,600 to 3,599 Lumens | 9 | 0 | 0 | 0 | 0 | 0 | 0 | 0 | 0 | 0 | 0 | 0 | 0 | 0 | 0 | 0 | 0 | 0 | 0 | 0 | 0 | 0
Screw-in CFL 44 Watt 1,600 to 1,999 Lumens | 9 | 0 | 0 | 0 | 0 | 0 | 0 | 0 | 0 | 0 | 0 | 0 | 0 | 0 | 0 | 0 | 0 | 0 | 0 | 0 | 0 | 0
Screw-in CFL 44 Watt 2,000 to 2,599 Lumens | 9 | 0 | 0 | 0 | 0 | 0 | 0 | 0 | 0 | 0 | 0 | 0 | 0 | 0 | 0 | 0 | 0 | 0 | 0 | 0 | 0 | 0
Screw-in CFL 44 Watt 2,600 to 3,599 Lumens | 9 | 0 | 0 | 0 | 0 | 0 | 0 | 0 | 0 | 0 | 0 | 0 | 0 | 0 | 0 | 0 | 0 | 0 | 0 | 0 | 0 | 0
Screw-in CFL 45 Watt 1,600 to 1,999 Lumens | 9 | 0 | 0 | 0 | 0 | 0 | 0 | 0 | 0 | 0 | 0 | 0 | 0 | 0 | 0 | 0 | 0 | 0 | 0 | 0 | 0 | 0
Screw-in CFL 45 Watt 2,000 to 2,599 Lumens | 9 | 0 | 0 | 0 | 0 | 0 | 0 | 0 | 0 | 0 | 0 | 0 | 0 | 0 | 0 | 0 | 0 | 0 | 0 | 0 | 0 | 0
Screw-in CFL 45 Watt 2,600 to 3,599 Lumens | 9 | 0 | 0 | 0 | 0 | 0 | 0 | 0 | 0 | 0 | 0 | 0 | 0 | 0 | 0 | 0 | 0 | 0 | 0 | 0 | 0 | 0
Screw-in CFL 46 Watt 1,600 to 1,999 Lumens | 9 | 0 | 0 | 0 | 0 | 0 | 0 | 0 | 0 | 0 | 0 | 0 | 0 | 0 | 0 | 0 | 0 | 0 | 0 | 0 | 0 | 0
Screw-in CFL 46 Watt 2,000 to 2,599 Lumens | 9 | 0 | 0 | 0 | 0 | 0 | 0 | 0 | 0 | 0 | 0 | 0 | 0 | 0 | 0 | 0 | 0 | 0 | 0 | 0 | 0 | 0
Screw-in CFL 46 Watt 2,600 to 3,599 Lumens | 9 | 0 | 0 | 0 | 0 | 0 | 0 | 0 | 0 | 0 | 0 | 0 | 0 | 0 | 0 | 0 | 0 | 0 | 0 | 0 | 0 | 0
Screw-in CFL 47 Watt 1,600 to 1,999 Lumens | 9 | 0 | 0 | 0 | 0 | 0 | 0 | 0 | 0 | 0 | 0 | 0 | 0 | 0 | 0 | 0 | 0 | 0 | 0 | 0 | 0 | 0
Screw-in CFL 47 Watt 2,000 to 2,599 Lumens | 9 | 0 | 0 | 0 | 0 | 0 | 0 | 0 | 0 | 0 | 0 | 0 | 0 | 0 | 0 | 0 | 0 | 0 | 0 | 0 | 0 | 0
Screw-in CFL 47 Watt 2,600 to 3,599 Lumens | 9 | 0 | 0 | 0 | 0 | 0 | 0 | 0 | 0 | 0 | 0 | 0 | 0 | 0 | 0 | 0 | 0 | 0 | 0 | 0 | 0 | 0
Screw-in CFL 48 Watt 1,600 to 1,999 Lumens | 9 | 0 | 0 | 0 | 0 | 0 | 0 | 0 | 0 | 0 | 0 | 0 | 0 | 0 | 0 | 0 | 0 | 0 | 0 | 0 | 0 | 0
Screw-in CFL 48 Watt 2,000 to 2,599 Lumens | 9 | 0 | 0 | 0 | 0 | 0 | 0 | 0 | 0 | 0 | 0 | 0 | 0 | 0 | 0 | 0 | 0 | 0 | 0 | 0 | 0 | 0
Screw-in CFL 48 Watt 2,600 to 3,599 Lumens | 9 | 0 | 0 | 0 | 0 | 0 | 0 | 0 | 0 | 0 | 0 | 0 | 0 | 0 | 0 | 0 | 0 | 0 | 0 | 0 | 0 | 0
Screw-in CFL 49 Watt 1,600 to 1,999 Lumens | 9 | 0 | 0 | 0 | 0 | 0 | 0 | 0 | 0 | 0 | 0 | 0 | 0 | 0 | 0 | 0 | 0 | 0 | 0 | 0 | 0 | 0
Screw-in CFL 49 Watt 2,000 to 2,599 Lumens | 9 | 0 | 0 | 0 | 0 | 0 | 0 | 0 | 0 | 0 | 0 | 0 | 0 | 0 | 0 | 0 | 0 | 0 | 0 | 0 | 0 | 0
Screw-in CFL 49 Watt 2,600 to 3,599 Lumens | 9 | 0 | 0 | 0 | 0 | 0 | 0 | 0 | 0 | 0 | 0 | 0 | 0 | 0 | 0 | 0 | 0 | 0 | 0 | 0 | 0 | 0
Screw-in CFL 50 Watt 2,000 to 2,599 Lumens | 9 | 0 | 0 | 0 | 0 | 0 | 0 | 0 | 0 | 0 | 0 | 0 | 0 | 0 | 0 | 0 | 0 | 0 | 0 | 0 | 0 | 0
Screw-in CFL 50 Watt 2,600 to 3,599 Lumens | 9 | 0 | 0 | 0 | 0 | 0 | 0 | 0 | 0 | 0 | 0 | 0 | 0 | 0 | 0 | 0 | 0 | 0 | 0 | 0 | 0 | 0
Screw-in CFL 50 Watt 3,600 to 4,599 Lumens | 9 | 0 | 0 | 0 | 0 | 0 | 0 | 0 | 0 | 0 | 0 | 0 | 0 | 0 | 0 | 0 | 0 | 0 | 0 | 0 | 0 | 0
Screw-in CFL 51 Watt 2,000 to 2,599 Lumens | 9 | 0 | 0 | 0 | 0 | 0 | 0 | 0 | 0 | 0 | 0 | 0 | 0 | 0 | 0 | 0 | 0 | 0 | 0 | 0 | 0 | 0
Screw-in CFL 51 Watt 2,600 to 3,599 Lumens | 9 | 0 | 0 | 0 | 0 | 0 | 0 | 0 | 0 | 0 | 0 | 0 | 0 | 0 | 0 | 0 | 0 | 0 | 0 | 0 | 0 | 0
Screw-in CFL 51 Watt 3,600 to 4,599 Lumens | 9 | 0 | 0 | 0 | 0 | 0 | 0 | 0 | 0 | 0 | 0 | 0 | 0 | 0 | 0 | 0 | 0 | 0 | 0 | 0 | 0 | 0
Screw-in CFL 52 Watt 2,000 to 2,599 Lumens | 9 | 0 | 0 | 0 | 0 | 0 | 0 | 0 | 0 | 0 | 0 | 0 | 0 | 0 | 0 | 0 | 0 | 0 | 0 | 0 | 0 | 0
Screw-in CFL 52 Watt 2,600 to 3,599 Lumens | 9 | 0 | 0 | 0 | 0 | 0 | 0 | 0 | 0 | 0 | 0 | 0 | 0 | 0 | 0 | 0 | 0 | 0 | 0 | 0 | 0 | 0
Screw-in CFL 52 Watt 3,600 to 4,599 Lumens | 9 | 0 | 0 | 0 | 0 | 0 | 0 | 0 | 0 | 0 | 0 | 0 | 0 | 0 | 0 | 0 | 0 | 0 | 0 | 0 | 0 | 0
Screw-in CFL 53 Watt 2,000 to 2,599 Lumens | 9 | 0 | 0 | 0 | 0 | 0 | 0 | 0 | 0 | 0 | 0 | 0 | 0 | 0 | 0 | 0 | 0 | 0 | 0 | 0 | 0 | 0
Screw-in CFL 53 Watt 2,600 to 3,599 Lumens | 9 | 0 | 0 | 0 | 0 | 0 | 0 | 0 | 0 | 0 | 0 | 0 | 0 | 0 | 0 | 0 | 0 | 0 | 0 | 0 | 0 | 0
Screw-in CFL 53 Watt 3,600 to 4,599 Lumens | 9 | 0 | 0 | 0 | 0 | 0 | 0 | 0 | 0 | 0 | 0 | 0 | 0 | 0 | 0 | 0 | 0 | 0 | 0 | 0 | 0 | 0
Screw-in CFL 54 Watt 2,000 to 2,599 Lumens | 9 | 0 | 0 | 0 | 0 | 0 | 0 | 0 | 0 | 0 | 0 | 0 | 0 | 0 | 0 | 0 | 0 | 0 | 0 | 0 | 0 | 0
Screw-in CFL 54 Watt 2,600 to 3,599 Lumens | 9 | 0 | 0 | 0 | 0 | 0 | 0 | 0 | 0 | 0 | 0 | 0 | 0 | 0 | 0 | 0 | 0 | 0 | 0 | 0 | 0 | 0
Screw-in CFL 54 Watt 3,600 to 4,599 Lumens | 9 | 0 | 0 | 0 | 0 | 0 | 0 | 0 | 0 | 0 | 0 | 0 | 0 | 0 | 0 | 0 | 0 | 0 | 0 | 0 | 0 | 0
Screw-in CFL 55 Watt 2,000 to 2,599 Lumens | 9 | 0 | 0 | 0 | 0 | 0 | 0 | 0 | 0 | 0 | 0 | 0 | 0 | 0 | 0 | 0 | 0 | 0 | 0 | 0 | 0 | 0
Screw-in CFL 55 Watt 2,600 to 3,599 Lumens | 9 | 0 | 0 | 0 | 0 | 0 | 0 | 0 | 0 | 0 | 0 | 0 | 0 | 0 | 0 | 0 | 0 | 0 | 0 | 0 | 0 | 0
Screw-in CFL 55 Watt 3,600 to 4,599 Lumens | 9 | 0 | 0 | 0 | 0 | 0 | 0 | 0 | 0 | 0 | 0 | 0 | 0 | 0 | 0 | 0 | 0 | 0 | 0 | 0 | 0 | 0
Interior Fixture 7 Watt 450 to 799 Lumens | 20 | 0 | 0 | 0 | 0 | 0 | 0 | 0 | 0 | 0 | 0 | 0 | 0 | 0 | 0 | 0 | 0 | 0 | 0 | 0 | 0 | 0
Interior Fixture 8 Watt 450 to 799 Lumens | 20 | 0 | 0 | 0 | 0 | 0 | 0 | 0 | 0 | 0 | 0 | 0 | 0 | 0 | 0 | 0 | 0 | 0 | 0 | 0 | 0 | 0
Interior Fixture 11 Watt 450 to 799 Lumens | 20 | 0 | 0 | 0 | 0 | 0 | 0 | 0 | 0 | 0 | 0 | 0 | 0 | 0 | 0 | 0 | 0 | 0 | 0 | 0 | 0 | 0
Interior Fixture 13 Watt 450 to 799 Lumens | 20 | 0 | 0 | 0 | 0 | 0 | 0 | 0 | 0 | 0 | 0 | 0 | 0 | 0 | 0 | 0 | 0 | 0 | 0 | 0 | 0 | 0
Interior Fixture 13 Watt 800 to 1,099 Lumens | 20 | 0 | 0 | 0 | 0 | 0 | 0 | 0 | 0 | 0 | 0 | 0 | 0 | 0 | 0 | 0 | 0 | 0 | 0 | 0 | 0 | 0
Interior Fixture 15 Watt 800 to 1,099 Lumens | 20 | 0 | 0 | 0 | 0 | 0 | 0 | 0 | 0 | 0 | 0 | 0 | 0 | 0 | 0 | 0 | 0 | 0 | 0 | 0 | 0 | 0
Interior Fixture 16 Watt 800 to 1,099 Lumens | 20 | 0 | 0 | 0 | 0 | 0 | 0 | 0 | 0 | 0 | 0 | 0 | 0 | 0 | 0 | 0 | 0 | 0 | 0 | 0 | 0 | 0
Interior Fixture 17 Watt 800 to 1,099 Lumens | 20 | 0 | 0 | 0 | 0 | 0 | 0 | 0 | 0 | 0 | 0 | 0 | 0 | 0 | 0 | 0 | 0 | 0 | 0 | 0 | 0 | 0
Interior Fixture 18 Watt 800 to 1,099 Lumens | 20 | 0 | 0 | 0 | 0 | 0 | 0 | 0 | 0 | 0 | 0 | 0 | 0 | 0 | 0 | 0 | 0 | 0 | 0 | 0 | 0 | 0
Interior Fixture 18 Watt 1,100 to 1,399 Lumens | 20 | 0 | 0 | 0 | 0 | 0 | 0 | 0 | 0 | 0 | 0 | 0 | 0 | 0 | 0 | 0 | 0 | 0 | 0 | 0 | 0 | 0
Interior Fixture 18 Watt 1,600 to 1,999 Lumens | 20 | 0 | 0 | 0 | 0 | 0 | 0 | 0 | 0 | 0 | 0 | 0 | 0 | 0 | 0 | 0 | 0 | 0 | 0 | 0 | 0 | 0
Interior Fixture 19 Watt 800 to 1,099 Lumens | 20 | 0 | 0 | 0 | 0 | 0 | 0 | 0 | 0 | 0 | 0 | 0 | 0 | 0 | 0 | 0 | 0 | 0 | 0 | 0 | 0 | 0
Interior Fixture 20 Watt 800 to 1,099 Lumens | 20 | 0 | 0 | 0 | 0 | 0 | 0 | 0 | 0 | 0 | 0 | 0 | 0 | 0 | 0 | 0 | 0 | 0 | 0 | 0 | 0 | 0
Interior Fixture 20 Watt 1,100 to 1,399 Lumens | 20 | 0 | 0 | 0 | 0 | 0 | 0 | 0 | 0 | 0 | 0 | 0 | 0 | 0 | 0 | 0 | 0 | 0 | 0 | 0 | 0 | 0
Interior Fixture 21 Watt 800 to 1,099 Lumens | 20 | 0 | 0 | 0 | 0 | 0 | 0 | 0 | 0 | 0 | 0 | 0 | 0 | 0 | 0 | 0 | 0 | 0 | 0 | 0 | 0 | 0
Interior Fixture 21 Watt 1,100 to 1,399 Lumens | 20 | 0 | 0 | 0 | 0 | 0 | 0 | 0 | 0 | 0 | 0 | 0 | 0 | 0 | 0 | 0 | 0 | 0 | 0 | 0 | 0 | 0
Interior Fixture 22 Watt 800 to 1,099 Lumens | 20 | 0 | 0 | 0 | 0 | 0 | 0 | 0 | 0 | 0 | 0 | 0 | 0 | 0 | 0 | 0 | 0 | 0 | 0 | 0 | 0 | 0
Interior Fixture 22 Watt 1,100 to 1,399 Lumens | 20 | 0 | 0 | 0 | 0 | 0 | 0 | 0 | 0 | 0 | 0 | 0 | 0 | 0 | 0 | 0 | 0 | 0 | 0 | 0 | 0 | 0
Interior Fixture 23 Watt 1,100 to 1,399 Lumens | 20 | 0 | 0 | 0 | 0 | 0 | 0 | 0 | 0 | 0 | 0 | 0 | 0 | 0 | 0 | 0 | 0 | 0 | 0 | 0 | 0 | 0
Interior Fixture 23 Watt 1400 to 1,599 Lumens | 20 | 0 | 0 | 0 | 0 | 0 | 0 | 0 | 0 | 0 | 0 | 0 | 0 | 0 | 0 | 0 | 0 | 0 | 0 | 0 | 0 | 0
Interior Fixture 24 Watt 1,100 to 1,399 Lumens | 20 | 0 | 0 | 0 | 0 | 0 | 0 | 0 | 0 | 0 | 0 | 0 | 0 | 0 | 0 | 0 | 0 | 0 | 0 | 0 | 0 | 0
Interior Fixture 24 Watt 1400 to 1,599 Lumens | 20 | 0 | 0 | 0 | 0 | 0 | 0 | 0 | 0 | 0 | 0 | 0 | 0 | 0 | 0 | 0 | 0 | 0 | 0 | 0 | 0 | 0
Interior Fixture 25 Watt 1400 to 1,599 Lumens | 20 | 0 | 0 | 0 | 0 | 0 | 0 | 0 | 0 | 0 | 0 | 0 | 0 | 0 | 0 | 0 | 0 | 0 | 0 | 0 | 0 | 0
Interior Fixture 25 Watt 1,600 to 1,999 Lumens | 20 | 0 | 0 | 0 | 0 | 0 | 0 | 0 | 0 | 0 | 0 | 0 | 0 | 0 | 0 | 0 | 0 | 0 | 0 | 0 | 0 | 0
Interior Fixture 26 Watt 1,100 to 1,399 Lumens | 20 | 0 | 0 | 0 | 0 | 0 | 0 | 0 | 0 | 0 | 0 | 0 | 0 | 0 | 0 | 0 | 0 | 0 | 0 | 0 | 0 | 0
Interior Fixture 26 Watt 1400 to 1,599 Lumens | 20 | 0 | 0 | 0 | 0 | 0 | 0 | 0 | 0 | 0 | 0 | 0 | 0 | 0 | 0 | 0 | 0 | 0 | 0 | 0 | 0 | 0
Interior Fixture 26 Watt 1,600 to 1,999 Lumens | 20 | 0 | 0 | 0 | 0 | 0 | 0 | 0 | 0 | 0 | 0 | 0 | 0 | 0 | 0 | 0 | 0 | 0 | 0 | 0 | 0 | 0
Interior Fixture 27 Watt 1400 to 1,599 Lumens | 20 | 0 | 0 | 0 | 0 | 0 | 0 | 0 | 0 | 0 | 0 | 0 | 0 | 0 | 0 | 0 | 0 | 0 | 0 | 0 | 0 | 0
Interior Fixture 27 Watt 1,600 to 1,999 Lumens | 20 | 0 | 0 | 0 | 0 | 0 | 0 | 0 | 0 | 0 | 0 | 0 | 0 | 0 | 0 | 0 | 0 | 0 | 0 | 0 | 0 | 0
Interior Fixture 28 Watt 1,600 to 1,999 Lumens | 20 | 0 | 0 | 0 | 0 | 0 | 0 | 0 | 0 | 0 | 0 | 0 | 0 | 0 | 0 | 0 | 0 | 0 | 0 | 0 | 0 | 0
Interior Fixture 29 Watt 1,600 to 1,999 Lumens | 20 | 0 | 0 | 0 | 0 | 0 | 0 | 0 | 0 | 0 | 0 | 0 | 0 | 0 | 0 | 0 | 0 | 0 | 0 | 0 | 0 | 0
Interior Fixture 30 Watt 1,600 to 1,999 Lumens | 20 | 0 | 0 | 0 | 0 | 0 | 0 | 0 | 0 | 0 | 0 | 0 | 0 | 0 | 0 | 0 | 0 | 0 | 0 | 0 | 0 | 0
Interior Fixture 30 Watt 2,000 to 2,599 Lumens | 20 | 0 | 0 | 0 | 0 | 0 | 0 | 0 | 0 | 0 | 0 | 0 | 0 | 0 | 0 | 0 | 0 | 0 | 0 | 0 | 0 | 0
Interior Fixture 32 Watt 2,000 to 2,599 Lumens | 20 | 0 | 0 | 0 | 0 | 0 | 0 | 0 | 0 | 0 | 0 | 0 | 0 | 0 | 0 | 0 | 0 | 0 | 0 | 0 | 0 | 0
Interior Fixture 36 Watt 1,600 to 1,999 Lumens | 20 | 0 | 0 | 0 | 0 | 0 | 0 | 0 | 0 | 0 | 0 | 0 | 0 | 0 | 0 | 0 | 0 | 0 | 0 | 0 | 0 | 0
Interior Fixture 38 Watt 2,000 to 2,599 Lumens | 20 | 0 | 0 | 0 | 0 | 0 | 0 | 0 | 0 | 0 | 0 | 0 | 0 | 0 | 0 | 0 | 0 | 0 | 0 | 0 | 0 | 0
Interior Fixture 40 Watt 2,000 to 2,599 Lumens | 20 | 0 | 0 | 0 | 0 | 0 | 0 | 0 | 0 | 0 | 0 | 0 | 0 | 0 | 0 | 0 | 0 | 0 | 0 | 0 | 0 | 0
Interior Fixture 42 Watt 2,000 to 2,599 Lumens | 20 | 0 | 0 | 0 | 0 | 0 | 0 | 0 | 0 | 0 | 0 | 0 | 0 | 0 | 0 | 0 | 0 | 0 | 0 | 0 | 0 | 0
Interior Fixture 44 Watt 2,000 to 2,599 Lumens | 20 | 0 | 0 | 0 | 0 | 0 | 0 | 0 | 0 | 0 | 0 | 0 | 0 | 0 | 0 | 0 | 0 | 0 | 0 | 0 | 0 | 0
Interior Fixture 45 Watt 2,000 to 2,599 Lumens | 20 | 0 | 0 | 0 | 0 | 0 | 0 | 0 | 0 | 0 | 0 | 0 | 0 | 0 | 0 | 0 | 0 | 0 | 0 | 0 | 0 | 0
Interior Fixture 48 Watt 3,600 to 4,599 Lumens | 20 | 0 | 0 | 0 | 0 | 0 | 0 | 0 | 0 | 0 | 0 | 0 | 0 | 0 | 0 | 0 | 0 | 0 | 0 | 0 | 0 | 0
Interior Fixture 50 Watt 2,600 to 3,599 Lumens | 20 | 0 | 0 | 0 | 0 | 0 | 0 | 0 | 0 | 0 | 0 | 0 | 0 | 0 | 0 | 0 | 0 | 0 | 0 | 0 | 0 | 0
Interior Fixture 52 Watt 3,600 to 4,599 Lumens | 20 | 0 | 0 | 0 | 0 | 0 | 0 | 0 | 0 | 0 | 0 | 0 | 0 | 0 | 0 | 0 | 0 | 0 | 0 | 0 | 0 | 0
Interior Fixture 54 Watt 3,600 to 4,599 Lumens | 20 | 0 | 0 | 0 | 0 | 0 | 0 | 0 | 0 | 0 | 0 | 0 | 0 | 0 | 0 | 0 | 0 | 0 | 0 | 0 | 0 | 0
Interior Fixture 55 Watt 2,600 to 3,599 Lumens | 20 | 0 | 0 | 0 | 0 | 0 | 0 | 0 | 0 | 0 | 0 | 0 | 0 | 0 | 0 | 0 | 0 | 0 | 0 | 0 | 0 | 0
Interior Fixture 55 Watt 3,600 to 4,599 Lumens | 20 | 0 | 0 | 0 | 0 | 0 | 0 | 0 | 0 | 0 | 0 | 0 | 0 | 0 | 0 | 0 | 0 | 0 | 0 | 0 | 0 | 0
Interior Fixture 64 Watt 3,600 to 4,599 Lumens | 20 | 0 | 0 | 0 | 0 | 0 | 0 | 0 | 0 | 0 | 0 | 0 | 0 | 0 | 0 | 0 | 0 | 0 | 0 | 0 | 0 | 0
Interior Fixture 78 Watt ≥4,600 Lumens | 20 | 0 | 0 | 0 | 0 | 0 | 0 | 0 | 0 | 0 | 0 | 0 | 0 | 0 | 0 | 0 | 0 | 0 | 0 | 0 | 0 | 0
Torchiere 55 Watt | 9 | 0 | 0 | 0 | 0 | 0 | 0 | 0 | 0 | 0 | 0 | 0 | 0 | 0 | 0 | 0 | 0 | 0 | 0 | 0 | 0 | 0
Torchiere 63 Watt | 9 | 0 | 0 | 0 | 0 | 0 | 0 | 0 | 0 | 0 | 0 | 0 | 0 | 0 | 0 | 0 | 0 | 0 | 0 | 0 | 0 | 0
Torchiere 65 Watt | 9 | 0 | 0 | 0 | 0 | 0 | 0 | 0 | 0 | 0 | 0 | 0 | 0 | 0 | 0 | 0 | 0 | 0 | 0 | 0 | 0 | 0
Torchiere 70 Watt | 9 | 0 | 0 | 0 | 0 | 0 | 0 | 0 | 0 | 0 | 0 | 0 | 0 | 0 | 0 | 0 | 0 | 0 | 0 | 0 | 0 | 0
Exterior Fixture 7 Watt 450 to 799 Lumens | 20 | 0 | 0 | 0 | 0 | 0 | 0 | 0 | 0 | 0 | 0 | 0 | 0 | 0 | 0 | 0 | 0 | 0 | 0 | 0 | 0 | 0
Exterior Fixture 11 Watt 450 to 799 Lumens | 20 | 0 | 0 | 0 | 0 | 0 | 0 | 0 | 0 | 0 | 0 | 0 | 0 | 0 | 0 | 0 | 0 | 0 | 0 | 0 | 0 | 0
Exterior Fixture 13 Watt 450 to 799 Lumens | 20 | 0 | 0 | 0 | 0 | 0 | 0 | 0 | 0 | 0 | 0 | 0 | 0 | 0 | 0 | 0 | 0 | 0 | 0 | 0 | 0 | 0
Exterior Fixture 13 Watt 800 to 1,099 Lumens | 20 | 0 | 0 | 0 | 0 | 0 | 0 | 0 | 0 | 0 | 0 | 0 | 0 | 0 | 0 | 0 | 0 | 0 | 0 | 0 | 0 | 0
Exterior Fixture 16 Watt 800 to 1,099 Lumens | 20 | 0 | 0 | 0 | 0 | 0 | 0 | 0 | 0 | 0 | 0 | 0 | 0 | 0 | 0 | 0 | 0 | 0 | 0 | 0 | 0 | 0
Exterior Fixture 18 Watt 800 to 1,099 Lumens | 20 | 0 | 0 | 0 | 0 | 0 | 0 | 0 | 0 | 0 | 0 | 0 | 0 | 0 | 0 | 0 | 0 | 0 | 0 | 0 | 0 | 0
Exterior Fixture 18 Watt 1,100 to 1,399 Lumens | 20 | 0 | 0 | 0 | 0 | 0 | 0 | 0 | 0 | 0 | 0 | 0 | 0 | 0 | 0 | 0 | 0 | 0 | 0 | 0 | 0 | 0
Exterior Fixture 18 Watt 1,600 to 1,999 Lumens | 20 | 0 | 0 | 0 | 0 | 0 | 0 | 0 | 0 | 0 | 0 | 0 | 0 | 0 | 0 | 0 | 0 | 0 | 0 | 0 | 0 | 0
Exterior Fixture 19 Watt 800 to 1,099 Lumens | 20 | 0 | 0 | 0 | 0 | 0 | 0 | 0 | 0 | 0 | 0 | 0 | 0 | 0 | 0 | 0 | 0 | 0 | 0 | 0 | 0 | 0
Exterior Fixture 19 Watt 1,100 to 1,399 Lumens | 20 | 0 | 0 | 0 | 0 | 0 | 0 | 0 | 0 | 0 | 0 | 0 | 0 | 0 | 0 | 0 | 0 | 0 | 0 | 0 | 0 | 0
Exterior Fixture 20 Watt 800 to 1,099 Lumens | 20 | 0 | 0 | 0 | 0 | 0 | 0 | 0 | 0 | 0 | 0 | 0 | 0 | 0 | 0 | 0 | 0 | 0 | 0 | 0 | 0 | 0
Exterior Fixture 20 Watt 1,100 to 1,399 Lumens | 20 | 0 | 0 | 0 | 0 | 0 | 0 | 0 | 0 | 0 | 0 | 0 | 0 | 0 | 0 | 0 | 0 | 0 | 0 | 0 | 0 | 0
Exterior Fixture 21 Watt 1,100 to 1,399 Lumens | 20 | 0 | 0 | 0 | 0 | 0 | 0 | 0 | 0 | 0 | 0 | 0 | 0 | 0 | 0 | 0 | 0 | 0 | 0 | 0 | 0 | 0
Exterior Fixture 22 Watt 1,100 to 1,399 Lumens | 20 | 0 | 0 | 0 | 0 | 0 | 0 | 0 | 0 | 0 | 0 | 0 | 0 | 0 | 0 | 0 | 0 | 0 | 0 | 0 | 0 | 0
Exterior Fixture 23 Watt 1,100 to 1,399 Lumens | 20 | 0 | 0 | 0 | 0 | 0 | 0 | 0 | 0 | 0 | 0 | 0 | 0 | 0 | 0 | 0 | 0 | 0 | 0 | 0 | 0 | 0
Exterior Fixture 25 Watt 1,600 to 1,999 Lumens | 20 | 0 | 0 | 0 | 0 | 0 | 0 | 0 | 0 | 0 | 0 | 0 | 0 | 0 | 0 | 0 | 0 | 0 | 0 | 0 | 0 | 0
Exterior Fixture 26 Watt 1400 to 1,599 Lumens | 20 | 0 | 0 | 0 | 0 | 0 | 0 | 0 | 0 | 0 | 0 | 0 | 0 | 0 | 0 | 0 | 0 | 0 | 0 | 0 | 0 | 0
Exterior Fixture 26 Watt 1,600 to 1,999 Lumens | 20 | 0 | 0 | 0 | 0 | 0 | 0 | 0 | 0 | 0 | 0 | 0 | 0 | 0 | 0 | 0 | 0 | 0 | 0 | 0 | 0 | 0
Exterior Fixture 27 Watt 1,600 to 1,999 Lumens | 20 | 0 | 0 | 0 | 0 | 0 | 0 | 0 | 0 | 0 | 0 | 0 | 0 | 0 | 0 | 0 | 0 | 0 | 0 | 0 | 0 | 0
Exterior Fixture 30 Watt 1,600 to 1,999 Lumens | 20 | 0 | 0 | 0 | 0 | 0 | 0 | 0 | 0 | 0 | 0 | 0 | 0 | 0 | 0 | 0 | 0 | 0 | 0 | 0 | 0 | 0
Exterior Fixture 32 Watt 1,600 to 1,999 Lumens | 20 | 0 | 0 | 0 | 0 | 0 | 0 | 0 | 0 | 0 | 0 | 0 | 0 | 0 | 0 | 0 | 0 | 0 | 0 | 0 | 0 | 0
Exterior Fixture 36 Watt 1,600 to 1,999 Lumens | 20 | 0 | 0 | 0 | 0 | 0 | 0 | 0 | 0 | 0 | 0 | 0 | 0 | 0 | 0 | 0 | 0 | 0 | 0 | 0 | 0 | 0
Exterior Fixture 38 Watt 2,000 to 2,599 Lumens | 20 | 0 | 0 | 0 | 0 | 0 | 0 | 0 | 0 | 0 | 0 | 0 | 0 | 0 | 0 | 0 | 0 | 0 | 0 | 0 | 0 | 0
Exterior Fixture 40 Watt 2,000 to 2,599 Lumens | 20 | 0 | 0 | 0 | 0 | 0 | 0 | 0 | 0 | 0 | 0 | 0 | 0 | 0 | 0 | 0 | 0 | 0 | 0 | 0 | 0 | 0
Exterior Fixture 42 Watt 2,000 to 2,599 Lumens | 20 | 0 | 0 | 0 | 0 | 0 | 0 | 0 | 0 | 0 | 0 | 0 | 0 | 0 | 0 | 0 | 0 | 0 | 0 | 0 | 0 | 0
Exterior Fixture 48 Watt 2,000 to 2,599 Lumens | 20 | 0 | 0 | 0 | 0 | 0 | 0 | 0 | 0 | 0 | 0 | 0 | 0 | 0 | 0 | 0 | 0 | 0 | 0 | 0 | 0 | 0
Exterior Fixture 50 Watt 2,600 to 3,599 Lumens | 20 | 0 | 0 | 0 | 0 | 0 | 0 | 0 | 0 | 0 | 0 | 0 | 0 | 0 | 0 | 0 | 0 | 0 | 0 | 0 | 0 | 0
Exterior Fixture 55 Watt 2,600 to 3,599 Lumens | 20 | 0 | 0 | 0 | 0 | 0 | 0 | 0 | 0 | 0 | 0 | 0 | 0 | 0 | 0 | 0 | 0 | 0 | 0 | 0 | 0 | 0
Exterior Fixture 55 Watt 3,600 to 4,599 Lumens | 20 | 0 | 0 | 0 | 0 | 0 | 0 | 0 | 0 | 0 | 0 | 0 | 0 | 0 | 0 | 0 | 0 | 0 | 0 | 0 | 0 | 0
Exterior Fixture 65 Watt 2,600 to 3,599 Lumens | 20 | 0 | 0 | 0 | 0 | 0 | 0 | 0 | 0 | 0 | 0 | 0 | 0 | 0 | 0 | 0 | 0 | 0 | 0 | 0 | 0 | 0
Exterior Fixture 65 Watt 3,600 to 4,599 Lumens | 20 | 0 | 0 | 0 | 0 | 0 | 0 | 0 | 0 | 0 | 0 | 0 | 0 | 0 | 0 | 0 | 0 | 0 | 0 | 0 | 0 | 0
Exterior Fixture 70 Watt 3,600 to 4,599 Lumens | 20 | 0 | 0 | 0 | 0 | 0 | 0 | 0 | 0 | 0 | 0 | 0 | 0 | 0 | 0 | 0 | 0 | 0 | 0 | 0 | 0 | 0
Exterior Fixture 70 Watt ≥4,600 Lumens | 20 | 0 | 0 | 0 | 0 | 0 | 0 | 0 | 0 | 0 | 0 | 0 | 0 | 0 | 0 | 0 | 0 | 0 | 0 | 0 | 0 | 0
| 0 | 0 | 0 | 0 | 0 | 0 | 0 | 0 | 0 | 0 | 0 | 0 | 0 | 0 | 0 | 0 | 0 | 0 | 0 | 0 | 0 | 0
| 0 | 0 | 0 | 0 | 0 | 0 | 0 | 0 | 0 | 0 | 0 | 0 | 0 | 0 | 0 | 0 | 0 | 0 | 0 | 0 | 0 | 0
| 0 | 0 | 0 | 0 | 0 | 0 | 0 | 0 | 0 | 0 | 0 | 0 | 0 | 0 | 0 | 0 | 0 | 0 | 0 | 0 | 0 | 0
| 0 | 0 | 0 | 0 | 0 | 0 | 0 | 0 | 0 | 0 | 0 | 0 | 0 | 0 | 0 | 0 | 0 | 0 | 0 | 0 | 0 | 0
| 0 | 0 | 0 | 0 | 0 | 0 | 0 | 0 | 0 | 0 | 0 | 0 | 0 | 0 | 0 | 0 | 0 | 0 | 0 | 0 | 0 | 0
| 0 | 0 | 0 | 0 | 0 | 0 | 0 | 0 | 0 | 0 | 0 | 0 | 0 | 0 | 0 | 0 | 0 | 0 | 0 | 0 | 0 | 0
| 0 | 0 | 0 | 0 | 0 | 0 | 0 | 0 | 0 | 0 | 0 | 0 | 0 | 0 | 0 | 0 | 0 | 0 | 0 | 0 | 0 | 0
| 0 | 0 | 0 | 0 | 0 | 0 | 0 | 0 | 0 | 0 | 0 | 0 | 0 | 0 | 0 | 0 | 0 | 0 | 0 | 0 | 0 | 0
| 0 | 0 | 0 | 0 | 0 | 0 | 0 | 0 | 0 | 0 | 0 | 0 | 0 | 0 | 0 | 0 | 0 | 0 | 0 | 0 | 0 | 0
| 0 | 0 | 0 | 0 | 0 | 0 | 0 | 0 | 0 | 0 | 0 | 0 | 0 | 0 | 0 | 0 | 0 | 0 | 0 | 0 | 0 | 0
| 0 | 0 | 0 | 0 | 0 | 0 | 0 | 0 | 0 | 0 | 0 | 0 | 0 | 0 | 0 | 0 | 0 | 0 | 0 | 0 | 0 | 0
| 0 | 0 | 0 | 0 | 0 | 0 | 0 | 0 | 0 | 0 | 0 | 0 | 0 | 0 | 0 | 0 | 0 | 0 | 0 | 0 | 0 | 0
| 0 | 0 | 0 | 0 | 0 | 0 | 0 | 0 | 0 | 0 | 0 | 0 | 0 | 0 | 0 | 0 | 0 | 0 | 0 | 0 | 0 | 0
| 0 | 0 | 0 | 0 | 0 | 0 | 0 | 0 | 0 | 0 | 0 | 0 | 0 | 0 | 0 | 0 | 0 | 0 | 0 | 0 | 0 | 0
| 0 | 0 | 0 | 0 | 0 | 0 | 0 | 0 | 0 | 0 | 0 | 0 | 0 | 0 | 0 | 0 | 0 | 0 | 0 | 0 | 0 | 0
| 0 | 0 | 0 | 0 | 0 | 0 | 0 | 0 | 0 | 0 | 0 | 0 | 0 | 0 | 0 | 0 | 0 | 0 | 0 | 0 | 0 | 0
| 0 | 0 | 0 | 0 | 0 | 0 | 0 | 0 | 0 | 0 | 0 | 0 | 0 | 0 | 0 | 0 | 0 | 0 | 0 | 0 | 0 | 0
| 0 | 0 | 0 | 0 | 0 | 0 | 0 | 0 | 0 | 0 | 0 | 0 | 0 | 0 | 0 | 0 | 0 | 0 | 0 | 0 | 0 | 0
| 0 | 0 | 0 | 0 | 0 | 0 | 0 | 0 | 0 | 0 | 0 | 0 | 0 | 0 | 0 | 0 | 0 | 0 | 0 | 0 | 0 | 0
| 0 | 0 | 0 | 0 | 0 | 0 | 0 | 0 | 0 | 0 | 0 | 0 | 0 | 0 | 0 | 0 | 0 | 0 | 0 | 0 | 0 | 0
| 0 | 0 | 0 | 0 | 0 | 0 | 0 | 0 | 0 | 0 | 0 | 0 | 0 | 0 | 0 | 0 | 0 | 0 | 0 | 0 | 0 | 0
| 0 | 0 | 0 | 0 | 0 | 0 | 0 | 0 | 0 | 0 | 0 | 0 | 0 | 0 | 0 | 0 | 0 | 0 | 0 | 0 | 0 | 0
| 0 | 0 | 0 | 0 | 0 | 0 | 0 | 0 | 0 | 0 | 0 | 0 | 0 | 0 | 0 | 0 | 0 | 0 | 0 | 0 | 0 | 0
| 0 | 0 | 0 | 0 | 0 | 0 | 0 | 0 | 0 | 0 | 0 | 0 | 0 | 0 | 0 | 0 | 0 | 0 | 0 | 0 | 0 | 0
| 0 | 0 | 0 | 0 | 0 | 0 | 0 | 0 | 0 | 0 | 0 | 0 | 0 | 0 | 0 | 0 | 0 | 0 | 0 | 0 | 0 | 0
| 0 | 0 | 0 | 0 | 0 | 0 | 0 | 0 | 0 | 0 | 0 | 0 | 0 | 0 | 0 | 0 | 0 | 0 | 0 | 0 | 0 | 0
| 0 | 0 | 0 | 0 | 0 | 0 | 0 | 0 | 0 | 0 | 0 | 0 | 0 | 0 | 0 | 0 | 0 | 0 | 0 | 0 | 0 | 0
| 0 | 0 | 0 | 0 | 0 | 0 | 0 | 0 | 0 | 0 | 0 | 0 | 0 | 0 | 0 | 0 | 0 | 0 | 0 | 0 | 0 | 0
| 0 | 0 | 0 | 0 | 0 | 0 | 0 | 0 | 0 | 0 | 0 | 0 | 0 | 0 | 0 | 0 | 0 | 0 | 0 | 0 | 0 | 0
| 0 | 0 | 0 | 0 | 0 | 0 | 0 | 0 | 0 | 0 | 0 | 0 | 0 | 0 | 0 | 0 | 0 | 0 | 0 | 0 | 0 | 0
| 0 | 0 | 0 | 0 | 0 | 0 | 0 | 0 | 0 | 0 | 0 | 0 | 0 | 0 | 0 | 0 | 0 | 0 | 0 | 0 | 0 | 0
| 0 | 0 | 0 | 0 | 0 | 0 | 0 | 0 | 0 | 0 | 0 | 0 | 0 | 0 | 0 | 0 | 0 | 0 | 0 | 0 | 0 | 0
| 0 | 0 | 0 | 0 | 0 | 0 | 0 | 0 | 0 | 0 | 0 | 0 | 0 | 0 | 0 | 0 | 0 | 0 | 0 | 0 | 0 | 0
0 | 0 | 0 | 0 | 0 | 0 | 0 | 0 | 0 | 0 | 0 | 0 | 0 | 0 | 0 | 0 | 0 | 0 | 0 | 0 | 0 | 0 | 0
0 | 0 | 0 | 0 | 0 | 0 | 0 | 0 | 0 | 0 | 0 | 0 | 0 | 0 | 0 | 0 | 0 | 0 | 0 | 0 | 0 | 0 | 0
0 | 0 | 0 | 0 | 0 | 0 | 0 | 0 | 0 | 0 | 0 | 0 | 0 | 0 | 0 | 0 | 0 | 0 | 0 | 0 | 0 | 0 | 0
0 | 0 | 0 | 0 | 0 | 0 | 0 | 0 | 0 | 0 | 0 | 0 | 0 | 0 | 0 | 0 | 0 | 0 | 0 | 0 | 0 | 0 | 0
0 | 0 | 0 | 0 | 0 | 0 | 0 | 0 | 0 | 0 | 0 | 0 | 0 | 0 | 0 | 0 | 0 | 0 | 0 | 0 | 0 | 0 | 0
0 | 0 | 0 | 0 | 0 | 0 | 0 | 0 | 0 | 0 | 0 | 0 | 0 | 0 | 0 | 0 | 0 | 0 | 0 | 0 | 0 | 0 | 0
0 | 0 | 0 | 0 | 0 | 0 | 0 | 0 | 0 | 0 | 0 | 0 | 0 | 0 | 0 | 0 | 0 | 0 | 0 | 0 | 0 | 0 | 0
0 | 0 | 0 | 0 | 0 | 0 | 0 | 0 | 0 | 0 | 0 | 0 | 0 | 0 | 0 | 0 | 0 | 0 | 0 | 0 | 0 | 0 | 0
0 | 0 | 0 | 0 | 0 | 0 | 0 | 0 | 0 | 0 | 0 | 0 | 0 | 0 | 0 | 0 | 0 | 0 | 0 | 0 | 0 | 0 | 0
0 | 0 | 0 | 0 | 0 | 0 | 0 | 0 | 0 | 0 | 0 | 0 | 0 | 0 | 0 | 0 | 0 | 0 | 0 | 0 | 0 | 0 | 0
0 | 0 | 0 | 0 | 0 | 0 | 0 | 0 | 0 | 0 | 0 | 0 | 0 | 0 | 0 | 0 | 0 | 0 | 0 | 0 | 0 | 0 | 0
0 | 0 | 0 | 0 | 0 | 0 | 0 | 0 | 0 | 0 | 0 | 0 | 0 | 0 | 0 | 0 | 0 | 0 | 0 | 0 | 0 | 0 | 0
0 | 0 | 0 | 0 | 0 | 0 | 0 | 0 | 0 | 0 | 0 | 0 | 0 | 0 | 0 | 0 | 0 | 0 | 0 | 0 | 0 | 0 | 0
x

## Ref - Budget Categories List
Budget Categories Revision 02
Budget Item | Budget Heading | Budget Heading List
Benefits - Administrative Labor | Human Resource Support and Development | Administrative Cost
Benefits - Direct Implementation Labor | Human Resource Support and Development | Administrative Cost
Benefits - Marketing/Advertising/Outreach Labor | Human Resource Support and Development | Administrative Cost
Labor - Human Resources | Human Resource Support and Development | Administrative Cost
Labor - Staff Development and Training | Human Resource Support and Development | Administrative Cost
Payroll Tax - Administrative Labor | Human Resource Support and Development | Administrative Cost
Payroll Tax - Direct Implementation Labor | Human Resource Support and Development | Administrative Cost
Payroll Tax - Marketing/Advertising/Outreach Labor | Human Resource Support and Development | Administrative Cost
Pension - Administrative Labor | Human Resource Support and Development | Administrative Cost
Pension - Direct Implementation Labor | Human Resource Support and Development | Administrative Cost
Pension - Marketing/Advertising/Outreach Labor | Human Resource Support and Development | Administrative Cost
Subcontractor Benefits - Administrative Labor | Human Resource Support and Development | Administrative Cost
Subcontractor Benefits - Direct Implementation Labor | Human Resource Support and Development | Administrative Cost
Subcontractor Benefits - Marketing/Advertising/Outreach Labor | Human Resource Support and Development | Administrative Cost
Subcontractor Labor - Human Resources | Human Resource Support and Development | Administrative Cost
Subcontractor Labor - Staff Development and Training | Human Resource Support and Development | Administrative Cost
Subcontractor Payroll Tax - Administrative Labor | Human Resource Support and Development | Administrative Cost
Subcontractor Payroll Tax - Direct Implementation Labor | Human Resource Support and Development | Administrative Cost
Subcontractor Payroll Tax - Marketing/Advertising/Outreach Labor | Human Resource Support and Development | Administrative Cost
Subcontractor Pension - Administrative Labor | Human Resource Support and Development | Administrative Cost
Subcontractor Pension - Direct Implementation Labor | Human Resource Support and Development | Administrative Cost
Subcontractor Pension - Marketing/Advertising/Outreach Labor | Human Resource Support and Development | Administrative Cost
Labor - Clerical | Managerial and Clerical Labor | Administrative Cost
Labor - Program Design | Managerial and Clerical Labor | Administrative Cost
Labor - Program Development | Managerial and Clerical Labor | Administrative Cost
Labor - Program Planning | Managerial and Clerical Labor | Administrative Cost
Labor - Program/Project Management | Managerial and Clerical Labor | Administrative Cost
Labor - Staff Management | Managerial and Clerical Labor | Administrative Cost
Labor - Staff Supervision | Managerial and Clerical Labor | Administrative Cost
Subcontractor Labor - Clerical | Managerial and Clerical Labor | Administrative Cost
Subcontractor Labor - Program Design | Managerial and Clerical Labor | Administrative Cost
Subcontractor Labor - Program Development | Managerial and Clerical Labor | Administrative Cost
Subcontractor Labor - Program Planning | Managerial and Clerical Labor | Administrative Cost
Subcontractor Labor - Program/Project Management | Managerial and Clerical Labor | Administrative Cost
Subcontractor Labor - Staff Management | Managerial and Clerical Labor | Administrative Cost
Subcontractor Labor - Staff Supervision | Managerial and Clerical Labor | Administrative Cost
Equipment - Communications | Overhead (General and Administrative) - Labor and Materials | Administrative Cost
Equipment - Computing | Overhead (General and Administrative) - Labor and Materials | Administrative Cost
Equipment - Document Reproduction | Overhead (General and Administrative) - Labor and Materials | Administrative Cost
Equipment - General Office | Overhead (General and Administrative) - Labor and Materials | Administrative Cost
Equipment - Transportation | Overhead (General and Administrative) - Labor and Materials | Administrative Cost
Facilities - Lease/Rent Payment | Overhead (General and Administrative) - Labor and Materials | Administrative Cost
Food Service | Overhead (General and Administrative) - Labor and Materials | Administrative Cost
Labor - Accounting Support | Overhead (General and Administrative) - Labor and Materials | Administrative Cost
Labor - Accounts Payable | Overhead (General and Administrative) - Labor and Materials | Administrative Cost
Labor - Accounts Receivable | Overhead (General and Administrative) - Labor and Materials | Administrative Cost
Labor - Administrative | Overhead (General and Administrative) - Labor and Materials | Administrative Cost
Labor - Automated Systems | Overhead (General and Administrative) - Labor and Materials | Administrative Cost
Labor - Communications | Overhead (General and Administrative) - Labor and Materials | Administrative Cost
Labor - Contract Reporting | Overhead (General and Administrative) - Labor and Materials | Administrative Cost
Labor - Corporate Services | Overhead (General and Administrative) - Labor and Materials | Administrative Cost
Labor - Facilities Maintenance | Overhead (General and Administrative) - Labor and Materials | Administrative Cost
Labor - Information Technology | Overhead (General and Administrative) - Labor and Materials | Administrative Cost
Labor - Materials Management | Overhead (General and Administrative) - Labor and Materials | Administrative Cost
Labor - Procurement | Overhead (General and Administrative) - Labor and Materials | Administrative Cost
Labor - Regulatory Reporting | Overhead (General and Administrative) - Labor and Materials | Administrative Cost
Labor - Shop Services | Overhead (General and Administrative) - Labor and Materials | Administrative Cost
Labor - Telecommunications | Overhead (General and Administrative) - Labor and Materials | Administrative Cost
Labor - Transportation Services | Overhead (General and Administrative) - Labor and Materials | Administrative Cost
Office Supplies | Overhead (General and Administrative) - Labor and Materials | Administrative Cost
Postage | Overhead (General and Administrative) - Labor and Materials | Administrative Cost
Subcontractor - Equipment - Communications | Overhead (General and Administrative) - Labor and Materials | Administrative Cost
Subcontractor - Equipment - Computing | Overhead (General and Administrative) - Labor and Materials | Administrative Cost
Subcontractor - Equipment - Document Reproduction | Overhead (General and Administrative) - Labor and Materials | Administrative Cost
Subcontractor - Equipment - General Office | Overhead (General and Administrative) - Labor and Materials | Administrative Cost
Subcontractor - Equipment - Transportation | Overhead (General and Administrative) - Labor and Materials | Administrative Cost
Subcontractor - Facilities - Lease/Rent Payment | Overhead (General and Administrative) - Labor and Materials | Administrative Cost
Subcontractor - Office Supplies | Overhead (General and Administrative) - Labor and Materials | Administrative Cost
Subcontractor - Postage | Overhead (General and Administrative) - Labor and Materials | Administrative Cost
Subcontractor Labor - Accounting Support | Overhead (General and Administrative) - Labor and Materials | Administrative Cost
Subcontractor Labor - Accounts Payable | Overhead (General and Administrative) - Labor and Materials | Administrative Cost
Subcontractor Labor - Accounts Receivable | Overhead (General and Administrative) - Labor and Materials | Administrative Cost
Subcontractor Labor - Administrative | Overhead (General and Administrative) - Labor and Materials | Administrative Cost
Subcontractor Labor - Automated Systems | Overhead (General and Administrative) - Labor and Materials | Administrative Cost
Subcontractor Labor - Communications | Overhead (General and Administrative) - Labor and Materials | Administrative Cost
Subcontractor Labor - Contract Reporting | Overhead (General and Administrative) - Labor and Materials | Administrative Cost
Subcontractor Labor - Corporate Services | Overhead (General and Administrative) - Labor and Materials | Administrative Cost
Subcontractor Labor - Facilities Maintenance | Overhead (General and Administrative) - Labor and Materials | Administrative Cost
Subcontractor Labor - Information Technology | Overhead (General and Administrative) - Labor and Materials | Administrative Cost
Subcontractor Labor - Materials Management | Overhead (General and Administrative) - Labor and Materials | Administrative Cost
Subcontractor Labor - Procurement | Overhead (General and Administrative) - Labor and Materials | Administrative Cost
Subcontractor Labor - Regulatory Reporting | Overhead (General and Administrative) - Labor and Materials | Administrative Cost
Subcontractor Labor - Shop Services | Overhead (General and Administrative) - Labor and Materials | Administrative Cost
Subcontractor Labor - Telecommunications | Overhead (General and Administrative) - Labor and Materials | Administrative Cost
Subcontractor Labor - Transportation Services | Overhead (General and Administrative) - Labor and Materials | Administrative Cost
Conference Fees | Travel and Conference Fees | Administrative Cost
Labor - Conference Attendance | Travel and Conference Fees | Administrative Cost
Subcontractor - Conference Fees | Travel and Conference Fees | Administrative Cost
Subcontractor - Travel - Airfare | Travel and Conference Fees | Administrative Cost
Subcontractor - Travel - Lodging | Travel and Conference Fees | Administrative Cost
Subcontractor - Travel - Meals | Travel and Conference Fees | Administrative Cost
Subcontractor - Travel - Mileage | Travel and Conference Fees | Administrative Cost
Subcontractor - Travel - Parking | Travel and Conference Fees | Administrative Cost
Subcontractor - Travel - Per Diem for Misc. Expenses | Travel and Conference Fees | Administrative Cost
Subcontractor Labor - Conference Attendance | Travel and Conference Fees | Administrative Cost
Travel - Airfare | Travel and Conference Fees | Administrative Cost
Travel - Lodging | Travel and Conference Fees | Administrative Cost
Travel - Meals | Travel and Conference Fees | Administrative Cost
Travel - Mileage | Travel and Conference Fees | Administrative Cost
Travel - Parking | Travel and Conference Fees | Administrative Cost
Travel - Per Diem for Misc. Expenses | Travel and Conference Fees | Administrative Cost
Labor - Curriculum Development | Activity - Direct Labor | Direct Implementation
Labor - Customer Education and Training | Activity - Direct Labor | Direct Implementation
Labor - Customer Equipment Testing and Diagnostics | Activity - Direct Labor | Direct Implementation
Labor - Facilities Audits | Activity - Direct Labor | Direct Implementation
Subcontanctor Labor - Facilities Audits | Activity - Direct Labor | Direct Implementation
Subcontractor Labor - Curriculum Development | Activity - Direct Labor | Direct Implementation
Subcontractor Labor - Customer Education and Training | Activity - Direct Labor | Direct Implementation
Subcontractor Labor - Customer Equipment Testing and Diagnostics | Activity - Direct Labor | Direct Implementation
Audit Applications and Forms | Direct Implementation Hardware and Materials | Direct Implementation
Direct Implementation Literature | Direct Implementation Hardware and Materials | Direct Implementation
Education Materials | Direct Implementation Hardware and Materials | Direct Implementation
Energy Measurement Tools | Direct Implementation Hardware and Materials | Direct Implementation
Installation Hardware | Direct Implementation Hardware and Materials | Direct Implementation
Subcontractor - Direct Implementation Literature | Direct Implementation Hardware and Materials | Direct Implementation
Subcontractor - Education Materials | Direct Implementation Hardware and Materials | Direct Implementation
Subcontractor - Energy Measurement Tools | Direct Implementation Hardware and Materials | Direct Implementation
Subcontractor - Installation Hardware | Direct Implementation Hardware and Materials | Direct Implementation
Subcontractor -Audit Applications and Forms | Direct Implementation Hardware and Materials | Direct Implementation
Labor - Customer Equipment Repair and Servicing | Installation and Service - Labor | Direct Implementation
Labor - Measure Installation | Installation and Service - Labor | Direct Implementation
Subcontractor Labor - Customer Equipment Repair and Servicing | Installation and Service - Labor | Direct Implementation
Subcontractor Labor - Measure Installation | Installation and Service - Labor | Direct Implementation
Labor - Field Verification | Rebate Processing and Inspection - Labor and Materials | Direct Implementation
Labor - Rebate Processing | Rebate Processing and Inspection - Labor and Materials | Direct Implementation
Labor - Site Inspections | Rebate Processing and Inspection - Labor and Materials | Direct Implementation
Rebate Applications | Rebate Processing and Inspection - Labor and Materials | Direct Implementation
Subcontractor - Rebate Applications | Rebate Processing and Inspection - Labor and Materials | Direct Implementation
Subcontractor Labor - Field Verification | Rebate Processing and Inspection - Labor and Materials | Direct Implementation
Subcontractor Labor - Rebate Processing | Rebate Processing and Inspection - Labor and Materials | Direct Implementation
Subcontractor Labor - Site Inspections | Rebate Processing and Inspection - Labor and Materials | Direct Implementation
Labor - EM&V | EM&V Labor and Materials | Evaluation, Measurement and Verification
Materials - EM&V | EM&V Labor and Materials | Evaluation, Measurement and Verification
Subcontractor Labor - EM&V | EM&V Labor and Materials | Evaluation, Measurement and Verification
Benefits - EM&V Labor | EM&V Overhead | Evaluation, Measurement and Verification
Overhead - EM&V | EM&V Overhead | Evaluation, Measurement and Verification
Payroll Tax - EM&V Labor | EM&V Overhead | Evaluation, Measurement and Verification
Pension - EM&V Labor | EM&V Overhead | Evaluation, Measurement and Verification
Subcontractor Benefits - EM&V Labor | EM&V Overhead | Evaluation, Measurement and Verification
Subcontractor Overhead - EM&V | EM&V Overhead | Evaluation, Measurement and Verification
Subcontractor Payroll Tax - EM&V Labor | EM&V Overhead | Evaluation, Measurement and Verification
Subcontractor Pension - EM&V Labor | EM&V Overhead | Evaluation, Measurement and Verification
Subcontractor Travel - EM&V | EM&V Overhead | Evaluation, Measurement and Verification
Travel - EM&V | EM&V Overhead | Evaluation, Measurement and Verification
Advertisments / Media Promotions | Marketing/Advertising/Outreach Costs | Marketing/Advertising/Outreach Costs
Bill Inserts | Marketing/Advertising/Outreach Costs | Marketing/Advertising/Outreach Costs
Brochures | Marketing/Advertising/Outreach Costs | Marketing/Advertising/Outreach Costs
Door Hangers | Marketing/Advertising/Outreach Costs | Marketing/Advertising/Outreach Costs
Labor - Business Outreach | Marketing/Advertising/Outreach Costs | Marketing/Advertising/Outreach Costs
Labor - Customer Outreach | Marketing/Advertising/Outreach Costs | Marketing/Advertising/Outreach Costs
Labor - Customer Relations | Marketing/Advertising/Outreach Costs | Marketing/Advertising/Outreach Costs
Labor - Marketing | Marketing/Advertising/Outreach Costs | Marketing/Advertising/Outreach Costs
Labor - Media Production | Marketing/Advertising/Outreach Costs | Marketing/Advertising/Outreach Costs
Print Advertisements | Marketing/Advertising/Outreach Costs | Marketing/Advertising/Outreach Costs
Radio Spots | Marketing/Advertising/Outreach Costs | Marketing/Advertising/Outreach Costs
Subcontractor - Bill Inserts | Marketing/Advertising/Outreach Costs | Marketing/Advertising/Outreach Costs
Subcontractor - Brochures | Marketing/Advertising/Outreach Costs | Marketing/Advertising/Outreach Costs
Subcontractor - Door Hangers | Marketing/Advertising/Outreach Costs | Marketing/Advertising/Outreach Costs
Subcontractor - Print Advertisements | Marketing/Advertising/Outreach Costs | Marketing/Advertising/Outreach Costs
Subcontractor - Radio Spots | Marketing/Advertising/Outreach Costs | Marketing/Advertising/Outreach Costs
Subcontractor - Television Spots | Marketing/Advertising/Outreach Costs | Marketing/Advertising/Outreach Costs
Subcontractor Labor - Business Outreach | Marketing/Advertising/Outreach Costs | Marketing/Advertising/Outreach Costs
Subcontractor Labor - Customer Outreach | Marketing/Advertising/Outreach Costs | Marketing/Advertising/Outreach Costs
Subcontractor Labor - Customer Relations | Marketing/Advertising/Outreach Costs | Marketing/Advertising/Outreach Costs
Subcontractor Labor - Marketing | Marketing/Advertising/Outreach Costs | Marketing/Advertising/Outreach Costs
Subcontractor Labor - Media Production | Marketing/Advertising/Outreach Costs | Marketing/Advertising/Outreach Costs
Television Spots | Marketing/Advertising/Outreach Costs | Marketing/Advertising/Outreach Costs
Website Development | Marketing/Advertising/Outreach Costs | Marketing/Advertising/Outreach Costs