## Batch Files (hidden)
Skip | FileName | Status
| D:\home\My Projects\ABC\EEGA\EEGA\Test_Workbooks\Test_Directory\1185-04_IDEEA_SCE_SCE_July04_v1_CPUC.xls |  | X
D:\home\My Projects\ABC\EEGA\EEGA\Test_Workbooks\Test_Directory\1185-04_IDEEA_SCE_SCE_July04_v1_CPUC.xls
X | D:\home\My Projects\ABC\EEGA\EEGA\Test_Workbooks\Test_Directory\1185-04_IDEEA_SCE_SCE_July04_v1_CPUC.xls | Skipped
X | D:\home\My Projects\ABC\EEGA\EEGA\Test_Workbooks\Test_Directory\1185-04_IDEEA_SCE_SCE_PIP_V1[1].6.xls | Skipped
X | D:\home\My Projects\ABC\EEGA\EEGA\Test_Workbooks\Test_Directory\1326-04_pomona_SCE_SCE_July04_v1_CPUC.xls | Skipped
X | D:\home\My Projects\ABC\EEGA\EEGA\Test_Workbooks\Test_Directory\1334-04_HVAC_SDGE_SDGE_PIP_v1[1].5.xls | Skipped
X | D:\home\My Projects\ABC\EEGA\EEGA\Test_Workbooks\Test_Directory\1349-04_SFRebates_SDGE_SDGE_July04_v1_CPUC.xls | Skipped
| Test no file | File Not Found
X | D:\home\My Projects\ABC\EEGA\EEGA\Test_Workbooks\1490-04_UTEEM_Staples_SCE_June04_v1[1].2_IOU.xls | Skipped

## Validation
Sheet | Range | Type |  | Validation Types | Description | EEGA Version | 2 | Import/Export Ranges | Range | Destination | Export Ranges | Range | Destination
4 - Other Performance Goals | B8:B101 | Text |  | Version | Check version | Validator Version | 2.6 | Validation Messages |  |  | 1 - Budget Worksheet | E4 | E4
4 - Other Performance Goals | C8:C101 | Number |  | Text | text must be < 255 characters | Update Version | 2.6 | Validation |  |  | 1 - Budget Worksheet | E9 | E9
4 - Other Performance Goals | D8:D101 | Date |  | Number | must be an number | Stamp Status Location | B4 | Batch Files |  |  | 1 - Budget Worksheet | H3 | H3
4 - Other Performance Goals | E8:AF101 | Percentage |  | Date | must be a date | Stamp Version Location | C4 | Navigation |  |  | 1 - Budget Worksheet | H9:H11 | H9
5 - Marketing Activities | B8:B101 | Text |  | Percentage | must be less than 1? | Standalone Mode | FALSE | Program Summary | B1 | B1 | 2 - ProjectedEEActivities | C4 | C4
5 - Marketing Activities | C8:C101 | Number |  | MustBeFormula | Must be a formula. Can not be hard-coded |  |  | Program Summary | B3:E3 | B3 | 2 - ProjectedEEActivities | C5 | C5
5 - Marketing Activities | D8:D101 | Date |  | SheetProtected | sheet is protected (PIP only) |  |  | Program Summary | F3 | F3 | 2 - ProjectedEEActivities | E4:E8 | E4
5 - Marketing Activities | E8:AF101 | Number |  | BudgetItem | must be a budget item |  |  | 1 - Budget Worksheet | B16:P29 | B16 | 2 - ProjectedEEActivities | G5 | G5
6 - EM&V Activities | C8:C21 | Date |  | PIP | check PIP for locked cells and formulas |  |  | 1 - Budget Worksheet | B32:P53 | B32 | 2 - ProjectedEEActivities | I4 | I4
6 - EM&V Activities | D8:AG21 | Percentage |  | Compare | compare workbook with PIP |  |  | 1 - Budget Worksheet | B56:P71 | B56 | 2 – ProjectedEEActivities | I5 | I5
7 - Subcontractor Activities | C8:C51 | Text | [5 empty] | 1 - Budget Worksheet | B74:P119 | B74
7 - Subcontractor Activities | E8:AF51 | Number | [5 empty] | 1 - Budget Worksheet | B125:P146 | B125
8 - Labor | B8:D66 | Text | [5 empty] | 1 - Budget Worksheet | B154:P161 | B154
8 - Labor | E8:E66 | Percentage | [5 empty] | 1 - Budget Worksheet | B165:P168 | B165
8 - Labor | J8:DQ66 | Number | [5 empty] | 1 - Budget Worksheet | B171:P180 | B171
Program Summary | G1 | Version | [5 empty] | 1 - Budget Worksheet | B183:P190 | B183
1 - Budget Worksheet | B16:B29 | BudgetItem | [5 empty] | 1 - Budget Worksheet | B196:P198 | B196
1 - Budget Worksheet | B32:B53 | BudgetItem | [5 empty] | 1 - Budget Worksheet | B201:P210 | B201
1 - Budget Worksheet | B56:B71 | BudgetItem | Warning |  |  |  |  | 1 - Budget Worksheet | C214:P214 | C214
1 - Budget Worksheet | B74:B119 | BudgetItem | Warning |  |  |  |  | 1 - Budget Worksheet | C216 | C216
1 - Budget Worksheet | B125:B146 | BudgetItem | Warning |  |  |  |  | 1 - Budget Worksheet | H11:I11 | H11
1 - Budget Worksheet | B154:B161 | BudgetItem | Warning |  |  |  |  | 1 - Budget Worksheet | S14:Z218 | S14
1 - Budget Worksheet | B165:B168 | BudgetItem | Warning |  |  |  |  | 1A - Expenditures Worksheet | C9 | C9
1 - Budget Worksheet | B171:B180 | BudgetItem | Warning |  |  |  |  | 1A - Expenditures Worksheet | C214 | C214
1 - Budget Worksheet | B183:B190 | BudgetItem | Warning |  |  |  |  | 1A - Expenditures Worksheet | F14:AH27 | F14
1 - Budget Worksheet | B196:B198 | BudgetItem | Warning |  |  |  |  | 1A - Expenditures Worksheet | F30:AH51 | F30
1 - Budget Worksheet | B201:B210 | BudgetItem | Warning |  |  |  |  | 1A - Expenditures Worksheet | F54:AH69 | F54
1 - Budget Worksheet | C152 | MustBeFormula | [5 empty] | 1A - Expenditures Worksheet | F72:AH117 | F72
1 - Budget Worksheet | C162 | MustBeFormula | [5 empty] | 1A - Expenditures Worksheet | F123:AH144 | F123
1 - Budget Worksheet | C169 | MustBeFormula | [5 empty] | 1A - Expenditures Worksheet | F150:AH150 | F150
1 - Budget Worksheet | C181 | MustBeFormula | [5 empty] | 1A - Expenditures Worksheet | F152:AH159 | F152
1 - Budget Worksheet | C191 | MustBeFormula | [5 empty] | 1A - Expenditures Worksheet | F162:AH166 | F162
2 - ProjectedEEActivities | E4 | MustBeFormula | [5 empty] | 1A - Expenditures Worksheet | F169:AH178 | F169
2 - ProjectedEEActivities | E5 | MustBeFormula | [5 empty] | 1A - Expenditures Worksheet | F181:AH188 | F181
2 - ProjectedEEActivities | E6 | MustBeFormula | [5 empty] | 1A - Expenditures Worksheet | F194:AH196 | F194
2 - ProjectedEEActivities | E7 | MustBeFormula | [5 empty] | 1A - Expenditures Worksheet | F199:AH208 | F199
2 - ProjectedEEActivities | E8 | MustBeFormula | [5 empty] | 1A - Expenditures Worksheet | F212:AH212 | F212
Program Summary | B1 | PIP | [5 empty] | 1A - Expenditures Worksheet | AJ12:AQ216 | AJ12
Program Summary | B3:F3 | PIP | [5 empty] | 2 - ProjectedEEActivities | B11:N310 | B11
1A - Expenditures Worksheet | F14:AH27 | PIP | [5 empty] | 2A - RecordedEEActivities | Q11:AS310 | Q11
1A - Expenditures Worksheet | F30:AH51 | PIP | [5 empty] | 3 - ProjectedNONEEActivities | B8:E101 | B8
1A - Expenditures Worksheet | F54:AH69 | PIP | [5 empty] | 3 - ProjectedNONEEActivities | H8:AJ101 | H8
1A - Expenditures Worksheet | F72:AH117 | PIP | [5 empty] | 4 - Other Performance Goals | B8:AF101 | B8
1A - Expenditures Worksheet | F123:AH144 | PIP | [5 empty] | 5 - Marketing Activities | B8:AF101 | B8
1A - Expenditures Worksheet | F150:AH150 | PIP | [5 empty] | 6 - EM&V Activities | B8:AG21 | B8
1A - Expenditures Worksheet | F152:AH159 | PIP | [5 empty] | 7 - Subcontractor Activities | B8:C51 | B8
1A - Expenditures Worksheet | F162:AH166 | PIP | [5 empty] | 7 - Subcontractor Activities | E8:AF51 | E8
1A - Expenditures Worksheet | F169:AH178 | PIP | [5 empty] | 8 - Labor | B8:E67 | B8
1A - Expenditures Worksheet | F181:AH188 | PIP | [5 empty] | 8 - Labor | J8:DQ67 | J8
1A - Expenditures Worksheet | F194:AH196 | PIP | [5 empty] | LU - Avd. Costs TRC
1A - Expenditures Worksheet | F199:AH208 | PIP | [5 empty] | LU - Avd. Costs PT
1A - Expenditures Worksheet | F212:AH212 | PIP | [5 empty] | LU - Levelized Cost Electric
2A - RecordedEEActivities | Q11:AS310 | PIP | [5 empty] | LU - Levelized Cost Gas
3 - ProjectedNONEEActivities | H8:AJ101 | PIP | [5 empty] | Ref - Budget Categories List
4 - Other Performance Goals | E8:AF101 | PIP
5 - Marketing Activities | B8:AF101 | PIP
6 - EM&V Activities | B8:AG21 | PIP
8 - Labor | B8:E67 | PIP
8 - Labor | J8:DQ67 | PIP
Program Summary | A1 | SheetProtected
1A - Expenditures Worksheet | A1 | SheetProtected
2A - RecordedEEActivities | A1 | SheetProtected
3 - ProjectedNONEEActivities | A1 | SheetProtected
4 - Other Performance Goals | A1 | SheetProtected
5 - Marketing Activities | A1 | SheetProtected
6 - EM&V Activities | A1 | SheetProtected
7 - Subcontractor Activities | A1 | SheetProtected
8 - Labor | A1 | SheetProtected
Program Summary | E3 | StartDate
1 - Budget Worksheet | E4 | Compare
1 - Budget Worksheet | E9 | Compare
1 - Budget Worksheet | H3 | Compare
1 - Budget Worksheet | H9:H11 | Compare
2 - ProjectedEEActivities | C4 | Compare
2 - ProjectedEEActivities | C5 | Compare
2 - ProjectedEEActivities | E4:E8 | Compare
2 - ProjectedEEActivities | G5 | Compare
2 - ProjectedEEActivities | I4 | Compare
2 - ProjectedEEActivities | I5 | Compare
3 - ProjectedNONEEActivities | B8:E11 | Compare
4 - Other Performance Goals | B8:D11 | Compare

## Validation Messages
Main Menu | Workbook: C:\Documents and Settings\hanwayd\My Documents\Monthly Reporting\2005\December 2005\Complete\PGC - SW7 Express SCE December 2005.xls
Validated Passed!

## Navigation
Failed | 2.6

## Program Summary
| 1243 | Program Summary |  |  | WBVersion | 2 |  |  | CV Result | 1
Gas | Implementer Name | Program Name | IOU Service Area | Report Month | Program Type |  | Program Number
Electric | Southern California Edison | Express Efficiency | SCE | Dec-05 | IOU Statewide Program | IOU Statewide Program | 1243-04
Electric and Gas
| Primary Contact Person | Primary Contact Phone | Primary Contact E-mail | Number of Complementary Programs Proposed (i.e. same program in other area or program intended to operate jointly with this program) | Description of Hard to Reach
Yes
No
| Mail Address | Web Address | Organization Type | Total Number of Programs Proposed
Private Firm
Utility Company
Nonprofit Corporation / CBO | Summary Budget (+ Performance Award) | 12500999.7 | Net Projected Energy Effects |  | Projected Cost Effectiveness
Government Agency | Administrative Budget | 2840200 | Net Coincident kW | 46407.0931 | Costs (TRC) | 22639645.2448
Utility Company / Local Government Joint Venture | Marketing Budget | 1303200 | Net Annual kWh | 210382163.064 | Benefits (TRC) | 105030159.8011
Other Joint Venture | Direct Implementation Budget | 7856599.7 | Net Lifecycle kWh | 2131457382.9312 | Net Benefits (TRC) | 82390514.5563
Other | EM&V Budget | 501000 | Net Annual Therms | 0 | TRC | 4.6392
IOU Statewide Program | Financing Costs | 0 | Net Lifecycle Therms | 0 | PT | 17.2915
IOU Local Program | Potential Performance Award | 0 |  |  | TRC Levelized Cost Electric | 0.015252
IOU Procurement Program |  |  |  |  | TRC Levelized Cost Gas | #DIV/0!
IOU Partnership Program
Non-IOU Program
| Program Type | Select All That Apply (Yes/No) | Targeted Sectors | Select All That Apply (Yes/No) | NR Customer Size | (Yes/No)
PGE | Incentives or Rebates |  | Agricultural |  | Large (> 500 kW, or > 250,000 therms, or both)
SCE | Direct Install |  | Commercial |  | Medium (100 kW to 500 kW, or 50,000 to 250,000 therms, or both)
SDGE | Education and Training |  | Industrial |  | Small (20 kW to 100 kW, or 10,000 to 50,000 therms, or both)
SCG | Financing |  | Government |  | Very small (< 20 kW, or < 10,000 therms, or both)
PGE | Audits |  | Residential - multi-family |  | List Titles of All Programs Proposed
| Facilitation / Coordination |  | Residential - single family
| Design Assistance |  | Institutional
| Performance Contract |  | Schools
| Building Commissioning |  | New Construction
| Upstream Program |  | Other (Describe)
Other (Describe)
| End Use Measures | Select All That Apply (Y/N) | Market Actors Targeted | Select All That Apply (Y/N)
| Air Conditioning Systems |  | Nonresidential Building, Facility, Plant Manager
| Appliances |  | Corporate Management
| Insulation / Windows / Building Shell |  | Business Owner
| Comprehensive Measures / Whole Building |  | Code Official
| Compressed Air Systems |  | Contractor / Builder
| Custom End Use - Commercial / Industrial |  | Product Dealer / Distributor / Wholesaler
| Food Service Technologies |  | Designer / Architect / Engineer
| Heating Systems |  | Home Owner
| HVAC Controls |  | Lender
| HVAC / Ducts |  | Local / County / State Government
| Lighting - Exterior |  | Product Manufacturer
| Lighting - Interior |  | Multi-Family Building Owner / Manager
| Lighting Controls |  | Nonresidential Building Owner
| Motor Controls |  | Home Buyer
| Motors |  | Purchasing / Procurement Official
| Office Equipment |  | Building Inspector / Real Estate Professional
| Process Optimization |  | Renter
| Pumping Systems |  | Retailer
| Refrigeration - Commercial / Industrial |  | School Administrator / Teacher
| Roof Color |  | Student
| Ventilation Systems |  | Other (Describe)
Water Heating Controls
Water Heating Systems
Appliance Recycling
Other (Describe)
| Implementer Name: | Southern California Edison
| Program Name: | Express Efficiency
| IOU Service Area: | SCE
| Program Number: | 1243-04
| Program Type: | IOU Statewide Program
| Month | Dec-05
Jan-04
Feb-04 | Budget and Expenditures | Budget | Dec-05 | % of Bdgt | Cumulative | % of Bdgt | Committed | % of Bdgt | Cumulative & Committed | % of Bdgt | Unspent
Mar-04 | Total | 12500999.7 | 1024057.34 | 8.192% | 11372937.01 | 90.98% | 839746.524 | 6.717% | 12212683.534 | 97.69% | 1128062.69
Apr-04 | Admin | 2840200 | 261790.59 | 9.217% | 2556538.08 | 90.01% | 0 | 0% | 2556538.08 | 90.01% | 283661.92
May-04 | Marketing | 1303200 | 77721.68 | 5.964% | 930814.64 | 71.43% | 0 | 0% | 930814.64 | 71.43% | 372385.36
Jun-04 | DI | 7856599.7 | 684545.07 | 8.713% | 7885584.29 | 100.4% | 839746.524 | 10.69% | 8725330.814 | 111.1% | -28984.59
Jul-04 | EM&V | 501000 | 0 | 0% | 0 | 0% | 0 | 0% | 0 | 0% | 501000
Aug-04 | Financing | 0 | 0 | NA | 0 | NA | 0 | NA | 0 | NA | 0
Sep-04
Oct-04 | Energy Effects | Goals | Dec-05 | % of Goals | Cumulative | % of Goals | Committed | % of Goals | Cumulative & Committed | % of Goals | Goals Minus Cumulative
Nov-04 | Coinc Peak kW | 46407.0931 | 3190.555 | 6.875% | 31863.4076 | 68.66% | 3522.6551 | 7.591% | 35386.0628 | 76.25% | 14543.6854
Dec-04 | Annual kWh | 210382163.064 | 20060698.116 | 9.535% | 177226995.7992 | 84.24% | 19397268.8242 | 9.22% | 196624264.6234 | 93.46% | 33155167.2648
Jan-05 | Lifecyc kWh | 2131457382.9312 | 207600966.4896 | 9.74% | 2052314168.2944 | 96.29% | 233355535.8298 | 10.95% | 2285669704.1242 | 107.2% | 79143214.6368
Feb-05 | Annual Therms | 0 | 0 | NA | 0 | NA | 0 | NA | 0 | NA | 0
Mar-05 | Lifecyc Therms | 0 | 0 | NA | 0 | NA | 0 | NA | 0 | NA | 0
Apr-05 | [9 empty] | 3 | 0 | 0 | 0 | 0 | 0 | 0 | 0 | 0 | 0 | 0 | 0 | 0 | 0 | 0 | 0 | 0 | 0 | 0 | 0 | 0 | 0 | 0 | 0 | 3 | 0 | 0 | 0 | 0
May-05 | Content Validation Score |  | 12 |  | 5 |  | 4 |  | 0 |  | 4 | 7 | 1 | 5 | 1 | 2 | 3 | 3 | 2 | 3 | 1 | 5 | 5 | 6 | 2 | 2 | 3 | 3 | 1 | 3 | 3 | 2 | 4 | 3 | 0 | 0 | 0 | 0
Jun-05 | Secondary Budget Items |  |  |  | Total Exp & Com |  | Total Exp |  | Commits |  | Jan-04 | Feb-04 | Mar-04 | Apr-04 | May-04 | Jun-04 | Jul-04 | Aug-04 | Sep-04 | Oct-04 | Nov-04 | Dec-04 | Jan-05 | Feb-05 | Mar-05 | Apr-05 | May-05 | Jun-05 | Jul-05 | Aug-05 | Sep-05 | Oct-05 | Nov-05 | Dec-05 | Jan-06 | Feb-06 | Mar-06 | Apr-06
Jul-05 | Subtotal Managerial and Clerical Labor |  |  |  | 0 |  | 0 |  | 0 |  | 0 | 0 | 0 | 0 | 0 | 0 | 0 | 0 | 0 | 0 | 0 | 0 | 0 | 0 | 1 | 0 | 0 | 0 | 0 | 0 | 0 | 0 | 0 | 0 | 0 | 0 | 0 | 0 | x
Aug-05 | Subtotal HR Support and Development |  |  |  | 0 |  | 0 |  | 0 |  | 0 | 1 | 0 | 1 | 0 | 0 | 0 | 1 | 0 | 0 | 0 | 0 | 1 | 1 | 0 | 0 | 0 | 1 | 0 | 0 | 0 | 1 | 1 | 0 | 0 | 0 | 0 | 0 | x
Sep-05 | Subtotal Travel and Conference Fees |  |  |  | 0 |  | 0 |  | 0 |  | 0 | 1 | 1 | 1 | 1 | 1 | 1 | 1 | 1 | 1 | 0 | 1 | 0 | 0 | 1 | 1 | 1 | 1 | 1 | 1 | 1 | 1 | 1 | 1 | 0 | 0 | 0 | 0 | x
Oct-05 | Subtotal Overhead |  |  |  | 0 |  | 0 |  | 0 |  | 1 | 1 | 0 | 0 | 0 | 1 | 0 | 0 | 0 | 0 | 1 | 0 | 1 | 0 | 0 | 0 | 0 | 0 | 0 | 1 | 0 | 0 | 0 | 0 | 0 | 0 | 0 | 0 | x
Nov-05 | Total Administrative Costs |  |  |  | 0 |  | 0 |  | 0 |  | 0 | 0 | 0 | 0 | 0 | 0 | 0 | 0 | 0 | 0 | 0 | 0 | 0 | 0 | 0 | 0 | 0 | 0 | 0 | 0 | 0 | 0 | 0 | 0 | 0 | 0 | 0 | 0 | x
Dec-05 | Total Marketing/Advertising/Outreach |  |  |  | 0 |  | 0 |  | 0 |  | 1 | 1 | 0 | 0 | 0 | 0 | 0 | 0 | 0 | 0 | 0 | 1 | 0 | 1 | 0 | 0 | 0 | 0 | 0 | 0 | 0 | 0 | 1 | 0 | 0 | 0 | 0 | 0 | x
Jan-06 | Financial Incentives from 2-MeasurableEEActivities |  |  |  | 1 |  | 0 |  | 0 |  | 0 | 1 | 0 | 1 | 0 | 0 | 0 | 0 | 0 | 1 | 0 | 1 | 1 | 1 | 0 | 0 | 1 | 0 | 0 | 0 | 1 | 0 | 0 | 0 | 0 | 0 | 0 | 0 | x
Feb-06 | Subtotal Activity |  |  |  | 0 |  | 0 |  | 0 |  | 0 | 0 | 0 | 0 | 0 | 0 | 0 | 0 | 0 | 0 | 0 | 0 | 0 | 0 | 0 | 0 | 0 | 0 | 0 | 0 | 0 | 0 | 0 | 0 | 0 | 0 | 0 | 0 | x
Mar-06 | Subtotal Installation |  |  |  | 1 |  | 1 |  | 0 |  | 0 | 0 | 0 | 1 | 0 | 0 | 1 | 0 | 0 | 1 | 0 | 0 | 0 | 0 | 0 | 0 | 0 | 0 | 0 | 0 | 1 | 0 | 1 | 0 | 0 | 0 | 0 | 0 | x
Apr-06 | Subtotal Hardware and Materials |  |  |  | 1 |  | 1 |  | 0 |  | 0 | 0 | 0 | 0 | 0 | 0 | 1 | 1 | 1 | 0 | 0 | 0 | 0 | 1 | 0 | 1 | 0 | 0 | 0 | 1 | 0 | 0 | 0 | 1 | 0 | 0 | 0 | 0 | x
May-06 | Subtotal Rebate Processing and Inspection |  |  |  | 1 |  | 1 |  | 0 |  | 0 | 0 | 0 | 0 | 0 | 0 | 0 | 0 | 0 | 0 | 0 | 0 | 0 | 0 | 0 | 0 | 0 | 1 | 0 | 0 | 0 | 0 | 0 | 1 | 0 | 0 | 0 | 0 | x
Jun-06 | Total Direct Implementation |  |  |  | 1 |  | 1 |  | 0 |  | 1 | 1 | 0 | 1 | 0 | 0 | 0 | 0 | 0 | 0 | 0 | 1 | 1 | 1 | 0 | 0 | 1 | 0 | 0 | 0 | 0 | 0 | 0 | 0 | 0 | 0 | 0 | 0 | x
Jul-06 | Subtotal EM&V Activity - Labor |  |  |  | 0 |  | 0 |  | 0 |  | 0 | 0 | 0 | 0 | 0 | 0 | 0 | 0 | 0 | 0 | 0 | 0 | 0 | 0 | 0 | 0 | 0 | 0 | 0 | 0 | 0 | 0 | 0 | 0 | 0 | 0 | 0 | 0 | x
Aug-06 | Subtotal EM&V Overhead |  |  |  | 0 |  | 0 |  | 0 |  | 0 | 0 | 0 | 0 | 0 | 0 | 0 | 0 | 0 | 0 | 0 | 0 | 0 | 0 | 0 | 0 | 0 | 0 | 0 | 0 | 0 | 0 | 0 | 0 | 0 | 0 | 0 | 0 | x
| Total EM&V |  |  |  | 0 |  | 0 |  | 0 |  | 0 | 0 | 0 | 0 | 0 | 0 | 0 | 0 | 0 | 0 | 0 | 0 | 0 | 0 | 0 | 0 | 0 | 0 | 0 | 0 | 0 | 0 | 0 | 0 | 0 | 0 | 0 | 0 | x
| Financing Costs |  |  |  | 0 |  | 0 |  | 0 |  | 0 | 0 | 0 | 0 | 0 | 0 | 0 | 0 | 0 | 0 | 0 | 0 | 0 | 0 | 0 | 0 | 0 | 0 | 0 | 0 | 0 | 0 | 0 | 0 | 0 | 0 | 0 | 0 | x
| Total Budget |  |  |  | 0 |  | 0 |  | 0 |  | 1 | 1 | 0 | 0 | 0 | 0 | 0 | 0 | 0 | 0 | 0 | 1 | 1 | 1 | 0 | 0 | 0 | 0 | 0 | 0 | 0 | 0 | 0 | 0 | 0 | 0 | 0 | 0 | x
| x | x | x | x | x | x | x | x | x | x
| Content Validation Score |  | 1 |  | 1
| Energy Effects |  |  |  | Total Exp & Com/ Energy Effects Ratio |  | Ratio
| Coinc Peak kW |  |  |  | 1 |  | 128.1%
| Annual kWh |  |  |  | 0 |  | 104.5%
| Lifecyc kWh |  |  |  | 0 |  | 91.1%
| Annual Therms |  |  |  | 0 |  | NA
| Lifecyc Therms |  |  |  | 0 |  | NA
|  |  | Total | Limit
| Content Validation Score |  | 13 | 5
Note on F83: Indicates if the program is over budget for the line item
Note on H103: Indicates the percentage by which the ratio of achieved energy effects over goals is out of proportion compared to the ratio of total expenditures over budget.
Note on L83: For All Months: Indicates if the line item expenditures are out of the expected range

## 1 - Budget Worksheet
1243 - Southern California Edison - Express Efficiency - SCE service area - IOU Statewide Program - Dec-05 Report | [10 empty] | x
1 - Budget Worksheet | [10 empty] | x
Projected Benefit / Cost |  | Total Program Budget | 12500999.7 | (%) | Total Direct Implementation | 7856599.7 | 62.85% | Net Projected Energy Effects |  |  | x
TRC Net Benefits | 82390514.5563 | Total Administrative | 2840200 | 22.72% | Financial Incentives | 7503799.7 | 60.03%
TRC Ratio | 4.6392 | Managerial & Clerical | 1573200 | 12.58% | Activity | 0 | 0% | Net Coincident Peak kW | 46407.0931 |  | x
PT Net Benefits | 299397464.1883 | HR Support & Development | 73400 | 0.5872% | Installation | 0 | 0% | Net Annual kWh | 210382163.064 |  | x
PT Ratio | 17.2915 | Travel & Conference Fees | 70000 | 0.56% | Hardware & Materials | 20000 | 0.16% | Net Lifecycle kWh | 2131457382.9312 |  | x
TRC Levelized Cost Electric | 0.015252 | Overhead | 1123600 | 8.988% | Rebate Processing & Inspection | 332800 | 2.662% | Net Annual Therms | 0 |  | x
TRC Levelized Cost Gas | #DIV/0! | Total EM&V Costs | 501000 | 4.008% | Total Marketing | 1303200 | 10.42% | Net Lifecycle Therms | 0 |  | x
|  | EM&V Activity | 269854 | 2.159% | Financing Costs | 0 | 0%
|  | EM&V Overhead | 231146 | 1.849% | Potential Performance Award | 0 | 0% |  |  |  | x
Budget Items | Budget | Allocation Rate (%) | Allocation Base ($) | Notes | [6 empty] | x | "Scratch Paper"
(Choose from list) |  | If Applicable | If Applicable | Describe base upon which allocation rate is applied. | [6 empty] | x
Administrative | [10 empty] | x
Managerial and Clerical Labor | [10 empty] | x
Labor - Staff Management | 131800 | [9 empty] | x
Labor - Program/Project Management | 1136400
Labor - Clerical | 18400 | [9 empty] | x
Labor - Program Planning | 286600 | [9 empty] | x
x
x
x
x
x
x
x
x
x
x
Subtotal Managerial and Clerical Labor | 1573200 | [9 empty] | x
Human Resource Support and Development | [10 empty] | x
Labor - Staff Development and Training | 73400 | [9 empty] | x
x
x
x
x
x
x
x
x
x
x
x
x
x
x
x
x
x
x
x
x
x
Subtotal HR Support and Development | 73400 | [9 empty] | x
Travel and Conference Fees | [10 empty] | x
Conference Fees | 10000 | [9 empty] | x
Travel - Mileage | 50000 | [9 empty] | x
Travel - Per Diem for Misc. Expenses | 10000 | [9 empty] | x
x
x
x
x
x
x
x
x
x
x
x
x
x
Subtotal Travel and Conference Fees | 70000 | [9 empty] | x
Overhead (General and Administrative) - Labor and Materials | [10 empty] | x
Labor - Administrative | 126200 | [9 empty] | x
Labor - Regulatory Reporting | 144200 | [9 empty] | x
Labor - Communications | 385400 | [9 empty] | x
Equipment - Transportation | 14000 | [9 empty] | x
Equipment - Computing | 8000 | [9 empty] | x
Office Supplies | 50000 | [9 empty] | x
Labor - Information Technology | 395800 | [9 empty] | x
x
x
x
x
x
x
x
x
x
x
x
x
x
x
x
x
x
x
x
x
x
x
x
x
x
x
x
x
x
x
x
x
x
x
x
x
x
x
x
Subtotal Overhead | 1123600 | [9 empty] | x
Total Administrative Costs | 2840200 | [9 empty] | x
x
Marketing/Advertising/Outreach | [10 empty] | x
x
Labor - Customer Relations | 623200 | [9 empty] | x
Labor - Customer Outreach | 160000 | [9 empty] | x
Advertisements / Media Promotions | 400000 | [9 empty] | x
Brochures | 80000 | [9 empty] | x
Bill Inserts | 40000 | [9 empty] | x
x
x
x
x
x
x
x
x
x
x
x
x
x
x
x
x
x
x
Total Marketing/Advertising/Outreach | 1303200 | [9 empty] | x
x
Direct Implementation | [10 empty] | x
Financial Incentives to Customers | [10 empty] | x
Financial Incentives from 2-MeasurableEEActivities | 7503799.7 | [9 empty] | x
Activity - Labor | [10 empty] | x
x
x
x
x
x
x
x
x
Subtotal Activity | 0 | [9 empty] | x
Installation and Service - Labor | [10 empty] | x
Installation and Service from 2-MeasurableEEActivities | 0 | [9 empty] | x
Subcontractor Labor - Measure Installation | [10 empty] | x
x
x
x
Subtotal Installation | 0 | [9 empty] | x
Hardware and Materials - Installation and Other DI Activity | [10 empty] | x
Energy Measurement Tools | 20000 | [9 empty] | x
x
x
x
x
x
x
x
x
x
Subtotal Hardware and Materials | 20000 | [9 empty] | x
Rebate Processing and Inspection - Labor and Materials | [10 empty] | x
Labor - Rebate Processing | 195000 | [9 empty] | x
Labor - Rebate Processing | 137800 | [9 empty] | x
x
x
x
x
x
x
Subtotal Rebate Processing and Inspection | 332800 | [9 empty] | x
Total Direct Implementation | 7856599.7 | [9 empty] | x
x
Evaluation, Measurement and Verification | [10 empty] | x
EM&V Labor and Materials | [10 empty] | x
Labor - EM&V | 34000 | [9 empty] | x
Materials - EM&V | 2000 | [9 empty] | x
Subcontractor Labor - EM&V | 233854 | [9 empty] | x
Subtotal EM&V Activity - Labor | 269854 | [9 empty] | x
EM&V Overhead | [10 empty] | x
Overhead - EM&V | 14000 | [9 empty] | x
Subcontractor Benefits - EM&V Labor | 28063 | [9 empty] | x
Subcontractor Overhead - EM&V | 140313 | [9 empty] | x
Subcontractor Payroll Tax - EM&V Labor | 16370 | [9 empty] | x
Subcontractor Pension - EM&V Labor | 18708 | [9 empty] | x
Subcontractor Travel - EM&V | 11692 | [9 empty] | x
Travel - EM&V | 2000 | [9 empty] | x
x
x
x
Subtotal EM&V Overhead | 231146 | [9 empty] | x
Total EM&V | 501000 | [9 empty] | x
x
Financing Costs | [10 empty] | x
Potential Performance Award | [10 empty] | x
x
Total Budget | 12500999.7 | [9 empty] | x
Labor - Clerical | Benefits - Administrative Labor | Conference Fees | Equipment - Communications | Advertisements / Media Promotions | Labor - Curriculum Development | Labor - Customer Equipment Repair and Servicing | Audit Applications and Forms | Labor - Field Verification | Labor - EM&V | Benefits - EM&V Labor
Labor - Program Design | Benefits - Direct Implementation Labor | Labor - Conference Attendance | Equipment - Computing | Bill Inserts | Labor - Customer Education and Training | Labor - Measure Installation | Direct Implementation Literature | Labor - Rebate Processing | Materials - EM&V | Overhead - EM&V
Labor - Program Development | Benefits - Marketing/Advertising/Outreach Labor | Subcontractor - Conference Fees | Equipment - Document Reproduction | Brochures | Labor - Customer Equipment Testing and Diagnostics | Subcontractor Labor - Customer Equipment Repair and Servicing | Education Materials | Labor - Site Inspections | Subcontractor Labor - EM&V | Payroll Tax - EM&V Labor
Labor - Program Planning | Labor - Human Resources | Subcontractor - Travel - Airfare | Equipment - General Office | Door Hangers | Labor - Facilities Audits | Subcontractor Labor - Measure Installation | Energy Measurement Tools | Rebate Applications |  | Pension - EM&V Labor
Labor - Program/Project Management | Labor - Staff Development and Training | Subcontractor - Travel - Lodging | Equipment - Transportation | Labor - Business Outreach | Subcontractor Labor - Facilities Audits |  | Installation Hardware | Subcontractor - Rebate Applications |  | Subcontractor Benefits - EM&V Labor
Labor - Staff Management | Payroll Tax - Administrative Labor | Subcontractor - Travel - Meals | Facilities - Lease/Rent Payment | Labor - Customer Outreach | Subcontractor Labor - Curriculum Development |  | Subcontractor - Direct Implementation Literature | Subcontractor Labor - Field Verification |  | Subcontractor Overhead - EM&V
Labor - Staff Supervision | Payroll Tax - Direct Implementation Labor | Subcontractor - Travel - Mileage | Labor - Accounts Payable | Labor - Customer Relations | Subcontractor Labor - Customer Education and Training |  | Subcontractor - Education Materials | Subcontractor Labor - Rebate Processing |  | Subcontractor Payroll Tax - EM&V Labor
Subcontractor Labor - Clerical | Payroll Tax - Marketing/Advertising/Outreach Labor | Subcontractor - Travel - Parking | Labor - Accounts Receivable | Labor - Marketing | Subcontractor Labor - Customer Equipment Testing and Diagnostics |  | Subcontractor - Energy Measurement Tools | Subcontractor Labor - Site Inspections |  | Subcontractor Pension - EM&V Labor
Subcontractor Labor - Program Design | Pension - Administrative Labor | Subcontractor - Travel - Per Diem for Misc. Expenses | Labor - Administrative | Print Advertisements |  |  | Subcontractor - Installation Hardware |  |  | Subcontractor Travel - EM&V
Subcontractor Labor - Program Development | Pension - Direct Implementation Labor | Subcontractor Labor - Conference Attendance | Labor - Automated Systems | Radio Spots |  |  | Subcontractor -Audit Applications and Forms |  |  | Travel - EM&V
Subcontractor Labor - Program Planning | Pension - Marketing/Advertising/Outreach Labor | Travel - Airfare | Labor - Communications | Subcontractor - Bill Inserts
Subcontractor Labor - Program/Project Management | Subcontractor Benefits - Administrative Labor | Travel - Lodging | Labor - Contract Reporting | Subcontractor - Brochures
Subcontractor Labor - Staff Management | Subcontractor Benefits - Direct Implementation Labor | Travel - Meals | Labor - Corporate Services | Subcontractor - Door Hangers
Subcontractor Labor - Staff Supervision | Subcontractor Benefits - Marketing/Advertising/Outreach Labor | Travel - Mileage | Labor - Facilities Maintenance | Subcontractor - Print Advertisements
| Subcontractor Labor - Human Resources | Travel - Parking | Labor - Information Technology | Subcontractor - Radio Spots
| Subcontractor Labor - Staff Development and Training | Travel - Per Diem for Misc. Expenses | Labor - Materials Management | Subcontractor - Television Spots
| Subcontractor Payroll Tax - Administrative Labor |  | Labor - Procurement | Subcontractor Labor - Business Outreach
| Subcontractor Payroll Tax - Direct Implementation Labor |  | Labor - Regulatory Reporting | Subcontractor Labor - Customer Outreach
| Subcontractor Payroll Tax - Marketing/Advertising/Outreach Labor |  | Labor - Shop Services | Subcontractor Labor - Customer Relations
| Subcontractor Pension - Administrative Labor |  | Labor - Telecommunications | Subcontractor Labor - Marketing
| Subcontractor Pension - Direct Implementation Labor |  | Labor - Transportation Services | Television Spots
| Subcontractor Pension - Marketing/Advertising/Outreach Labor |  | Office Supplies | Website Development
|  |  | Postage | Labor - Media Production
|  |  | Subcontractor - Equipment - Communications | Subcontractor Labor - Media Production
Subcontractor - Equipment - Computing
Subcontractor - Equipment - Document Reproduction
Subcontractor - Equipment - General Office
Subcontractor - Equipment - Transportation
Subcontractor - Facilities - Lease/Rent Payment
Subcontractor - Office Supplies
Subcontractor - Postage
Subcontractor Labor - Accounts Payable
Subcontractor Labor - Accounts Receivable
Subcontractor Labor - Administrative
Subcontractor Labor - Automated Systems
Subcontractor Labor - Communications
Subcontractor Labor - Contract Reporting
Subcontractor Labor - Corporate Services
Subcontractor Labor - Facilities Maintenance
Subcontractor Labor - Information Technology
Subcontractor Labor - Materials Management
Subcontractor Labor - Procurement
Subcontractor Labor - Regulatory Reporting
Subcontractor Labor - Shop Services
Subcontractor Labor - Telecommunications
Subcontractor Labor - Transportation Services
Food Service
Labor - Accounting Support
Subcontractor Labor - Accounting Support

## 1A - Expenditures Worksheet
1243 - Southern California Edison - Express Efficiency - SCE service area - IOU Statewide Program - Dec-05 Report | [21 empty] | x | [10 empty] | x
1A - Expenditures Worksheet | Budget | Total Exp & Com | Total Exp | Commitments | Jan-04 | Feb-04 | Mar-04 | Apr-04 | May-04 | Jun-04 | Jul-04 | Aug-04 | Sep-04 | Oct-04 | Nov-04 | Dec-04 | Jan-05 | Feb-05 | Mar-05 | Apr-05 | May-05 | Jun-05 | Jul-05 | Aug-05 | Sep-05 | Oct-05 | Nov-05 | Dec-05 | Jan-06 | Feb-06 | Mar-06 | Apr-06 | x
Total | 12500999.7 | 12212683.534 | 11372937.01 | 839746.524 | 103182.93 | 98853.53 | 339828 | 277964.48 | 438684.93 | 507407.45 | 925563.74 | 474469.71 | 508026.02 | 1071259.91 | 587510.65 | 212897.97 | 74269.53 | 148542.14 | 700479.9 | 593842.3 | 269921.98 | 442354.67 | 411905.87 | 521052.14 | 346859.19 | 876976.09 | 417026.54 | 1024057.34 | 0 | 0 | 0 | 0 | x
Total Administrative Costs | 2840200 | 2556538.08 | 2556538.08 | 0 | 70837.14 | 67337.06 | 108144.43 | 94352.74 | 144422.72 | 85605.35 | 110478.96 | 97106.56 | 114309.74 | 91577.51 | 75647.7 | 126443.82 | 64325.49 | 114632.39 | 100015 | 145083.25 | 93494.62 | 105742.63 | 93260.99 | 82813.49 | 96443.49 | 113728.9 | 98943.51 | 261790.59 | 0 | 0 | 0 | 0 | x
Total Marketing/Advertising/Outreach | 1303200 | 930814.64 | 930814.64 | 0 | 22102.38 | 21743.39 | 41740.95 | 35751.55 | 27596.82 | 52744.56 | 28514.99 | 34758.36 | 31379.31 | 33239.1 | 34171.29 | 24100.5 | 99480.1 | -80786.22 | 75198.98 | 54795.86 | 49508.2 | 52001.6 | 41447.44 | 32904.09 | 63188.3 | 54610.01 | 22901.4 | 77721.68 | 0 | 0 | 0 | 0 | x
Total Direct Implementation | 7856599.7 | 8725330.814 | 7885584.29 | 839746.524 | 10243.41 | 9773.08 | 189942.62 | 147860.19 | 266665.39 | 369057.54 | 786569.79 | 342604.79 | 362336.97 | 946443.3 | 477691.66 | 62353.65 | -89536.06 | 114695.97 | 525265.92 | 393963.19 | 126919.16 | 284610.44 | 277197.44 | 405334.56 | 187227.4 | 708637.18 | 295181.63 | 684545.07 | 0 | 0 | 0 | 0 | x
Total EM&V | 501000 | 0 | 0 | 0 | 0 | 0 | 0 | 0 | 0 | 0 | 0 | 0 | 0 | 0 | 0 | 0 | 0 | 0 | 0 | 0 | 0 | 0 | 0 | 0 | 0 | 0 | 0 | 0 | 0 | 0 | 0 | 0 | x
Financing Costs | 0 | 0 | 0 | 0 | 0 | 0 | 0 | 0 | 0 | 0 | 0 | 0 | 0 | 0 | 0 | 0 | 0 | 0 | 0 | 0 | 0 | 0 | 0 | 0 | 0 | 0 | 0 | 0 | 0 | 0 | 0 | 0 | x
Potential Performance Award | 0 | 0 | 0 | 0 | 0 | 0 | 0 | 0 | 0 | 0 | 0 | 0 | 0 | 0 | 0 | 0 | 0 | 0 | 0 | 0 | 0 | 0 | 0 | 0 | 0 | 0 | 0 | 0 | 0 | 0 | 0 | 0 | x
Budget Items | Budget | Total Expenditures | Total Expenditures | Total Commitments | Jan-04 | Feb-04 | Mar-04 | Apr-04 | May-04 | Jun-04 | Jul-04 | Aug-04 | Sep-04 | Oct-04 | Nov-04 | Dec-04 | Jan-05 | Feb-05 | Mar-05 | Apr-05 | May-05 | Jun-05 | Jul-05 | Aug-05 | Sep-05 | Oct-05 | Nov-05 | Dec-05 | Jan-06 | Feb-06 | Mar-06 | Apr-06 | x | "Scratch Paper"
|  | & Commitments | [30 empty] | x
Administrative | [32 empty] | x
Managerial and Clerical Labor | [32 empty] | x
Labor - Staff Management | 131800 | 98030.47 | 98030.47 |  | 4903.91 | 4035.54 | 5115.35 | 6287.06 | 11058.7 | 130.43 | 6433.87 | 1916.07 | 4793.59 | 2715.29 | 2418.43 | 2722.73 | 2761.22 | 3698.5 | 4227.73 | 3606.07 | 3915.91 | 4075.89 | 3824.91 | 2506.64 | 3961.6 | 4710.35 | 3810.75 | 4399.93 |  |  |  |  | x
Labor - Program/Project Management | 1136400 | 1081760.78 | 1081760.78 |  | 34484.69 | 32153.23 | 50195.76 | 40800.98 | 50325.39 | 43193.98 | 39442.43 | 33335.28 | 56066.62 | 42135.42 | 40437.35 | 75498.8 | 26549.52 | 42151.73 | 41650.55 | 58095.5 | 45383.83 | 49129.29 | 38505.27 | 46486.68 | 46093.36 | 43824.62 | 37686.55 | 68133.95 |  |  |  |  | x
Labor - Clerical | 18400 | 15184.2 | 15184.2 |  | 601.28 | 506.46 | 665.78 | 872.67 | 1174.16 | 530.68 | 1133.02 | 594.56 | 624.95 | 572.95 | 499.11 | 630.2 | 563.01 | 394.54 | 558.26 | 507.63 | 713.41 | 416.64 | 726.39 | 398.24 | 748.1 | 633.9 | 504.5 | 613.76 |  |  |  |  | x
Labor - Program Planning | 286600 | 323269.54 | 323269.54 |  | 12780.21 | 12594.22 | 15325.04 | 6127.3 | 16423.23 | 11674.47 | 13249.8 | 8901.16 | 11447.71 | 4341.66 | 10412.97 | 5330.52 | 9756.68 | 41244.25 | -17822.98 | 12677.14 | 10636.88 | 12641.24 | 10811.71 | 8123.37 | -3300.1 | 29527.48 | 13530.24 | 66835.34 |  |  |  |  | x
0 | 0 | 0 | 0 | [29 empty] | x
0 | 0 | 0 | 0 | [29 empty] | x
0 | 0 | 0 | 0 | [29 empty] | x
0 | 0 | 0 | 0 | [29 empty] | x
0 | 0 | 0 | 0 | [29 empty] | x
0 | 0 | 0 | 0 | [29 empty] | x
0 | 0 | 0 | 0 | [29 empty] | x
0 | 0 | 0 | 0 | [29 empty] | x
0 | 0 | 0 | 0 | 0 | [28 empty] | x
0 | 0 | 0 | 0 | 0 | [28 empty] | x
Subtotal Managerial and Clerical Labor | 1573200 | 1518244.99 | 1518244.99 | 0 | 52770.09 | 49289.45 | 71301.93 | 54088.01 | 78981.48 | 55529.56 | 60259.12 | 44747.07 | 72932.87 | 49765.32 | 53767.86 | 84182.25 | 39630.43 | 87489.02 | 28613.56 | 74886.34 | 60650.03 | 66263.06 | 53868.28 | 57514.93 | 47502.96 | 78696.35 | 55532.04 | 139982.98 | 0 | 0 | 0 | 0 | x
Human Resource Support and Development | [32 empty] | x
Labor - Staff Development and Training | 73400 | 60892.3 | 60892.3 |  | 2497.16 | 1205.68 | 7900.89 | 704.8 | 2773.02 | 6229.98 | 3962.08 | -284.99 | 2077.39 | 2128.67 | 2493.23 | 1581.57 | 526.26 | 399.64 | 1635.44 | 3844.24 | 1665.21 | 837 | 3682.54 | 2355.7 | 1942.96 | 1197.15 | 1241.65 | 8295.03 |  |  |  |  | x
0 | 0 | 0 | 0 | [29 empty] | x
0 | 0 | 0 | 0 | [29 empty] | x
0 | 0 | 0 | 0 | [29 empty] | x
0 | 0 | 0 | 0 | [29 empty] | x
0 | 0 | 0 | 0 | [29 empty] | x
0 | 0 | 0 | 0 | [29 empty] | x
0 | 0 | 0 | 0 | [29 empty] | x
0 | 0 | 0 | 0 | [29 empty] | x
0 | 0 | 0 | 0 | [29 empty] | x
0 | 0 | 0 | 0 | [29 empty] | x
0 | 0 | 0 | 0 | [29 empty] | x
0 | 0 | 0 | 0 | [29 empty] | x
0 | 0 | 0 | 0 | [29 empty] | x
0 | 0 | 0 | 0 | [29 empty] | x
0 | 0 | 0 | 0 | [29 empty] | x
0 | 0 | 0 | 0 | [29 empty] | x
0 | 0 | 0 | 0 | [29 empty] | x
0 | 0 | 0 | 0 | [29 empty] | x
0 | 0 | 0 | 0 | 0 | [28 empty] | x
0 | 0 | 0 | 0 | 0 | [28 empty] | x
0 | 0 | 0 | 0 | 0 | [28 empty] | x
Subtotal HR Support and Development | 73400 | 60892.3 | 60892.3 | 0 | 2497.16 | 1205.68 | 7900.89 | 704.8 | 2773.02 | 6229.98 | 3962.08 | -284.99 | 2077.39 | 2128.67 | 2493.23 | 1581.57 | 526.26 | 399.64 | 1635.44 | 3844.24 | 1665.21 | 837 | 3682.54 | 2355.7 | 1942.96 | 1197.15 | 1241.65 | 8295.03 | 0 | 0 | 0 | 0 | x
Travel and Conference Fees | [32 empty] | x
Conference Fees | 10000 | 6145 | 6145 |  |  | 534.68 |  |  | 1063.43 | 352.72 |  |  | 992.9 | 538.75 |  |  |  |  | 212.87 | 1000 | [5 empty] | 100 | 471.15 | 878.5 |  |  |  |  | x
Travel - Mileage | 50000 | 2299.81 | 2299.81 |  |  |  | 184.32 |  | 24.75 | 56.88 | 10.13 | 0 |  | 89.87 |  | 991.76 |  |  | 105.72 |  | 75.74 | 388.82 | 137.39 | 116.23 | 34.02 | 10.94 | 79.84 | -6.6 |  |  |  |  | x
Travel - Per Diem for Misc. Expenses | 10000 | 14068.77 | 14068.77 |  |  |  |  | 383.25 | 228.36 | 653.63 | 116.66 | 854.5 |  | 201.77 | 8362.35 | 22.5 | 1885.8 |  |  |  |  | 126.5 | 669 | 10.53 |  | -126.5 | 498.3 | 182.12 |  |  |  |  | x
0 | 0 | 0 | 0 | [29 empty] | x
0 | 0 | 0 | 0 | [29 empty] | x
0 | 0 | 0 | 0 | [29 empty] | x
0 | 0 | 0 | 0 | [29 empty] | x
0 | 0 | 0 | 0 | [29 empty] | x
0 | 0 | 0 | 0 | [29 empty] | x
0 | 0 | 0 | 0 | [29 empty] | x
0 | 0 | 0 | 0 | [29 empty] | x
0 | 0 | 0 | 0 | 0 | [28 empty] | x
0 | 0 | 0 | 0 | 0 | [28 empty] | x
0 | 0 | 0 | 0 | 0 | [28 empty] | x
0 | 0 | 0 | 0 | 0 | [28 empty] | x
0 | 0 | 0 | 0 | 0 | [28 empty] | x
Subtotal Travel and Conference Fees | 70000 | 22513.58 | 22513.58 | 0 | 0 | 534.68 | 184.32 | 383.25 | 1316.54 | 1063.23 | 126.79 | 854.5 | 992.9 | 830.39 | 8362.35 | 1014.26 | 1885.8 | 0 | 318.59 | 1000 | 75.74 | 515.32 | 806.39 | 126.76 | 34.02 | -15.56 | 1049.29 | 1054.02 | 0 | 0 | 0 | 0 | x
Overhead (General and Administrative) - Labor and Materials |  |  |  | 0 | [28 empty] | x
Labor - Administrative | 126200 | 154369.05 | 154369.05 |  | 4718.06 | 4000.54 | 4774.02 | 2510.06 | 12175.97 | 5526.24 | 7844.38 | 5753.05 | 6872.71 | 5793.13 | 6133.6 | 10026.72 | 4643.54 | 4970.92 | 7422.76 | 8643.43 | 5260.7 | 6740.55 | 4727.96 | 3799.29 | 7109.11 | 5351.19 | 5462.16 | 14108.96 |  |  |  |  | x
Labor - Regulatory Reporting |  | 143955 | 143955 |  | 3813.98 | 4497.58 | 9487.39 | 15018.31 | 17465.81 | -15179.21 | 8115.95 | 5372.54 | 5305.16 | 7619.33 | 2950.8 | 2951.24 | 3309.15 | 3412.35 | 5353.52 | 6785.56 | 8268.15 | 6031.8 | 13272.44 | 4553.05 | 8986.72 | 5758.61 | 6094.15 | 4710.62 |  |  |  |  | x
Labor - Communications | 385400 | 331009.08 | 331009.08 |  | 7000.75 | 7181.29 | 9247.87 | 17411.45 | 19457.72 | 14762.47 | 10974.33 | 13570.82 | 11609.9 | 10312.26 | 13184.82 | 22729.55 | 11483.16 | 13102.04 | 17492.43 | 14626.27 | 10475.93 | 12512.04 | 11798.16 | 10134.46 | 19936.26 | 14645.87 | 13093.73 | 24265.5 |  |  |  |  | x
Equipment - Transportation | 14000 | 17771.68 | 17771.68 |  |  | 347.86 | 3716.04 | 1874.85 | 5146.18 | 5652.9 | 4518.39 | 1323.97 | 500.65 | 485.92 | -14346.36 | -2907.63 | -536.22 |  | 1310.11 | 2512 |  |  | 1256 |  | 4156.69 |  | 1840.22 | 920.11 |  |  |  |  | x
Equipment - Computing | 8000 | 315.31 | 315.31 |  |  |  | 572.76 | 845.58 | 435.57 | 435.63 | 579.67 | 580.37 | 8.12 | 7.79 | -3150.18 | [17 empty] | x
Office Supplies | 50000 | 169989.83 | 169989.83 |  | 37.1 | 279.98 | 959.21 | 1054.78 | 1060.71 | 1366.21 | 1223.89 | 2020.93 | 3131.51 | 2401.36 | 2772.03 | 3256.68 | 3177.95 | 3847.03 | 37500.4 | 31624.61 | 3184.53 | 8930.61 | 1308.9 | 2950.89 | 4277.05 | 2754.73 | 1894.8 | 48973.94 |  |  |  |  | x
Labor - Information Technology | 395800 | 137477.26 | 137477.26 |  |  |  |  | 461.65 | 5609.72 | 10218.34 | 12874.36 | 23168.3 | 10878.53 | 12233.34 | 3479.55 | 3609.18 | 205.42 | 1411.39 | 368.19 | 1160.8 | 3914.33 | 3912.25 | 2540.32 | 1378.41 | 2497.72 | 5340.56 | 12735.47 | 19479.43 |  |  |  |  | x
0 | 0 | 0 | 0 | [29 empty] | x
0 | 0 | 0 | 0 | [29 empty] | x
0 | 0 | 0 | 0 | [29 empty] | x
0 | 0 | 0 | 0 | [29 empty] | x
0 | 0 | 0 | 0 | [29 empty] | x
0 | 0 | 0 | 0 | [29 empty] | x
0 | 0 | 0 | 0 | [29 empty] | x
0 | 0 | 0 | 0 | [29 empty] | x
0 | 0 | 0 | 0 | [29 empty] | x
0 | 0 | 0 | 0 | [29 empty] | x
0 | 0 | 0 | 0 | [29 empty] | x
0 | 0 | 0 | 0 | [29 empty] | x
0 | 0 | 0 | 0 | [29 empty] | x
0 | 0 | 0 | 0 | [29 empty] | x
0 | 0 | 0 | 0 | [29 empty] | x
0 | 0 | 0 | 0 | [29 empty] | x
0 | 0 | 0 | 0 | [29 empty] | x
0 | 0 | 0 | 0 | [29 empty] | x
0 | 0 | 0 | 0 | [29 empty] | x
0 | 0 | 0 | 0 | [29 empty] | x
0 | 0 | 0 | 0 | [29 empty] | x
0 | 0 | 0 | 0 | [29 empty] | x
0 | 0 | 0 | 0 | 0 | [28 empty] | x
0 | 0 | 0 | 0 | 0 | [28 empty] | x
0 | 0 | 0 | 0 | 0 | [28 empty] | x
0 | 0 | 0 | 0 | 0 | [28 empty] | x
0 | 0 | 0 | 0 | 0 | [28 empty] | x
0 | 0 | 0 | 0 | 0 | [28 empty] | x
0 | 0 | 0 | 0 | 0 | [28 empty] | x
0 | 0 | 0 | 0 | 0 | [28 empty] | x
0 | 0 | 0 | 0 | 0 | [28 empty] | x
0 | 0 | 0 | 0 | 0 | [28 empty] | x
0 | 0 | 0 | 0 | 0 | [28 empty] | x
0 | 0 | 0 | 0 | 0 | [28 empty] | x
0 | 0 | 0 | 0 | 0 | [28 empty] | x
0 | 0 | 0 | 0 | 0 | [28 empty] | x
0 | 0 | 0 | 0 | 0 | [28 empty] | x
0 | 0 | 0 | 0 | 0 | [28 empty] | x
0 | 0 | 0 | 0 | 0 | [28 empty] | x
Subtotal Overhead | 1123600 | 954887.21 | 954887.21 | 0 | 15569.89 | 16307.25 | 28757.29 | 39176.68 | 61351.68 | 22782.58 | 46130.97 | 51789.98 | 38306.58 | 38853.13 | 11024.26 | 39665.74 | 22283 | 26743.73 | 69447.41 | 65352.67 | 31103.64 | 38127.25 | 34903.78 | 22816.1 | 46963.55 | 33850.96 | 41120.53 | 112458.56 | 0 | 0 | 0 | 0 | x
Total Administrative Costs | 2840200 | 2556538.08 | 2556538.08 | 0 | 70837.14 | 67337.06 | 108144.43 | 94352.74 | 144422.72 | 85605.35 | 110478.96 | 97106.56 | 114309.74 | 91577.51 | 75647.7 | 126443.82 | 64325.49 | 114632.39 | 100015 | 145083.25 | 93494.62 | 105742.63 | 93260.99 | 82813.49 | 96443.49 | 113728.9 | 98943.51 | 261790.59 | 0 | 0 | 0 | 0 | x
0 | [32 empty] | x
Marketing/Advertising/Outreach | [32 empty] | x
0 | [32 empty] | x
Labor - Customer Relations | 623200 | 577405.29 | 577405.29 |  | 21871.32 | 20027.4 | 29569.74 | 22179.19 | 24987.46 | 25778.57 | 23641.96 | 27375.9 | 21798.96 | 33239.1 | 18382.57 | 22440.5 | 95457.6 | -80786.22 | 65839.24 | 23718.41 | 25160.3 | 24569.82 | 21630.79 | 16340.17 | 44954.95 | 6794.26 | 20062.02 | 22371.28 |  |  |  |  | x
Labor - Customer Outreach | 160000 | 61228.93 | 61228.93 |  |  | 1291.71 | 4537.52 | 3634.38 |  | 281.25 | 500 | 7382.46 | 835.15 |  | 2730 |  | 1312.5 |  | 2762.06 | 14443.08 | 1896.16 | 12919.34 |  |  | 2136.1 | 1974.52 | 322.07 | 2270.63 |  |  |  |  | x
Advertisements / Media Promotions | 400000 | 210739.69 | 210739.69 |  |  | 424.28 |  | 237.5 | 2609.36 | 26008.17 | 4373.03 | 0 | 8745.2 |  |  | 250 |  |  |  | 7645.51 | 21697.35 | 14512.44 | 15572.96 | -1346.65 | 16097.25 | 45841.23 | 2517.31 | 45554.75 |  |  |  |  | x
Brochures | 80000 | 80676.89 | 80676.89 |  | 231.06 |  | 7633.69 | 9700.48 |  | 676.57 |  |  |  |  | 13058.72 | 1410 | 2710 |  | 6597.68 | 8988.86 |  |  | 4243.69 | 17910.57 |  |  |  | 7515.57 |  |  |  |  | x
Bill Inserts | 40000 | 763.84 | 763.84 | [17 empty] | 754.39 | [6 empty] | 9.45 |  |  |  |  | x
0 | 0 | 0 | 0 | [29 empty] | x
0 | 0 | 0 | 0 | 0 | [28 empty] | x
0 | 0 | 0 | 0 | 0 | [28 empty] | x
0 | 0 | 0 | 0 | 0 | [28 empty] | x
0 | 0 | 0 | 0 | 0 | [28 empty] | x
0 | 0 | 0 | 0 | 0 | [28 empty] | x
0 | 0 | 0 | 0 | 0 | [28 empty] | x
0 | 0 | 0 | 0 | 0 | [28 empty] | x
0 | 0 | 0 | 0 | 0 | [28 empty] | x
0 | 0 | 0 | 0 | 0 | [28 empty] | x
0 | 0 | 0 | 0 | 0 | [28 empty] | x
0 | 0 | 0 | 0 | 0 | [28 empty] | x
0 | 0 | 0 | 0 | 0 | [28 empty] | x
0 | 0 | 0 | 0 | 0 | [28 empty] | x
0 | 0 | 0 | 0 | 0 | [28 empty] | x
0 | 0 | 0 | 0 | 0 | [28 empty] | x
0 | 0 | 0 | 0 | 0 | [28 empty] | x
0 | [32 empty] | x
Total Marketing/Advertising/Outreach | 1303200 | 930814.64 | 930814.64 | 0 | 22102.38 | 21743.39 | 41740.95 | 35751.55 | 27596.82 | 52744.56 | 28514.99 | 34758.36 | 31379.31 | 33239.1 | 34171.29 | 24100.5 | 99480.1 | -80786.22 | 75198.98 | 54795.86 | 49508.2 | 52001.6 | 41447.44 | 32904.09 | 63188.3 | 54610.01 | 22901.4 | 77721.68 | 0 | 0 | 0 | 0 | x
0 | [32 empty] | x
Direct Implementation |  |  |  | 0 | [28 empty] | x
Financial Incentives to Customers | [32 empty] | x
Financial Incentives from 2-MeasurableEEActivities | 7503799.7 | 8130342.394 | 7290595.87 | 839746.524 | 0 | 249.78 | 179318.65 | 128035.85 | 253545.08 | 359569.37 | 762451.31 | 311107.03 | 334813.43 | 940996.86 | 458804.81 | 37537.79 | -107512.7 | 97729.8 | 486073.74 | 374863.58 | 86226.53 | 230079.37 | 245996.07 | 382738.09 | 147665.2 | 694779.45 | 249567.19 | 635959.59 | 0 | 0 | 0 | 0 | x
Activity - Labor | [32 empty] | x
0 | 0 | 0 | 0 | [29 empty] | x
0 | 0 | 0 | 0 | [29 empty] | x
0 | 0 | 0 | 0 | [29 empty] | x
0 | 0 | 0 | 0 | [29 empty] | x
0 | 0 | 0 | 0 | [29 empty] | x
0 | 0 | 0 | 0 | [29 empty] | x
0 | 0 | 0 | 0 | [29 empty] | x
0 | 0 | 0 | 0 | [29 empty] | x
Subtotal Activity | 0 | 0 | 0 | 0 | 0 | 0 | 0 | 0 | 0 | 0 | 0 | 0 | 0 | 0 | 0 | 0 | 0 | 0 | 0 | 0 | 0 | 0 | 0 | 0 | 0 | 0 | 0 | 0 | 0 | 0 | 0 | 0 | x
Installation and Service - Labor | [32 empty] | x
Installation and Service from 2-MeasurableEEActivities | 0 | 0 | 0 | 0 | 0 | 0 | 0 | 0 | 0 | 0 | 0 | 0 | 0 | 0 | 0 | 0 | 0 | 0 | 0 | 0 | 0 | 0 | 0 | 0 | 0 | 0 | 0 | 0 | 0 | 0 | 0 | 0 | x
Subcontractor Labor - Measure Installation | 0 | 18538.25 | 18538.25 | 0 |  |  |  | 11409.72 |  |  | 143.5 | 0 |  | -11553.22 | [10 empty] | 152 |  | 18386.25 | [5 empty] | x
0 | 0 | 0 | 0 | 0 | [28 empty] | x
0 | 0 | 0 | 0 | 0 | [28 empty] | x
0 | 0 | 0 | 0 | 0 | [28 empty] | x
Subtotal Installation | 0 | 18538.25 | 18538.25 | 0 | 0 | 0 | 0 | 11409.72 | 0 | 0 | 143.5 | 0 | 0 | -11553.22 | 0 | 0 | 0 | 0 | 0 | 0 | 0 | 0 | 0 | 0 | 152 | 0 | 18386.25 | 0 | 0 | 0 | 0 | 0 | x
Hardware and Materials - Installation and Other DI Activity | [32 empty] | x
Energy Measurement Tools | 20000 | 23723.04 | 23723.04 |  |  |  |  | 964.54 |  |  | 12141.52 | 6676.5 | 3102.58 |  |  |  |  | 81 |  | 153 |  |  |  | 48 |  |  | 636.9 | -81 |  |  |  |  | x
0 | 0 | 0 | 0 | [29 empty] | x
0 | 0 | 0 | 0 | [29 empty] | x
0 | 0 | 0 | 0 | 0 | [28 empty] | x
0 | 0 | 0 | 0 | 0 | [28 empty] | x
0 | 0 | 0 | 0 | 0 | [28 empty] | x
0 | 0 | 0 | 0 | 0 | [28 empty] | x
0 | 0 | 0 | 0 | 0 | [28 empty] | x
0 | 0 | 0 | 0 | 0 | [28 empty] | x
0 | 0 | 0 | 0 | 0 | [28 empty] | x
Subtotal Hardware and Materials | 20000 | 23723.04 | 23723.04 | 0 | 0 | 0 | 0 | 964.54 | 0 | 0 | 12141.52 | 6676.5 | 3102.58 | 0 | 0 | 0 | 0 | 81 | 0 | 153 | 0 | 0 | 0 | 48 | 0 | 0 | 636.9 | -81 | 0 | 0 | 0 | 0 | x
Rebate Processing and Inspection - Labor and Materials | [32 empty] | x
Labor - Rebate Processing | 195000 | 502629.78 | 502629.78 |  | 9848.78 | 9200.42 | 10296.09 | 6829.83 | 13099.81 | 9167.44 | 11833.46 | 21233.35 | 19920.8 | 12759.38 | 14209.44 | 20932.53 | 15569.99 | 14528.57 | 36050.88 | 17089 | 31388.42 | 52370.93 | 30027.95 | 21357.91 | 36845.31 | 14502.49 | 26059.89 | 47507.11 |  |  |  |  | x
Labor - Rebate Processing | 137800 | 50097.35 | 50097.35 | 0 | 394.63 | 322.88 | 527.88 | 420.25 | 20.5 | 320.73 |  | 3587.91 | 4500.16 | 4240.28 | 4677.41 | 3883.33 | 2406.65 | 2356.6 | 3141.3 | 1857.61 | 9304.21 | 2160.14 | 1173.42 | 1190.56 | 2564.89 | -644.76 | 531.4 | 1159.37 |  |  |  |  | x
0 | 0 | 0 | 0 | 0 |  |  | -200 | 200 | [24 empty] | x
0 | 0 | 0 | 0 | 0 | [28 empty] | x
0 | 0 | 0 | 0 | 0 | [28 empty] | x
0 | 0 | 0 | 0 | 0 | [28 empty] | x
0 | 0 | 0 | 0 | 0 | [28 empty] | x
0 | 0 | 0 | 0 | 0 | [28 empty] | x
Subtotal Rebate Processing and Inspection | 332800 | 552727.13 | 552727.13 | 0 | 10243.41 | 9523.3 | 10623.97 | 7450.08 | 13120.31 | 9488.17 | 11833.46 | 24821.26 | 24420.96 | 16999.66 | 18886.85 | 24815.86 | 17976.64 | 16885.17 | 39192.18 | 18946.61 | 40692.63 | 54531.07 | 31201.37 | 22548.47 | 39410.2 | 13857.73 | 26591.29 | 48666.48 | 0 | 0 | 0 | 0 | x
Total Direct Implementation | 7856599.7 | 8725330.814 | 7885584.29 | 839746.524 | 10243.41 | 9773.08 | 189942.62 | 147860.19 | 266665.39 | 369057.54 | 786569.79 | 342604.79 | 362336.97 | 946443.3 | 477691.66 | 62353.65 | -89536.06 | 114695.97 | 525265.92 | 393963.19 | 126919.16 | 284610.44 | 277197.44 | 405334.56 | 187227.4 | 708637.18 | 295181.63 | 684545.07 | 0 | 0 | 0 | 0 | x
0 | [32 empty] | x
Evaluation, Measurement and Verification | [32 empty] | x
EM&V Labor and Materials | [32 empty] | x
Labor - EM&V | 34000 | 0 | 0 | [29 empty] | x
Materials - EM&V | 2000 | 0 | 0 | 0 | [28 empty] | x
Subcontractor Labor - EM&V | 233854 | 0 | 0 | 0 | [28 empty] | x
Subtotal EM&V Activity - Labor | 269854 | 0 | 0 | 0 | 0 | 0 | 0 | 0 | 0 | 0 | 0 | 0 | 0 | 0 | 0 | 0 | 0 | 0 | 0 | 0 | 0 | 0 | 0 | 0 | 0 | 0 | 0 | 0 | 0 | 0 | 0 | 0 | x
EM&V Overhead | [32 empty] | x
Overhead - EM&V | 14000 | 0 | 0 | 0 | [28 empty] | x
Subcontractor Benefits - EM&V Labor | 28063 | 0 | 0 | 0 | [28 empty] | x
Subcontractor Overhead - EM&V | 140313 | 0 | 0 | 0 | [28 empty] | x
Subcontractor Payroll Tax - EM&V Labor | 16370 | 0 | 0 | 0 | [28 empty] | x
Subcontractor Pension - EM&V Labor | 18708 | 0 | 0 | 0 | [28 empty] | x
Subcontractor Travel - EM&V | 11692 | 0 | 0 | 0 | [28 empty] | x
Travel - EM&V | 2000 | 0 | 0 | 0 | [28 empty] | x
0 | 0 | 0 | 0 | 0 | [28 empty] | x
0 | 0 | 0 | 0 | 0 | [28 empty] | x
0 | 0 | 0 | 0 | 0 | [28 empty] | x
Subtotal EM&V Overhead | 231146 | 0 | 0 | 0 | 0 | 0 | 0 | 0 | 0 | 0 | 0 | 0 | 0 | 0 | 0 | 0 | 0 | 0 | 0 | 0 | 0 | 0 | 0 | 0 | 0 | 0 | 0 | 0 | 0 | 0 | 0 | 0
Total EM&V | 501000 | 0 | 0 | 0 | 0 | 0 | 0 | 0 | 0 | 0 | 0 | 0 | 0 | 0 | 0 | 0 | 0 | 0 | 0 | 0 | 0 | 0 | 0 | 0 | 0 | 0 | 0 | 0 | 0 | 0 | 0 | 0 | x
0 | [32 empty] | x
Financing Costs | 0 |  |  | 0 | [28 empty] | x
0
Potential Performance Award | [32 empty] | x
0 | [32 empty] | x
Total Budget | 12500999.7 | 12212683.534 | 11372937.01 | 839746.524 | 103182.93 | 98853.53 | 339828 | 277964.48 | 438684.93 | 507407.45 | 925563.74 | 474469.71 | 508026.02 | 1071259.91 | 587510.65 | 212897.97 | 74269.53 | 148542.14 | 700479.9 | 593842.3 | 269921.98 | 442354.67 | 411905.87 | 521052.14 | 346859.19 | 876976.09 | 417026.54 | 1024057.34 | 0 | 0 | 0 | 0 | x

## 2 - ProjectedEEActivities
1243 - Southern California Edison - Express Efficiency - SCE service area - IOU Statewide Program - Dec-05 Report
2 - ProjectedEEActivities
Projected Total Resource Costs and Benefits |  | Net Projected Energy Effects |  | Direct Implementation Budget |  | Projected Participant Costs and Benefits
TRC Costs | 22639645.2448 | Net Coincident Peak kW | 46407.0931 | Total Direct Implementation | 7856599.7 | PT Costs | 18377547.13
TRC Benefits | 105030159.8011 | Net Annual kWh | 210382163.064 | Financial Incentives | 7503799.7 | PT Benefits | 317775011.3183
TRC Net Benefits | 82390514.5563 | Net Lifecycle kWh | 2131457382.9312 | Activity | 0 | PT Net Benefits | 299397464.1883
TRC Ratio | 4.6392 | Net Annual Therms | 0 | Installation | 0 | PT Ratio | 17.2915
TRC Levelized Cost Electric | 0.015252 | Net Lifecycle Therms | 0 | Hardware & Materials | 20000 | [50 empty] | LOAD INCREASES
TRC Levelized Cost Gas | #DIV/0! |  |  | Rebate Processing & Inspection | 332800 | [50 empty] | 0 | 0 | 0 | 0
MEASURE TYPE / END USE LOAD Select from List | TARGET SECTOR Select From List See Instructions For List Definitions | MEASURE / ACTIVITY NAME Provide Measure Descriptions in Proposal Narrative | UNIT GOALS | UNIT DEFINITION | FINANCIAL INCENTIVE PER UNIT | INSTALLATION, SERVICE, AND REPAIR LABOR COSTS PER UNIT | GROSS COINCIDENT PEAK DEMAND REDUCTION PER UNIT (kW) | GROSS ANNUAL ENERGY SAVINGS PER UNIT (kWh) | GROSS ANNUAL ENERGY SAVINGS PER UNIT (THERMS) | GROSS IMC | EUL | NTG | FINANCIAL INCENTIVE PER MEASURE | INSTALLATION, SERVICE, AND REPAIR LABOR COSTS PER MEASURE | TOTAL GROSS INCREMENTAL MEASURE COST PER MEASURE | TOTAL NET INCREMENTAL MEASURE COST PER MEASURE | PROJECTED NET COINCIDENT PEAK DEMAND REDUCTION (KW) | PROJECTED ANNUAL NET KWH SAVINGS | PROJECTED ANNUAL NET THERM SAVINGS | PROJECTED LIFECYCLE NET KWH SAVINGS | PROJECTED LIFECYCLE NET THERM SAVINGS | PRESENT VALUE OF ANNUALIZED ELECTRIC SAVINGS per KWH - TRC | PRESENT VALUE OF ANNUALIZED GAS SAVINGS per THERM - TRC | PG&E Res | PG&E Small Comm | PG&E Med Comm | PG&E Large Comm | PG&E Ag | SCE Res | SCE Small Comm | SCE Med Comm | SCE Large Comm | SCE Ag | SDGE Res | SDGE Small Comm | SDGE Med Comm | SDGE Large Comm | SDGE Ag | PRESENT VALUE OF ANNUALIZED ELECTRIC SAVINGS per KWH - PT | PG&E Res | PG&E Small Comm | PG&E Med Comm | PG&E Large Comm | PG&E Ag | SCG Res | SCG Small Comm | SCG Med Comm | SCG Large Comm | SCG Ag | SDGE Res | SDGE Small Comm | SDGE Med Comm | SDGE Large Comm | SDGE Ag | PRESENT VALUE OF ANNUALIZED GAS SAVINGS per THERM - PT | GROSS ELECTRICITY BENEFITS - PT | GROSS GAS BENEFITS - PT | NET ELECTRICITY BENEFITS - TRC | NET GAS BENEFITS -TRC | GROSS RESOURCE BENEFITS | NET RESOURCE BENEFITS
|  | HVAC | [10 empty] | 0 | 0 | 0 | 0 | 0 | 0 | 0 | 0 | 0 | 0 | 0 | 0 | 0 | 0 | 0 | 0 | 0 | 0 | 0 | 0 | 0 | 0 | 0 | 0 | 0 | 0 | 0 | 0 | 0 | 0 | 0 | 0 | 0 | 0 | 0 | 0 | 0 | 0 | 0 | 0 | 0 | 0 | 0 | 0 | 0 | 0 | 0 | 0 | 0
HVAC - Air Conditioning Systems | VS or S NR | Package Terminal Air Conditioners | 9836 | unit | 100 |  | 0.157 | 383.08 |  | 65 | 15 | 0.96 | 983600 | 0 | 639340 | 613766.4 | 1482.4819 | 3617255.8848 | 0 | 54258838.272 | 0 | 0.68336 | 4.7167 | 0 | 0 | 0 | 0 | 0 | 0 | 1.9005 | 0 | 0 | 0 | 0 | 0 | 0 | 0 | 0 | 1.9005 | 0 | 0 | 0 | 0 | 0 | 0 | 0 | 0 | 0 | 0 | 0 | 0 | 0 | 0 | 0 | 0 | 7161034.3682 | 0 | 2471900.6002 | 0 | 7161034.3682 | 2471900.6002
HVAC - Air Conditioning Systems | VS or S NR | Package single Tier 1-air cooled | 0 | ton | 80 |  | 0.254 | 619.76 |  | 158 | 15 | 0.96 | 0 | 0 | 0 | 0 | 0 | 0 | 0 | 0 | 0 | 0.68336 | 4.7167 | 0 | 0 | 0 | 0 | 0 | 0 | 1.9005 | 0 | 0 | 0 | 0 | 0 | 0 | 0 | 0 | 1.9005 | 0 | 0 | 0 | 0 | 0 | 0 | 0 | 0 | 0 | 0 | 0 | 0 | 0 | 0 | 0 | 0 | 0 | 0 | 0 | 0 | 0 | 0
HVAC - Air Conditioning Systems | VS or S NR | Split System single Tier 1- air cooled | 0 | ton | 80 |  | 0.217 | 529.48 |  | 205 | 15 | 0.96 | 0 | 0 | 0 | 0 | 0 | 0 | 0 | 0 | 0 | 0.68336 | 4.7167 | 0 | 0 | 0 | 0 | 0 | 0 | 1.9005 | 0 | 0 | 0 | 0 | 0 | 0 | 0 | 0 | 1.9005 | 0 | 0 | 0 | 0 | 0 | 0 | 0 | 0 | 0 | 0 | 0 | 0 | 0 | 0 | 0 | 0 | 0 | 0 | 0 | 0 | 0 | 0
HVAC - Air Conditioning Systems | VS or S NR | Package single Tier 2 - air cooled | 0 | ton | 100 |  | 0.283 | 690.52 |  | 316 | 15 | 0.96 | 0 | 0 | 0 | 0 | 0 | 0 | 0 | 0 | 0 | 0.68336 | 4.7167 | 0 | 0 | 0 | 0 | 0 | 0 | 1.9005 | 0 | 0 | 0 | 0 | 0 | 0 | 0 | 0 | 1.9005 | 0 | 0 | 0 | 0 | 0 | 0 | 0 | 0 | 0 | 0 | 0 | 0 | 0 | 0 | 0 | 0 | 0 | 0 | 0 | 0 | 0 | 0
HVAC - Air Conditioning Systems | VS or S NR | Split System single Tier 2- air cooled | 0 | ton | 100 |  | 0.274 | 668.56 |  | 406 | 15 | 0.96 | 0 | 0 | 0 | 0 | 0 | 0 | 0 | 0 | 0 | 0.68336 | 4.7167 | 0 | 0 | 0 | 0 | 0 | 0 | 1.9005 | 0 | 0 | 0 | 0 | 0 | 0 | 0 | 0 | 1.9005 | 0 | 0 | 0 | 0 | 0 | 0 | 0 | 0 | 0 | 0 | 0 | 0 | 0 | 0 | 0 | 0 | 0 | 0 | 0 | 0 | 0 | 0
HVAC - Air Conditioning Systems | VS or S NR | Package single Tier 3 - air cooled | 0 | ton | 140 |  | 0.311 | 758.84 |  | 421 | 15 | 0.96 | 0 | 0 | 0 | 0 | 0 | 0 | 0 | 0 | 0 | 0.68336 | 4.7167 | 0 | 0 | 0 | 0 | 0 | 0 | 1.9005 | 0 | 0 | 0 | 0 | 0 | 0 | 0 | 0 | 1.9005 | 0 | 0 | 0 | 0 | 0 | 0 | 0 | 0 | 0 | 0 | 0 | 0 | 0 | 0 | 0 | 0 | 0 | 0 | 0 | 0 | 0 | 0
HVAC - Air Conditioning Systems | VS or S NR | Split System Tier 3 - air cooled | 0 | ton | 140 |  | 0.308 | 751.52 |  | 541 | 15 | 0.96 | 0 | 0 | 0 | 0 | 0 | 0 | 0 | 0 | 0 | 0.68336 | 4.7167 | 0 | 0 | 0 | 0 | 0 | 0 | 1.9005 | 0 | 0 | 0 | 0 | 0 | 0 | 0 | 0 | 1.9005 | 0 | 0 | 0 | 0 | 0 | 0 | 0 | 0 | 0 | 0 | 0 | 0 | 0 | 0 | 0 | 0 | 0 | 0 | 0 | 0 | 0 | 0
HVAC - Air Conditioning Systems | VS or S NR | 65-135kBTU air cooled, package or split Tier 2 | 0 | ton | 75 |  | 0.106 | 258.64 |  | 79 | 15 | 0.96 | 0 | 0 | 0 | 0 | 0 | 0 | 0 | 0 | 0 | 0.68336 | 4.7167 | 0 | 0 | 0 | 0 | 0 | 0 | 1.9005 | 0 | 0 | 0 | 0 | 0 | 0 | 0 | 0 | 1.9005 | 0 | 0 | 0 | 0 | 0 | 0 | 0 | 0 | 0 | 0 | 0 | 0 | 0 | 0 | 0 | 0 | 0 | 0 | 0 | 0 | 0 | 0
HVAC - Air Conditioning Systems | VS or S NR | 65-135kBTU water/evap cooled, package or split Tier 2 | 0 | ton | 75 |  | 0.106 | 258.64 |  | 79 | 15 | 0.96 | 0 | 0 | 0 | 0 | 0 | 0 | 0 | 0 | 0 | 0.68336 | 4.7167 | 0 | 0 | 0 | 0 | 0 | 0 | 1.9005 | 0 | 0 | 0 | 0 | 0 | 0 | 0 | 0 | 1.9005 | 0 | 0 | 0 | 0 | 0 | 0 | 0 | 0 | 0 | 0 | 0 | 0 | 0 | 0 | 0 | 0 | 0 | 0 | 0 | 0 | 0 | 0
HVAC - Air Conditioning Systems | VS or S NR | 135-240 kBTU air cooled, package or split Tier 2 | 0 | ton | 75 |  | 0.115 | 280.6 |  | 79 | 15 | 0.96 | 0 | 0 | 0 | 0 | 0 | 0 | 0 | 0 | 0 | 0.68336 | 4.7167 | 0 | 0 | 0 | 0 | 0 | 0 | 1.9005 | 0 | 0 | 0 | 0 | 0 | 0 | 0 | 0 | 1.9005 | 0 | 0 | 0 | 0 | 0 | 0 | 0 | 0 | 0 | 0 | 0 | 0 | 0 | 0 | 0 | 0 | 0 | 0 | 0 | 0 | 0 | 0
HVAC - Air Conditioning Systems | VS or S NR | 135-240 kBTU water/evap cooled, package or split Tier 2 | 0 | ton | 113 |  | 0.115 | 280.6 |  | 79 | 15 | 0.96 | 0 | 0 | 0 | 0 | 0 | 0 | 0 | 0 | 0 | 0.68336 | 4.7167 | 0 | 0 | 0 | 0 | 0 | 0 | 1.9005 | 0 | 0 | 0 | 0 | 0 | 0 | 0 | 0 | 1.9005 | 0 | 0 | 0 | 0 | 0 | 0 | 0 | 0 | 0 | 0 | 0 | 0 | 0 | 0 | 0 | 0 | 0 | 0 | 0 | 0 | 0 | 0
HVAC - Air Conditioning Systems | VS or S NR | >240 kBTU air cooled, package or split Tier 2 | 0 | ton | 75 |  | 0.126 | 307.44 |  | 79 | 15 | 0.96 | 0 | 0 | 0 | 0 | 0 | 0 | 0 | 0 | 0 | 0.68336 | 4.7167 | 0 | 0 | 0 | 0 | 0 | 0 | 1.9005 | 0 | 0 | 0 | 0 | 0 | 0 | 0 | 0 | 1.9005 | 0 | 0 | 0 | 0 | 0 | 0 | 0 | 0 | 0 | 0 | 0 | 0 | 0 | 0 | 0 | 0 | 0 | 0 | 0 | 0 | 0 | 0
HVAC - Controls | VS or S NR | Variable-Frequency Drives - HVAC Fans | 940 | hp | 80 |  | 0 | 753 |  | 202 | 15 | 0.96 | 75200 | 0 | 189880 | 182284.8 | 0 | 679507.2 | 0 | 10192608 | 0 | 0.68336 | 4.7167 | 0 | 0 | 0 | 0 | 0 | 0 | 1.9005 | 0 | 0 | 0 | 0 | 0 | 0 | 0 | 0 | 1.9005 | 0 | 0 | 0 | 0 | 0 | 0 | 0 | 0 | 0 | 0 | 0 | 0 | 0 | 0 | 0 | 0 | 1345211.5547 | 0 | 464350.4107 | 0 | 1345211.5547 | 464350.4107
HVAC - Controls | VS or S NR | Setback Programmable Thermostats | 1000 | unit | 54 |  | 0 | 4093 |  | 58 | 11 | 0.96 | 54000 | 0 | 58000 | 55680 | 0 | 3929280 | 0 | 43222080 | 0 | 0.54143 | 3.7855 | 0 | 0 | 0 | 0 | 0 | 0 | 1.5414 | 0 | 0 | 0 | 0 | 0 | 0 | 0 | 0 | 1.5414 | 0 | 0 | 0 | 0 | 0 | 0 | 0 | 0 | 0 | 0 | 0 | 0 | 0 | 0 | 0 | 0 | 6309118.4862 | 0 | 2127416.7872 | 0 | 6309118.4862 | 2127416.7872
Building Shell - Windows | VS or S NR | Reflective Window Film - Coastal | 4962 | ft2 | 1.35 |  | 0.003 | 13 |  | 1.79 | 10 | 0.96 | 6698.7 | 0 | 8881.98 | 8526.7008 | 14.2906 | 61925.76 | 0 | 619257.6 | 0 | 0.50271 | 3.5343 | 0 | 0 | 0 | 0 | 0 | 0 | 1.438 | 0 | 0 | 0 | 0 | 0 | 0 | 0 | 0 | 1.438 | 0 | 0 | 0 | 0 | 0 | 0 | 0 | 0 | 0 | 0 | 0 | 0 | 0 | 0 | 0 | 0 | 92761.0306 | 0 | 31130.5427 | 0 | 92761.0306 | 31130.5427
Building Shell - Windows | VS or S NR | Reflective Window Film - Inland | 54568 | ft2 | 1.35 |  | 0.003 | 16 |  | 1.79 | 10 | 0.96 | 73666.8 | 0 | 97676.72 | 93769.6512 | 157.1558 | 838164.48 | 0 | 8381644.8 | 0 | 0.50271 | 3.5343 | 0 | 0 | 0 | 0 | 0 | 0 | 1.438 | 0 | 0 | 0 | 0 | 0 | 0 | 0 | 0 | 1.438 | 0 | 0 | 0 | 0 | 0 | 0 | 0 | 0 | 0 | 0 | 0 | 0 | 0 | 0 | 0 | 0 | 1255519.5284 | 0 | 421351.5525 | 0 | 1255519.5284 | 421351.5525
Building Shell - Windows | VS or S NR | Reflective Window Film - Desert | 10554 | ft2 | 1.35 |  | 0.003 | 24 |  | 1.79 | 10 | 0.96 | 14247.9 | 0 | 18891.66 | 18135.9936 | 30.3955 | 243164.16 | 0 | 2431641.6 | 0 | 0.50271 | 3.5343 | 0 | 0 | 0 | 0 | 0 | 0 | 1.438 | 0 | 0 | 0 | 0 | 0 | 0 | 0 | 0 | 1.438 | 0 | 0 | 0 | 0 | 0 | 0 | 0 | 0 | 0 | 0 | 0 | 0 | 0 | 0 | 0 | 0 | 364245.1557 | 0 | 122240.4418 | 0 | 364245.1557 | 122240.4418
Nonresidential - Comprehensive Measures | VS or S NR | Evaporative Coolers | 150 | ton | 123 |  | 0.714 | 1075 |  | 127 | 15 | 0.96 | 18450 | 0 | 19050 | 18288 | 102.816 | 154800 | 0 | 2322000 | 0 | 0.68336 | 4.7167 | 0 | 0 | 0 | 0 | 0 | 0 | 1.9005 | 0 | 0 | 0 | 0 | 0 | 0 | 0 | 0 | 1.9005 | 0 | 0 | 0 | 0 | 0 | 0 | 0 | 0 | 0 | 0 | 0 | 0 | 0 | 0 | 0 | 0 | 306455.5441 | 0 | 105784.668 | 0 | 306455.5441 | 105784.668
Building Shell - Roof Color | VS or S NR | Cool Roof | 6734355 | ft2 | 0.1 |  | 0.00033 | 0.5 |  | 0.21 | 15 | 0.96 | 673435.5 | 0 | 1414214.55 | 1357645.968 | 2133.4437 | 3232490.4 | 0 | 48487356 | 0 | 0.68336 | 4.7167 | 0 | 0 | 0 | 0 | 0 | 0 | 1.9005 | 0 | 0 | 0 | 0 | 0 | 0 | 0 | 0 | 1.9005 | 0 | 0 | 0 | 0 | 0 | 0 | 0 | 0 | 0 | 0 | 0 | 0 | 0 | 0 | 0 | 0 | 6399319.1486 | 0 | 2208965.9163 | 0 | 6399319.1486 | 2208965.9163
|  | Lighting | [10 empty] | 0 | 0 | 0 | 0 | 0 | 0 | 0 | 0 | 0 | 0 | 0 | 0 | 0 | 0 | 0 | 0 | 0 | 0 | 0 | 0 | 0 | 0 | 0 | 0 | 0 | 0 | 0 | 0 | 0 | 0 | 0 | 0 | 0 | 0 | 0 | 0 | 0 | 0 | 0 | 0 | 0 | 0 | 0 | 0 | 0 | 0 | 0 | 0 | 0
Lighting - Interior | VS or S NR | Screw-in Compact Fluorescent Lamp, 5 - 13 watts | 4062 | lamp | 1.5 |  | 0.031 | 145.235 |  | 14.4 | 8 | 0.96 | 6093 | 0 | 58492.8 | 56153.088 | 120.8851 | 566346.7872 | 0 | 4530774.2976 | 0 | 0.42074 | 2.9897 | 0 | 0 | 0 | 0 | 0 | 0 | 1.2124 | 0 | 0 | 0 | 0 | 0 | 0 | 0 | 0 | 1.2124 | 0 | 0 | 0 | 0 | 0 | 0 | 0 | 0 | 0 | 0 | 0 | 0 | 0 | 0 | 0 | 0 | 715270.6915 | 0 | 238282.7641 | 0 | 715270.6915 | 238282.7641
Lighting - Interior | VS or S NR | Screw-in Compact Fluorescent Lamp, 14-26 watts | 501468 | lamp | 3.5 |  | 0.0495 | 231.9075 |  | 11.38 | 8 | 0.96 | 1755138 | 0 | 5706705.84 | 5478437.6064 | 23829.7594 | 111642422.6016 | 0 | 893139380.8128 | 0 | 0.42074 | 2.9897 | 0 | 0 | 0 | 0 | 0 | 0 | 1.2124 | 0 | 0 | 0 | 0 | 0 | 0 | 0 | 0 | 1.2124 | 0 | 0 | 0 | 0 | 0 | 0 | 0 | 0 | 0 | 0 | 0 | 0 | 0 | 0 | 0 | 0 | 140999392.2821 | 0 | 46972041.945 | 0 | 140999392.2821 | 46972041.945
Lighting - Interior | VS or S NR | Screw-in Compact Fluorescent Lamp, 14-26 watts w/ reflector | 20000 | lamp | 6 |  | 0.0495 | 231.9075 |  | 11.38 | 8 | 0.96 | 120000 | 0 | 227600 | 218496 | 950.4 | 4452624 | 0 | 35620992 | 0 | 0.42074 | 2.9897 | 0 | 0 | 0 | 0 | 0 | 0 | 1.2124 | 0 | 0 | 0 | 0 | 0 | 0 | 0 | 0 | 1.2124 | 0 | 0 | 0 | 0 | 0 | 0 | 0 | 0 | 0 | 0 | 0 | 0 | 0 | 0 | 0 | 0 | 5623465.1975 | 0 | 1873381.4299 | 0 | 5623465.1975 | 1873381.4299
Lighting - Interior | VS or S NR | Screw-in Compact Fluorescent Lamp, >=27watts | 59334 | lamp | 4.25 |  | 0.094 | 440.39 |  | 21 | 8 | 0.96 | 252169.5 | 0 | 1246014 | 1196173.44 | 5354.3002 | 25084896.2496 | 0 | 200679169.9968 | 0 | 0.42074 | 2.9897 | 0 | 0 | 0 | 0 | 0 | 0 | 1.2124 | 0 | 0 | 0 | 0 | 0 | 0 | 0 | 0 | 1.2124 | 0 | 0 | 0 | 0 | 0 | 0 | 0 | 0 | 0 | 0 | 0 | 0 | 0 | 0 | 0 | 0 | 31681103.3318 | 0 | 10554131.4078 | 0 | 31681103.3318 | 10554131.4078
Lighting - Interior | VS or S NR | Hardwired Fluorescent Fixture, 5-13 watts | 1826 | fixture | 9 |  | 0.045 | 210.825 |  | 37 | 16 | 0.96 | 16434 | 0 | 67562 | 64859.52 | 78.8832 | 369567.792 | 0 | 5913084.672 | 0 | 0.71598 | 4.9297 | 0 | 0 | 0 | 0 | 0 | 0 | 1.9781 | 0 | 0 | 0 | 0 | 0 | 0 | 0 | 0 | 1.9781 | 0 | 0 | 0 | 0 | 0 | 0 | 0 | 0 | 0 | 0 | 0 | 0 | 0 | 0 | 0 | 0 | 761490.0275 | 0 | 264602.9542 | 0 | 761490.0275 | 264602.9542
Lighting - Interior | VS or S NR | Hardwired Fluorescent Fixture, 14-26 watts | 3868 | fixture | 11 |  | 0.074 | 346.69 |  | 44 | 16 | 0.96 | 42548 | 0 | 170192 | 163384.32 | 274.7827 | 1287357.0432 | 0 | 20597712.6912 | 0 | 0.71598 | 4.9297 | 0 | 0 | 0 | 0 | 0 | 0 | 1.9781 | 0 | 0 | 0 | 0 | 0 | 0 | 0 | 0 | 1.9781 | 0 | 0 | 0 | 0 | 0 | 0 | 0 | 0 | 0 | 0 | 0 | 0 | 0 | 0 | 0 | 0 | 2652583.833 | 0 | 921721.2216 | 0 | 2652583.833 | 921721.2216
Lighting - Interior | VS or S NR | Hardwired Fluorescent Fixture, 27-65 watts(incandescent basecase) | 2818 | fixture | 12.5 |  | 0.142 | 665.27 |  | 91 | 16 | 0.96 | 35225 | 0 | 256438 | 246180.48 | 384.1498 | 1799741.6256 | 0 | 28795866.0096 | 0 | 0.71598 | 4.9297 | 0 | 0 | 0 | 0 | 0 | 0 | 1.9781 | 0 | 0 | 0 | 0 | 0 | 0 | 0 | 0 | 1.9781 | 0 | 0 | 0 | 0 | 0 | 0 | 0 | 0 | 0 | 0 | 0 | 0 | 0 | 0 | 0 | 0 | 3708346.1538 | 0 | 1288578.0666 | 0 | 3708346.1538 | 1288578.0666
Lighting - Interior | VS or S NR | Hardwired Fluorescent Fixture, 27-65 watts(mercury vapor basecase) | 56 | fixture | 11.5 |  | 0.067 | 313.895 |  | 91 | 16 | 0.96 | 644 | 0 | 5096 | 4892.16 | 3.6019 | 16874.9952 | 0 | 269999.9232 | 0 | 0.71598 | 4.9297 | 0 | 0 | 0 | 0 | 0 | 0 | 1.9781 | 0 | 0 | 0 | 0 | 0 | 0 | 0 | 0 | 1.9781 | 0 | 0 | 0 | 0 | 0 | 0 | 0 | 0 | 0 | 0 | 0 | 0 | 0 | 0 | 0 | 0 | 34770.7263 | 0 | 12082.1502 | 0 | 34770.7263 | 12082.1502
Lighting - Interior | VS or S NR | Hardwired Fluorescent Fixture, 66-90 watts(incandescent base case) | 200 | fixture | 18 |  | 0.216 | 1011.96 |  | 141 | 16 | 0.96 | 3600 | 0 | 28200 | 27072 | 41.472 | 194296.32 | 0 | 3108741.12 | 0 | 0.71598 | 4.9297 | 0 | 0 | 0 | 0 | 0 | 0 | 1.9781 | 0 | 0 | 0 | 0 | 0 | 0 | 0 | 0 | 1.9781 | 0 | 0 | 0 | 0 | 0 | 0 | 0 | 0 | 0 | 0 | 0 | 0 | 0 | 0 | 0 | 0 | 400345.25 | 0 | 139112.1774 | 0 | 400345.25 | 139112.1774
Lighting - Interior | VS or S NR | Hardwired Fluorescent Fixture, 66-90 watts(mercury vapor base case) | 20 | fixture | 17 |  | 0.116 | 543.46 |  | 141 | 16 | 0.96 | 340 | 0 | 2820 | 2707.2 | 2.2272 | 10434.432 | 0 | 166950.912 | 0 | 0.71598 | 4.9297 | 0 | 0 | 0 | 0 | 0 | 0 | 1.9781 | 0 | 0 | 0 | 0 | 0 | 0 | 0 | 0 | 1.9781 | 0 | 0 | 0 | 0 | 0 | 0 | 0 | 0 | 0 | 0 | 0 | 0 | 0 | 0 | 0 | 0 | 21500.0227 | 0 | 7470.8392 | 0 | 21500.0227 | 7470.8392
Lighting - Interior | VS or S NR | Hardwired Fluorescent Fixture, >90 watts(incandescent base case) | 270 | fixture | 22.5 |  | 0.216 | 1011.96 |  | 141 | 16 | 0.96 | 6075 | 0 | 38070 | 36547.2 | 55.9872 | 262300.032 | 0 | 4196800.512 | 0 | 0.71598 | 4.9297 | 0 | 0 | 0 | 0 | 0 | 0 | 1.9781 | 0 | 0 | 0 | 0 | 0 | 0 | 0 | 0 | 1.9781 | 0 | 0 | 0 | 0 | 0 | 0 | 0 | 0 | 0 | 0 | 0 | 0 | 0 | 0 | 0 | 0 | 540466.0874 | 0 | 187801.4395 | 0 | 540466.0874 | 187801.4395
Lighting - Interior | VS or S NR | Hardwired Fluorescent Fixture, >90 watts(mercury vapor base case) | 0 | fixture | 21.5 |  | 0.116 | 543.46 |  | 141 | 16 | 0.96 | 0 | 0 | 0 | 0 | 0 | 0 | 0 | 0 | 0 | 0.71598 | 4.9297 | 0 | 0 | 0 | 0 | 0 | 0 | 1.9781 | 0 | 0 | 0 | 0 | 0 | 0 | 0 | 0 | 1.9781 | 0 | 0 | 0 | 0 | 0 | 0 | 0 | 0 | 0 | 0 | 0 | 0 | 0 | 0 | 0 | 0 | 0 | 0 | 0 | 0 | 0 | 0
Lighting - Interior | VS or S NR | Induction Lamps and fixtures 55 - 100 watts | 20 | fixture | 35 |  | 0.18 | 843.3 |  | 295 | 16 | 0.96 | 700 | 0 | 5900 | 5664 | 3.456 | 16191.36 | 0 | 259061.76 | 0 | 0.71598 | 4.9297 | 0 | 0 | 0 | 0 | 0 | 0 | 1.9781 | 0 | 0 | 0 | 0 | 0 | 0 | 0 | 0 | 1.9781 | 0 | 0 | 0 | 0 | 0 | 0 | 0 | 0 | 0 | 0 | 0 | 0 | 0 | 0 | 0 | 0 | 33362.1042 | 0 | 11592.6815 | 0 | 33362.1042 | 11592.6815
Lighting - Interior | VS or S NR | Induction Lamps and fixtures >100 watts | 0 | fixture | 50 |  | 0.343 | 1606.955 |  | 135 | 16 | 0.96 | 0 | 0 | 0 | 0 | 0 | 0 | 0 | 0 | 0 | 0.71598 | 4.9297 | 0 | 0 | 0 | 0 | 0 | 0 | 1.9781 | 0 | 0 | 0 | 0 | 0 | 0 | 0 | 0 | 1.9781 | 0 | 0 | 0 | 0 | 0 | 0 | 0 | 0 | 0 | 0 | 0 | 0 | 0 | 0 | 0 | 0 | 0 | 0 | 0 | 0 | 0 | 0
Lighting - Comprehensive Measures | VS or S NR | LED Exit Sign | 5000 | fixture | 27 |  | 0.0424 | 351.36 |  | 111 | 16 | 0.96 | 135000 | 0 | 555000 | 532800 | 203.52 | 1686528 | 0 | 26984448 | 0 | 0.71598 | 4.9297 | 0 | 0 | 0 | 0 | 0 | 0 | 1.9781 | 0 | 0 | 0 | 0 | 0 | 0 | 0 | 0 | 1.9781 | 0 | 0 | 0 | 0 | 0 | 0 | 0 | 0 | 0 | 0 | 0 | 0 | 0 | 0 | 0 | 0 | 3475070.8285 | 0 | 1207519.4342 | 0 | 3475070.8285 | 1207519.4342
Lighting - Comprehensive Measures | VS or S NR | LED Channel Signage (Red) indoor <2ft | 0 | foot | 4 |  | 0.01 | 43.68 |  | 18 | 16 | 0.96 | 0 | 0 | 0 | 0 | 0 | 0 | 0 | 0 | 0 | 0.71598 | 4.9297 | 0 | 0 | 0 | 0 | 0 | 0 | 1.9781 | 0 | 0 | 0 | 0 | 0 | 0 | 0 | 0 | 1.9781 | 0 | 0 | 0 | 0 | 0 | 0 | 0 | 0 | 0 | 0 | 0 | 0 | 0 | 0 | 0 | 0 | 0 | 0 | 0 | 0 | 0 | 0
Lighting - Comprehensive Measures | VS or S NR | LED Channel Signage (Red) indoor >2ft | 0 | foot | 6 |  | 0.02 | 87.36 |  | 33 | 16 | 0.96 | 0 | 0 | 0 | 0 | 0 | 0 | 0 | 0 | 0 | 0.71598 | 4.9297 | 0 | 0 | 0 | 0 | 0 | 0 | 1.9781 | 0 | 0 | 0 | 0 | 0 | 0 | 0 | 0 | 1.9781 | 0 | 0 | 0 | 0 | 0 | 0 | 0 | 0 | 0 | 0 | 0 | 0 | 0 | 0 | 0 | 0 | 0 | 0 | 0 | 0 | 0 | 0
Lighting - Comprehensive Measures | VS or S NR | LED Channel Signage (Red) outdoor <2ft | 0 | foot | 2 |  | 0 | 22 |  | 18 | 16 | 0.96 | 0 | 0 | 0 | 0 | 0 | 0 | 0 | 0 | 0 | 0.71598 | 4.9297 | 0 | 0 | 0 | 0 | 0 | 0 | 1.9781 | 0 | 0 | 0 | 0 | 0 | 0 | 0 | 0 | 1.9781 | 0 | 0 | 0 | 0 | 0 | 0 | 0 | 0 | 0 | 0 | 0 | 0 | 0 | 0 | 0 | 0 | 0 | 0 | 0 | 0 | 0 | 0
Lighting - Comprehensive Measures | VS or S NR | LED Channel Signage (Red) outdoor >2ft | 534 | foot | 3 |  | 0 | 43.8 |  | 33 | 16 | 0.96 | 1602 | 0 | 17622 | 16917.12 | 0 | 22453.632 | 0 | 359258.112 | 0 | 0.71598 | 4.9297 | 0 | 0 | 0 | 0 | 0 | 0 | 1.9781 | 0 | 0 | 0 | 0 | 0 | 0 | 0 | 0 | 1.9781 | 0 | 0 | 0 | 0 | 0 | 0 | 0 | 0 | 0 | 0 | 0 | 0 | 0 | 0 | 0 | 0 | 46265.4409 | 0 | 16076.3397 | 0 | 46265.4409 | 16076.3397
Lighting - Interior | VS or S NR | T-8 or T-5 Lamp and Electronic ballast - 2 foot Installed | 3338 | lamp | 3.5 |  | 0.0099 | 46.3815 |  | 21 | 16 | 0.96 | 11683 | 0 | 70098 | 67294.08 | 31.7244 | 148628.5891 | 0 | 2378057.4259 | 0 | 0.71598 | 4.9297 | 0 | 0 | 0 | 0 | 0 | 0 | 1.9781 | 0 | 0 | 0 | 0 | 0 | 0 | 0 | 0 | 1.9781 | 0 | 0 | 0 | 0 | 0 | 0 | 0 | 0 | 0 | 0 | 0 | 0 | 0 | 0 | 0 | 0 | 306247.4352 | 0 | 106415.0194 | 0 | 306247.4352 | 106415.0194
Lighting - Interior | VS or S NR | T-8 or T-5 Lamp and Electronic, 2-foot lamp removed | 300 | lamp | 4 |  | 0.0375 | 175.6875 |  | 19 | 16 | 0.96 | 1200 | 0 | 5700 | 5472 | 10.8 | 50598 | 0 | 809568 | 0 | 0.71598 | 4.9297 | 0 | 0 | 0 | 0 | 0 | 0 | 1.9781 | 0 | 0 | 0 | 0 | 0 | 0 | 0 | 0 | 1.9781 | 0 | 0 | 0 | 0 | 0 | 0 | 0 | 0 | 0 | 0 | 0 | 0 | 0 | 0 | 0 | 0 | 104256.5755 | 0 | 36227.1295 | 0 | 104256.5755 | 36227.1295
Lighting - Interior | VS or S NR | T-8 or T-5 Lamp and Electronic ballast - 3 foot Installed | 834 | lamp | 4.25 |  | 0.0116 | 54.346 |  | 21 | 16 | 0.96 | 3544.5 | 0 | 17514 | 16813.44 | 9.2874 | 43511.5814 | 0 | 696185.303 | 0 | 0.71598 | 4.9297 | 0 | 0 | 0 | 0 | 0 | 0 | 1.9781 | 0 | 0 | 0 | 0 | 0 | 0 | 0 | 0 | 1.9781 | 0 | 0 | 0 | 0 | 0 | 0 | 0 | 0 | 0 | 0 | 0 | 0 | 0 | 0 | 0 | 0 | 89655.0946 | 0 | 31153.3993 | 0 | 89655.0946 | 31153.3993
Lighting - Interior | VS or S NR | T-8 or T-5 Lamp and Electronic, 3-foot lamp removed | 76 | lamp | 4 |  | 0.044 | 206.14 |  | 19 | 16 | 0.96 | 304 | 0 | 1444 | 1386.24 | 3.2102 | 15039.9744 | 0 | 240639.5904 | 0 | 0.71598 | 4.9297 | 0 | 0 | 0 | 0 | 0 | 0 | 1.9781 | 0 | 0 | 0 | 0 | 0 | 0 | 0 | 0 | 1.9781 | 0 | 0 | 0 | 0 | 0 | 0 | 0 | 0 | 0 | 0 | 0 | 0 | 0 | 0 | 0 | 0 | 30989.6879 | 0 | 10768.313 | 0 | 30989.6879 | 10768.313
Lighting - Interior | VS or S NR | T-8 or T-5 Lamp and Electronic ballast - 4 foot Installed | 451832 | lamp | 4.25 |  | 0.0107 | 50.1295 |  | 4.49 | 16 | 0.96 | 1920286 | 0 | 2028725.68 | 1947576.6528 | 4641.2183 | 21744107.7542 | 0 | 347905724.0678 | 0 | 0.71598 | 4.9297 | 0 | 0 | 0 | 0 | 0 | 0 | 1.9781 | 0 | 0 | 0 | 0 | 0 | 0 | 0 | 0 | 1.9781 | 0 | 0 | 0 | 0 | 0 | 0 | 0 | 0 | 0 | 0 | 0 | 0 | 0 | 0 | 0 | 0 | 44803474.6824 | 0 | 15568334.8823 | 0 | 44803474.6824 | 15568334.8823
Lighting - Interior | VS or S NR | T-8 or T5 Lamp and Electronic, 4-foot lamp removed | 67998 | lamp | 6 |  | 0.043 | 201.455 |  | 35 | 16 | 0.96 | 407988 | 0 | 2379930 | 2284732.8 | 2806.9574 | 13150595.6064 | 0 | 210409529.7024 | 0 | 0.71598 | 4.9297 | 0 | 0 | 0 | 0 | 0 | 0 | 1.9781 | 0 | 0 | 0 | 0 | 0 | 0 | 0 | 0 | 1.9781 | 0 | 0 | 0 | 0 | 0 | 0 | 0 | 0 | 0 | 0 | 0 | 0 | 0 | 0 | 0 | 0 | 27096645.3979 | 0 | 9415556.5552 | 0 | 27096645.3979 | 9415556.5552
Lighting - Interior | VS or S NR | T-8 or T-5 Lamp and Electronic, 8-foot lamp installed | 18162 | lamp | 7.5 |  | 0.009 | 42.165 |  | 19.5 | 16 | 0.96 | 136215 | 0 | 354159 | 339992.64 | 156.9197 | 735168.7008 | 0 | 11762699.2128 | 0 | 0.71598 | 4.9297 | 0 | 0 | 0 | 0 | 0 | 0 | 1.9781 | 0 | 0 | 0 | 0 | 0 | 0 | 0 | 0 | 1.9781 | 0 | 0 | 0 | 0 | 0 | 0 | 0 | 0 | 0 | 0 | 0 | 0 | 0 | 0 | 0 | 0 | 1514806.3395 | 0 | 526365.7014 | 0 | 1514806.3395 | 526365.7014
Lighting - Interior | VS or S NR | T-8 or T-5 Lamp and Electronic, 8-foot lamp removed | 2852 | lamp | 9 |  | 0.079 | 370.115 |  | 50 | 16 | 0.96 | 25668 | 0 | 142600 | 136896 | 216.2957 | 1013345.2608 | 0 | 16213524.1728 | 0 | 0.71598 | 4.9297 | 0 | 0 | 0 | 0 | 0 | 0 | 1.9781 | 0 | 0 | 0 | 0 | 0 | 0 | 0 | 0 | 1.9781 | 0 | 0 | 0 | 0 | 0 | 0 | 0 | 0 | 0 | 0 | 0 | 0 | 0 | 0 | 0 | 0 | 2087985.8236 | 0 | 725534.4091 | 0 | 2087985.8236 | 725534.4091
Lighting - Interior | VS or S NR | Electronic Ballast, Non-Dimming | 774 | lamp controlled | 2 |  | 0.007 | 32.795 |  | 13 | 16 | 0.96 | 1548 | 0 | 10062 | 9659.52 | 5.2013 | 24367.9968 | 0 | 389887.9488 | 0 | 0.71598 | 4.9297 | 0 | 0 | 0 | 0 | 0 | 0 | 1.9781 | 0 | 0 | 0 | 0 | 0 | 0 | 0 | 0 | 1.9781 | 0 | 0 | 0 | 0 | 0 | 0 | 0 | 0 | 0 | 0 | 0 | 0 | 0 | 0 | 0 | 0 | 50209.9668 | 0 | 17446.9856 | 0 | 50209.9668 | 17446.9856
Lighting - Interior | VS or S NR | Electronic Ballast, Dimming(with daylighting) | 16456 | lamp controlled | 10 |  | 0.013 | 60.905 |  | 42 | 16 | 0.96 | 164560 | 0 | 691152 | 663505.92 | 205.3709 | 962162.5728 | 0 | 15394601.1648 | 0 | 0.71598 | 4.9297 | 0 | 0 | 0 | 0 | 0 | 0 | 1.9781 | 0 | 0 | 0 | 0 | 0 | 0 | 0 | 0 | 1.9781 | 0 | 0 | 0 | 0 | 0 | 0 | 0 | 0 | 0 | 0 | 0 | 0 | 0 | 0 | 0 | 0 | 1982524.5054 | 0 | 688888.655 | 0 | 1982524.5054 | 688888.655
Lighting - Interior | VS or S NR | Interior pulse start HID fixture 0-35 watts incandescent basecase | 0 | lamp | 18 |  | 0.055 | 257.675 |  | 133 | 16 | 0.96 | 0 | 0 | 0 | 0 | 0 | 0 | 0 | 0 | 0 | 0.71598 | 4.9297 | 0 | 0 | 0 | 0 | 0 | 0 | 1.9781 | 0 | 0 | 0 | 0 | 0 | 0 | 0 | 0 | 1.9781 | 0 | 0 | 0 | 0 | 0 | 0 | 0 | 0 | 0 | 0 | 0 | 0 | 0 | 0 | 0 | 0 | 0 | 0 | 0 | 0 | 0 | 0
Lighting - Interior | VS or S NR | Interior pulse start HID fixture 0-35 watts mercury vapor basecase | 0 | lamp | 12.5 |  | 0.029 | 135.865 |  | 60 | 16 | 0.96 | 0 | 0 | 0 | 0 | 0 | 0 | 0 | 0 | 0 | 0.71598 | 4.9297 | 0 | 0 | 0 | 0 | 0 | 0 | 1.9781 | 0 | 0 | 0 | 0 | 0 | 0 | 0 | 0 | 1.9781 | 0 | 0 | 0 | 0 | 0 | 0 | 0 | 0 | 0 | 0 | 0 | 0 | 0 | 0 | 0 | 0 | 0 | 0 | 0 | 0 | 0 | 0
Lighting - Interior | VS or S NR | Interior pulse start HID fixture 36-70 watts incandescent basecase | 0 | lamp | 25 |  | 0.11 | 515.35 |  | 171 | 16 | 0.96 | 0 | 0 | 0 | 0 | 0 | 0 | 0 | 0 | 0 | 0.71598 | 4.9297 | 0 | 0 | 0 | 0 | 0 | 0 | 1.9781 | 0 | 0 | 0 | 0 | 0 | 0 | 0 | 0 | 1.9781 | 0 | 0 | 0 | 0 | 0 | 0 | 0 | 0 | 0 | 0 | 0 | 0 | 0 | 0 | 0 | 0 | 0 | 0 | 0 | 0 | 0 | 0
Lighting - Interior | VS or S NR | Interior pulse start HID fixture 36-70 watts mercury vapor basecase | 186 | lamp | 18 |  | 0.035 | 163.975 |  | 70 | 16 | 0.96 | 3348 | 0 | 13020 | 12499.2 | 6.2496 | 29279.376 | 0 | 468470.016 | 0 | 0.71598 | 4.9297 | 0 | 0 | 0 | 0 | 0 | 0 | 1.9781 | 0 | 0 | 0 | 0 | 0 | 0 | 0 | 0 | 1.9781 | 0 | 0 | 0 | 0 | 0 | 0 | 0 | 0 | 0 | 0 | 0 | 0 | 0 | 0 | 0 | 0 | 60329.805 | 0 | 20963.4323 | 0 | 60329.805 | 20963.4323
Lighting - Interior | VS or S NR | Interior pulse start HID fixture 71-100 watts incandescent basecase | 118 | lamp | 40 |  | 0.171 | 801.135 |  | 100 | 16 | 0.96 | 4720 | 0 | 11800 | 11328 | 19.3709 | 90752.5728 | 0 | 1452041.1648 | 0 | 0.71598 | 4.9297 | 0 | 0 | 0 | 0 | 0 | 0 | 1.9781 | 0 | 0 | 0 | 0 | 0 | 0 | 0 | 0 | 1.9781 | 0 | 0 | 0 | 0 | 0 | 0 | 0 | 0 | 0 | 0 | 0 | 0 | 0 | 0 | 0 | 0 | 186994.5938 | 0 | 64976.9795 | 0 | 186994.5938 | 64976.9795
Lighting - Interior | VS or S NR | Interior pulse start HID fixture 71-100 watts mercury vapor basecase | 22 | lamp | 38 |  | 0.071 | 332.635 |  | 80 | 16 | 0.96 | 836 | 0 | 1760 | 1689.6 | 1.4995 | 7025.2512 | 0 | 112404.0192 | 0 | 0.71598 | 4.9297 | 0 | 0 | 0 | 0 | 0 | 0 | 1.9781 | 0 | 0 | 0 | 0 | 0 | 0 | 0 | 0 | 1.9781 | 0 | 0 | 0 | 0 | 0 | 0 | 0 | 0 | 0 | 0 | 0 | 0 | 0 | 0 | 0 | 0 | 14475.4463 | 0 | 5029.9357 | 0 | 14475.4463 | 5029.9357
Lighting - Interior | VS or S NR | Interior pulse start HID fixture 101-175 watts incandescent basecase | 32 | lamp | 40 |  | 0.29 | 1358.65 |  | 32 | 16 | 0.96 | 1280 | 0 | 1024 | 983.04 | 8.9088 | 41737.728 | 0 | 667803.648 | 0 | 0.71598 | 4.9297 | 0 | 0 | 0 | 0 | 0 | 0 | 1.9781 | 0 | 0 | 0 | 0 | 0 | 0 | 0 | 0 | 1.9781 | 0 | 0 | 0 | 0 | 0 | 0 | 0 | 0 | 0 | 0 | 0 | 0 | 0 | 0 | 0 | 0 | 86000.0907 | 0 | 29883.3566 | 0 | 86000.0907 | 29883.3566
Lighting - Interior | VS or S NR | Interior pulse start HID fixture 101-175 watts mercury vapro basecase | 8 | lamp | 38 |  | 0.075 | 351.375 |  | 150 | 16 | 0.96 | 304 | 0 | 1200 | 1152 | 0.576 | 2698.56 | 0 | 43176.96 | 0 | 0.71598 | 4.9297 | 0 | 0 | 0 | 0 | 0 | 0 | 1.9781 | 0 | 0 | 0 | 0 | 0 | 0 | 0 | 0 | 1.9781 | 0 | 0 | 0 | 0 | 0 | 0 | 0 | 0 | 0 | 0 | 0 | 0 | 0 | 0 | 0 | 0 | 5560.3507 | 0 | 1932.1136 | 0 | 5560.3507 | 1932.1136
Lighting - Interior | VS or S NR | Interior pulse start HID fixture 176 - 250 watts mercury vapro basecase | 120 | lamp | 38 |  | 0.182 | 852.67 |  | 150 | 16 | 0.96 | 4560 | 0 | 18000 | 17280 | 20.9664 | 98227.584 | 0 | 1571641.344 | 0 | 0.71598 | 4.9297 | 0 | 0 | 0 | 0 | 0 | 0 | 1.9781 | 0 | 0 | 0 | 0 | 0 | 0 | 0 | 0 | 1.9781 | 0 | 0 | 0 | 0 | 0 | 0 | 0 | 0 | 0 | 0 | 0 | 0 | 0 | 0 | 0 | 0 | 202396.7653 | 0 | 70328.9341 | 0 | 202396.7653 | 70328.9341
Lighting - Interior | VS or S NR | Interior pulse start HID fixture 176-250 watts incandescent basecase | 26 | lamp | 40 |  | 0.462 | 2164.47 |  | 32 | 16 | 0.96 | 1040 | 0 | 832 | 798.72 | 11.5315 | 54025.1712 | 0 | 864402.7392 | 0 | 0.71598 | 4.9297 | 0 | 0 | 0 | 0 | 0 | 0 | 1.9781 | 0 | 0 | 0 | 0 | 0 | 0 | 0 | 0 | 1.9781 | 0 | 0 | 0 | 0 | 0 | 0 | 0 | 0 | 0 | 0 | 0 | 0 | 0 | 0 | 0 | 0 | 111318.2209 | 0 | 38680.9138 | 0 | 111318.2209 | 38680.9138
Lighting - Interior | VS or S NR | Interior pulse start HID fixture 251 - 400 watts mercury vapro basecase | 0 | lamp | 48 |  | 0.483 | 2262.855 |  | 150 | 16 | 0.96 | 0 | 0 | 0 | 0 | 0 | 0 | 0 | 0 | 0 | 0.71598 | 4.9297 | 0 | 0 | 0 | 0 | 0 | 0 | 1.9781 | 0 | 0 | 0 | 0 | 0 | 0 | 0 | 0 | 1.9781 | 0 | 0 | 0 | 0 | 0 | 0 | 0 | 0 | 0 | 0 | 0 | 0 | 0 | 0 | 0 | 0 | 0 | 0 | 0 | 0 | 0 | 0
Lighting - Interior | VS or S NR | Interior pulse start HID fixture 251-400 watts incandescent basecase | 150 | lamp | 50 |  | 0.634 | 2970.29 |  | 32 | 16 | 0.96 | 7500 | 0 | 4800 | 4608 | 91.296 | 427721.76 | 0 | 6843548.16 | 0 | 0.71598 | 4.9297 | 0 | 0 | 0 | 0 | 0 | 0 | 1.9781 | 0 | 0 | 0 | 0 | 0 | 0 | 0 | 0 | 1.9781 | 0 | 0 | 0 | 0 | 0 | 0 | 0 | 0 | 0 | 0 | 0 | 0 | 0 | 0 | 0 | 0 | 881315.585 | 0 | 306240.0017 | 0 | 881315.585 | 306240.0017
Lighting - Exterior | VS or S NR | Exterior pulse start HID fixture 0-100 watts incandescent basecase | 0 | lamp | 36 |  | 0.188 | 754.82 |  | 95 | 16 | 0.96 | 0 | 0 | 0 | 0 | 0 | 0 | 0 | 0 | 0 | 0.71598 | 4.9297 | 0 | 0 | 0 | 0 | 0 | 0 | 1.9781 | 0 | 0 | 0 | 0 | 0 | 0 | 0 | 0 | 1.9781 | 0 | 0 | 0 | 0 | 0 | 0 | 0 | 0 | 0 | 0 | 0 | 0 | 0 | 0 | 0 | 0 | 0 | 0 | 0 | 0 | 0 | 0
Lighting - Exterior | VS or S NR | Exterior pulse start HID fixture 0-100 watts mercury vapor basecase | 376 | lamp | 22 |  | 0.088 | 353.32 |  | 95 | 16 | 0.96 | 8272 | 0 | 35720 | 34291.2 | 31.7645 | 127534.3872 | 0 | 2040550.1952 | 0 | 0.71598 | 4.9297 | 0 | 0 | 0 | 0 | 0 | 0 | 1.9781 | 0 | 0 | 0 | 0 | 0 | 0 | 0 | 0 | 1.9781 | 0 | 0 | 0 | 0 | 0 | 0 | 0 | 0 | 0 | 0 | 0 | 0 | 0 | 0 | 0 | 0 | 262783.0837 | 0 | 91312.0038 | 0 | 262783.0837 | 91312.0038
Lighting - Exterior | VS or S NR | Exterior pulse start HID fixture 101-175 watts incandescent basecase | 0 | lamp | 64 |  | 0.33 | 1324.95 |  | 150 | 16 | 0.96 | 0 | 0 | 0 | 0 | 0 | 0 | 0 | 0 | 0 | 0.71598 | 4.9297 | 0 | 0 | 0 | 0 | 0 | 0 | 1.9781 | 0 | 0 | 0 | 0 | 0 | 0 | 0 | 0 | 1.9781 | 0 | 0 | 0 | 0 | 0 | 0 | 0 | 0 | 0 | 0 | 0 | 0 | 0 | 0 | 0 | 0 | 0 | 0 | 0 | 0 | 0 | 0
Lighting - Exterior | VS or S NR | Exterior pulse start HID fixture 101-175 watts mercury vapor basecas | 0 | lamp | 30 |  | 0.115 | 461.725 |  | 150 | 16 | 0.96 | 0 | 0 | 0 | 0 | 0 | 0 | 0 | 0 | 0 | 0.71598 | 4.9297 | 0 | 0 | 0 | 0 | 0 | 0 | 1.9781 | 0 | 0 | 0 | 0 | 0 | 0 | 0 | 0 | 1.9781 | 0 | 0 | 0 | 0 | 0 | 0 | 0 | 0 | 0 | 0 | 0 | 0 | 0 | 0 | 0 | 0 | 0 | 0 | 0 | 0 | 0 | 0
Lighting - Exterior | VS or S NR | Exterior pulse start HID fixture > 176 watts incandescent basecase | 46 | lamp | 100 |  | 0.482 | 1935.23 |  | 200 | 16 | 0.96 | 4600 | 0 | 9200 | 8832 | 21.2851 | 85459.7568 | 0 | 1367356.1088 | 0 | 0.71598 | 4.9297 | 0 | 0 | 0 | 0 | 0 | 0 | 1.9781 | 0 | 0 | 0 | 0 | 0 | 0 | 0 | 0 | 1.9781 | 0 | 0 | 0 | 0 | 0 | 0 | 0 | 0 | 0 | 0 | 0 | 0 | 0 | 0 | 0 | 0 | 176088.8096 | 0 | 61187.4319 | 0 | 176088.8096 | 61187.4319
Lighting - Exterior | VS or S NR | Exterior pulse start HID fixture > 176 watts mercury vapor basecase | 358 | lamp | 48 |  | 0.186 | 746.79 |  | 200 | 16 | 0.96 | 17184 | 0 | 71600 | 68736 | 63.9245 | 256656.7872 | 0 | 4106508.5952 | 0 | 0.71598 | 4.9297 | 0 | 0 | 0 | 0 | 0 | 0 | 1.9781 | 0 | 0 | 0 | 0 | 0 | 0 | 0 | 0 | 1.9781 | 0 | 0 | 0 | 0 | 0 | 0 | 0 | 0 | 0 | 0 | 0 | 0 | 0 | 0 | 0 | 0 | 528838.2488 | 0 | 183760.9921 | 0 | 528838.2488 | 183760.9921
Lighting - Interior | VS or S NR | Ceramic Metal Halide (CMH) ,75 watts | 198 | lamp | 25 |  | 0.0733 | 343 |  | 75 | 16 | 0.96 | 4950 | 0 | 14850 | 14256 | 13.9329 | 65197.44 | 0 | 1043159.04 | 0 | 0.71598 | 4.9297 | 0 | 0 | 0 | 0 | 0 | 0 | 1.9781 | 0 | 0 | 0 | 0 | 0 | 0 | 0 | 0 | 1.9781 | 0 | 0 | 0 | 0 | 0 | 0 | 0 | 0 | 0 | 0 | 0 | 0 | 0 | 0 | 0 | 0 | 134338.5475 | 0 | 46680.0289 | 0 | 134338.5475 | 46680.0289
Lighting - Interior | VS or S NR | Interior Pulse Start Metal Halide (400 W replacements) | 564 | lamp | 45 |  | 0.111 | 444 |  | 128 | 10 | 0.96 | 25380 | 0 | 72192 | 69304.32 | 60.0998 | 240399.36 | 0 | 2403993.6 | 0 | 0.50271 | 3.5343 | 0 | 0 | 0 | 0 | 0 | 0 | 1.438 | 0 | 0 | 0 | 0 | 0 | 0 | 0 | 0 | 1.438 | 0 | 0 | 0 | 0 | 0 | 0 | 0 | 0 | 0 | 0 | 0 | 0 | 0 | 0 | 0 | 0 | 360103.653 | 0 | 120850.5562 | 0 | 360103.653 | 120850.5562
Lighting - Interior | VS or S NR | Interior HO T-5 4 lamp fixture retrofits | 986 | lamp | 75 |  | 0.224 | 896 |  | 252 | 16 | 0.96 | 73950 | 0 | 248472 | 238533.12 | 212.0294 | 848117.76 | 0 | 13569884.16 | 0 | 0.71598 | 4.9297 | 0 | 0 | 0 | 0 | 0 | 0 | 1.9781 | 0 | 0 | 0 | 0 | 0 | 0 | 0 | 0 | 1.9781 | 0 | 0 | 0 | 0 | 0 | 0 | 0 | 0 | 0 | 0 | 0 | 0 | 0 | 0 | 0 | 0 | 1747536.5289 | 0 | 607234.9096 | 0 | 1747536.5289 | 607234.9096
Lighting - Controls | VS or S NR | Occupancy Sensor wall mounted | 0 | sensor | 16.5 |  | 0.089 | 416.965 |  | 45 | 8 | 0.96 | 0 | 0 | 0 | 0 | 0 | 0 | 0 | 0 | 0 | 0.42074 | 2.9897 | 0 | 0 | 0 | 0 | 0 | 0 | 1.2124 | 0 | 0 | 0 | 0 | 0 | 0 | 0 | 0 | 1.2124 | 0 | 0 | 0 | 0 | 0 | 0 | 0 | 0 | 0 | 0 | 0 | 0 | 0 | 0 | 0 | 0 | 0 | 0 | 0 | 0 | 0 | 0
Lighting - Controls | VS or S NR | Occupancy Sensor ceiling mounted | 2216 | sensor | 44 |  | 0.305 | 1428.925 |  | 80 | 8 | 0.96 | 97504 | 0 | 177280 | 170188.8 | 648.8448 | 3039837.888 | 0 | 24318703.104 | 0 | 0.42074 | 2.9897 | 0 | 0 | 0 | 0 | 0 | 0 | 1.2124 | 0 | 0 | 0 | 0 | 0 | 0 | 0 | 0 | 1.2124 | 0 | 0 | 0 | 0 | 0 | 0 | 0 | 0 | 0 | 0 | 0 | 0 | 0 | 0 | 0 | 0 | 3839179.4522 | 0 | 1278970.7483 | 0 | 3839179.4522 | 1278970.7483
Lighting - Controls | VS or S NR | Plug Load sensor | 2994 | sensor | 15 |  | 0.099 | 463.815 |  | 20 | 8 | 0.96 | 44910 | 0 | 59880 | 57484.8 | 284.5498 | 1333115.6256 | 0 | 10664925.0048 | 0 | 0.42074 | 2.9897 | 0 | 0 | 0 | 0 | 0 | 0 | 1.2124 | 0 | 0 | 0 | 0 | 0 | 0 | 0 | 0 | 1.2124 | 0 | 0 | 0 | 0 | 0 | 0 | 0 | 0 | 0 | 0 | 0 | 0 | 0 | 0 | 0 | 0 | 1683665.4801 | 0 | 560890.4001 | 0 | 1683665.4801 | 560890.4001
Lighting - Controls | VS or S NR | Photocell | 604 | photocell | 7 |  | 0.38 | 1780.3 |  | 10 | 8 | 0.96 | 4228 | 0 | 6040 | 5798.4 | 220.3392 | 1032289.152 | 0 | 8258313.216 | 0 | 0.42074 | 2.9897 | 0 | 0 | 0 | 0 | 0 | 0 | 1.2124 | 0 | 0 | 0 | 0 | 0 | 0 | 0 | 0 | 1.2124 | 0 | 0 | 0 | 0 | 0 | 0 | 0 | 0 | 0 | 0 | 0 | 0 | 0 | 0 | 0 | 0 | 1303735.083 | 0 | 434321.723 | 0 | 1303735.083 | 434321.723
Lighting - Controls | VS or S NR | Timeclock | 54 | timeclock | 36 |  | 0.38 | 1780.3 |  | 31 | 8 | 0.96 | 1944 | 0 | 1674 | 1607.04 | 19.6992 | 92290.752 | 0 | 738326.016 | 0 | 0.42074 | 2.9897 | 0 | 0 | 0 | 0 | 0 | 0 | 1.2124 | 0 | 0 | 0 | 0 | 0 | 0 | 0 | 0 | 1.2124 | 0 | 0 | 0 | 0 | 0 | 0 | 0 | 0 | 0 | 0 | 0 | 0 | 0 | 0 | 0 | 0 | 116559.0968 | 0 | 38830.0878 | 0 | 116559.0968 | 38830.0878
|  | Refrigeration | [10 empty] | 0 | 0 | 0 | 0 | 0 | 0 | 0 | 0 | 0 | 0 | 0 | 0 | 0 | 0 | 0 | 0 | 0 | 0 | 0 | 0 | 0 | 0 | 0 | 0 | 0 | 0 | 0 | 0 | 0 | 0 | 0 | 0 | 0 | 0 | 0 | 0 | 0 | 0 | 0 | 0 | 0 | 0 | 0 | 0 | 0 | 0 | 0 | 0 | 0
Nonresidential - Refrigeration | VS or S NR | Night Covers for Display Cases - med temp | 830 | linear ft | 9 |  | 0.1 | 148 |  | 9.25 | 5 | 0.96 | 7470 | 0 | 7677.5 | 7370.4 | 79.68 | 117926.4 | 0 | 589632 | 0 | 0.28433 | 1.9988 | 0 | 0 | 0 | 0 | 0 | 0 | 0.82044 | 0 | 0 | 0 | 0 | 0 | 0 | 0 | 0 | 0.82044 | 0 | 0 | 0 | 0 | 0 | 0 | 0 | 0 | 0 | 0 | 0 | 0 | 0 | 0 | 0 | 0 | 100783.2966 | 0 | 33530.4693 | 0 | 100783.2966 | 33530.4693
Nonresidential - Refrigeration | VS or S NR | Night Covers for Display Cases - low temp | 1836 | linear ft | 9 |  | 0.04 | 59 |  | 9.25 | 5 | 0.96 | 16524 | 0 | 16983 | 16303.68 | 70.5024 | 103991.04 | 0 | 519955.2 | 0 | 0.28433 | 1.9988 | 0 | 0 | 0 | 0 | 0 | 0 | 0.82044 | 0 | 0 | 0 | 0 | 0 | 0 | 0 | 0 | 0.82044 | 0 | 0 | 0 | 0 | 0 | 0 | 0 | 0 | 0 | 0 | 0 | 0 | 0 | 0 | 0 | 0 | 88873.7367 | 0 | 29568.1745 | 0 | 88873.7367 | 29568.1745
Nonresidential - Refrigeration | VS or S NR | Infiltration Barrier for Walk-ins (strip curtains) | 4164 | ft2 | 3 |  | 0.0531 | 465 |  | 14 | 4 | 0.96 | 12492 | 0 | 58296 | 55964.16 | 212.2641 | 1858809.6 | 0 | 7435238.4 | 0 | 0.23474 | 1.626 | 0 | 0 | 0 | 0 | 0 | 0 | 0.67335 | 0 | 0 | 0 | 0 | 0 | 0 | 0 | 0 | 0.67335 | 0 | 0 | 0 | 0 | 0 | 0 | 0 | 0 | 0 | 0 | 0 | 0 | 0 | 0 | 0 | 0 | 1303777.235 | 0 | 436333.6146 | 0 | 1303777.235 | 436333.6146
Nonresidential - Refrigeration | VS or S NR | Retrofit Glass doors on open vertical display cases (Low Temp) | 0 | door | 150 |  | 0.53 | 2812 |  | 400 | 12 | 0.96 | 0 | 0 | 0 | 0 | 0 | 0 | 0 | 0 | 0 | 0.57879 | 4.0305 | 0 | 0 | 0 | 0 | 0 | 0 | 1.6391 | 0 | 0 | 0 | 0 | 0 | 0 | 0 | 0 | 1.6391 | 0 | 0 | 0 | 0 | 0 | 0 | 0 | 0 | 0 | 0 | 0 | 0 | 0 | 0 | 0 | 0 | 0 | 0 | 0 | 0 | 0 | 0
Nonresidential - Refrigeration | VS or S NR | Retrofit Glass doors on open vertical display cases (Medium Case) | 96 | door | 75 |  | 0.24 | 1155 |  | 263 | 12 | 0.96 | 7200 | 0 | 25248 | 24238.08 | 22.1184 | 106444.8 | 0 | 1277337.6 | 0 | 0.57879 | 4.0305 | 0 | 0 | 0 | 0 | 0 | 0 | 1.6391 | 0 | 0 | 0 | 0 | 0 | 0 | 0 | 0 | 1.6391 | 0 | 0 | 0 | 0 | 0 | 0 | 0 | 0 | 0 | 0 | 0 | 0 | 0 | 0 | 0 | 0 | 181743.3838 | 0 | 61609.2683 | 0 | 181743.3838 | 61609.2683
Nonresidential - Refrigeration | VS or S NR | Replace reach in case w/doors with hi eff case with special doors | 28 | linear ft | 200 |  | 0.16 | 1422 |  | 700 | 12 | 0.96 | 5600 | 0 | 19600 | 18816 | 4.3008 | 38223.36 | 0 | 458680.32 | 0 | 0.57879 | 4.0305 | 0 | 0 | 0 | 0 | 0 | 0 | 1.6391 | 0 | 0 | 0 | 0 | 0 | 0 | 0 | 0 | 1.6391 | 0 | 0 | 0 | 0 | 0 | 0 | 0 | 0 | 0 | 0 | 0 | 0 | 0 | 0 | 0 | 0 | 65262.3969 | 0 | 22123.3282 | 0 | 65262.3969 | 22123.3282
Nonresidential - Refrigeration | VS or S NR | New Low Temp reach in Display Case with doors( replace open) | 0 | linear ft | 200 |  | 0.22 | 1208 |  | 450 | 16 | 0.96 | 0 | 0 | 0 | 0 | 0 | 0 | 0 | 0 | 0 | 0.71598 | 4.9297 | 0 | 0 | 0 | 0 | 0 | 0 | 1.9781 | 0 | 0 | 0 | 0 | 0 | 0 | 0 | 0 | 1.9781 | 0 | 0 | 0 | 0 | 0 | 0 | 0 | 0 | 0 | 0 | 0 | 0 | 0 | 0 | 0 | 0 | 0 | 0 | 0 | 0 | 0 | 0
Nonresidential - Refrigeration | VS or S NR | New Medium Temp reach in Display Case with Doors (replace open) | 22 | linear ft | 150 |  | 0.11 | 581 |  | 450 | 16 | 0.96 | 3300 | 0 | 9900 | 9504 | 2.3232 | 12270.72 | 0 | 196331.52 | 0 | 0.71598 | 4.9297 | 0 | 0 | 0 | 0 | 0 | 0 | 1.9781 | 0 | 0 | 0 | 0 | 0 | 0 | 0 | 0 | 1.9781 | 0 | 0 | 0 | 0 | 0 | 0 | 0 | 0 | 0 | 0 | 0 | 0 | 0 | 0 | 0 | 0 | 25283.6722 | 0 | 8785.5837 | 0 | 25283.6722 | 8785.5837
Nonresidential - Refrigeration | VS or S NR | Special Doors with Low Anti-Sweat Heat low temp) | 0 | door | 175 |  | 0.09 | 749 |  | 300 | 12 | 0.96 | 0 | 0 | 0 | 0 | 0 | 0 | 0 | 0 | 0 | 0.57879 | 4.0305 | 0 | 0 | 0 | 0 | 0 | 0 | 1.6391 | 0 | 0 | 0 | 0 | 0 | 0 | 0 | 0 | 1.6391 | 0 | 0 | 0 | 0 | 0 | 0 | 0 | 0 | 0 | 0 | 0 | 0 | 0 | 0 | 0 | 0 | 0 | 0 | 0 | 0 | 0 | 0
Nonresidential - Refrigeration | VS or S NR | Anti-Sweat Heat Controller | 0 | linear ft | 14 |  | 0.04 | 343 |  | 56 | 8 | 0.96 | 0 | 0 | 0 | 0 | 0 | 0 | 0 | 0 | 0 | 0.42074 | 2.9897 | 0 | 0 | 0 | 0 | 0 | 0 | 1.2124 | 0 | 0 | 0 | 0 | 0 | 0 | 0 | 0 | 1.2124 | 0 | 0 | 0 | 0 | 0 | 0 | 0 | 0 | 0 | 0 | 0 | 0 | 0 | 0 | 0 | 0 | 0 | 0 | 0 | 0 | 0 | 0
Nonresidential - Refrigeration | VS or S NR | Insulate Bare Suction Pipes | 100 | linear ft | 1 |  | 0.0018 | 283 |  | 1.72 | 11 | 0.96 | 100 | 0 | 172 | 165.12 | 0.1728 | 27168 | 0 | 298848 | 0 | 0.54143 | 3.7855 | 0 | 0 | 0 | 0 | 0 | 0 | 1.5414 | 0 | 0 | 0 | 0 | 0 | 0 | 0 | 0 | 1.5414 | 0 | 0 | 0 | 0 | 0 | 0 | 0 | 0 | 0 | 0 | 0 | 0 | 0 | 0 | 0 | 0 | 43622.7836 | 0 | 14709.4784 | 0 | 43622.7836 | 14709.4784
Nonresidential - Refrigeration | VS or S NR | Main door Cooler Door Gaskets (Walk-in) |  | linear ft | 4 |  | 0.342 | 2091 |  | 5 | 4 | 0.96 | 0 | 0 | 0 | 0 | 0 | 0 | 0 | 0 | 0 | 0.23474 | 1.626 | 0 | 0 | 0 | 0 | 0 | 0 | 0.67335 | 0 | 0 | 0 | 0 | 0 | 0 | 0 | 0 | 0.67335 | 0 | 0 | 0 | 0 | 0 | 0 | 0 | 0 | 0 | 0 | 0 | 0 | 0 | 0 | 0 | 0 | 0 | 0 | 0 | 0 | 0 | 0
Nonresidential - Refrigeration | VS or S NR | Main Door Freezer Door Gaskets( Walk-in) |  | linear ft | 4 |  | 0.342 | 2091 |  | 5 | 4 | 0.96 | 0 | 0 | 0 | 0 | 0 | 0 | 0 | 0 | 0 | 0.23474 | 1.626 | 0 | 0 | 0 | 0 | 0 | 0 | 0.67335 | 0 | 0 | 0 | 0 | 0 | 0 | 0 | 0 | 0.67335 | 0 | 0 | 0 | 0 | 0 | 0 | 0 | 0 | 0 | 0 | 0 | 0 | 0 | 0 | 0 | 0 | 0 | 0 | 0 | 0 | 0 | 0
Nonresidential - Refrigeration | VS or S NR | Auto-closer for Coolers | 4 | closer | 40 |  | 0 | 1511 |  | 125 | 8 | 0.96 | 160 | 0 | 500 | 480 | 0 | 5802.24 | 0 | 46417.92 | 0 | 0.42074 | 2.9897 | 0 | 0 | 0 | 0 | 0 | 0 | 1.2124 | 0 | 0 | 0 | 0 | 0 | 0 | 0 | 0 | 1.2124 | 0 | 0 | 0 | 0 | 0 | 0 | 0 | 0 | 0 | 0 | 0 | 0 | 0 | 0 | 0 | 0 | 7327.9699 | 0 | 2441.2141 | 0 | 7327.9699 | 2441.2141
Nonresidential - Refrigeration | VS or S NR | Auto-closer for Freezers | 0 | closer | 50 |  | 0 | 2024 |  | 125 | 8 | 0.96 | 0 | 0 | 0 | 0 | 0 | 0 | 0 | 0 | 0 | 0.42074 | 2.9897 | 0 | 0 | 0 | 0 | 0 | 0 | 1.2124 | 0 | 0 | 0 | 0 | 0 | 0 | 0 | 0 | 1.2124 | 0 | 0 | 0 | 0 | 0 | 0 | 0 | 0 | 0 | 0 | 0 | 0 | 0 | 0 | 0 | 0 | 0 | 0 | 0 | 0 | 0 | 0
Nonresidential - Refrigeration | VS or S NR | Auto-closer for Glass Doors for Walk-In Coolers | 0 | closer | 40 |  | 0.57 | 3535 |  | 125 | 8 | 0.96 | 0 | 0 | 0 | 0 | 0 | 0 | 0 | 0 | 0 | 0.42074 | 2.9897 | 0 | 0 | 0 | 0 | 0 | 0 | 1.2124 | 0 | 0 | 0 | 0 | 0 | 0 | 0 | 0 | 1.2124 | 0 | 0 | 0 | 0 | 0 | 0 | 0 | 0 | 0 | 0 | 0 | 0 | 0 | 0 | 0 | 0 | 0 | 0 | 0 | 0 | 0 | 0
Nonresidential - Refrigeration | VS or S NR | Oversized Air Cooled Condenser | 10 | tons | 175 |  | 0.19 | 1559 |  | 350 | 16 | 0.96 | 1750 | 0 | 3500 | 3360 | 1.824 | 14966.4 | 0 | 239462.4 | 0 | 0.71598 | 4.9297 | 0 | 0 | 0 | 0 | 0 | 0 | 1.9781 | 0 | 0 | 0 | 0 | 0 | 0 | 0 | 0 | 1.9781 | 0 | 0 | 0 | 0 | 0 | 0 | 0 | 0 | 0 | 0 | 0 | 0 | 0 | 0 | 0 | 0 | 30838.0887 | 0 | 10715.6352 | 0 | 30838.0887 | 10715.6352
Nonresidential - Refrigeration | VS or S NR | Oversized Evaporative Cooled Condenser | 0 | tons | 75 |  | 0.12 | 938 |  | 279 | 16 | 0.96 | 0 | 0 | 0 | 0 | 0 | 0 | 0 | 0 | 0 | 0.71598 | 4.9297 | 0 | 0 | 0 | 0 | 0 | 0 | 1.9781 | 0 | 0 | 0 | 0 | 0 | 0 | 0 | 0 | 1.9781 | 0 | 0 | 0 | 0 | 0 | 0 | 0 | 0 | 0 | 0 | 0 | 0 | 0 | 0 | 0 | 0 | 0 | 0 | 0 | 0 | 0 | 0
Nonresidential - Refrigeration | VS or S NR | Air cooled to Evaporative cooled condensers -conventional | 0 | tons | 195 |  | 0.48 | 2828 |  | 500 | 16 | 0.96 | 0 | 0 | 0 | 0 | 0 | 0 | 0 | 0 | 0 | 0.71598 | 4.9297 | 0 | 0 | 0 | 0 | 0 | 0 | 1.9781 | 0 | 0 | 0 | 0 | 0 | 0 | 0 | 0 | 1.9781 | 0 | 0 | 0 | 0 | 0 | 0 | 0 | 0 | 0 | 0 | 0 | 0 | 0 | 0 | 0 | 0 | 0 | 0 | 0 | 0 | 0 | 0
Nonresidential - Refrigeration | VS or S NR | Air cooled to Evaporative cooled condensers - multiplex | 0 | tons | 195 |  | 0.55 | 1900 |  | 390 | 16 | 0.96 | 0 | 0 | 0 | 0 | 0 | 0 | 0 | 0 | 0 | 0.71598 | 4.9297 | 0 | 0 | 0 | 0 | 0 | 0 | 1.9781 | 0 | 0 | 0 | 0 | 0 | 0 | 0 | 0 | 1.9781 | 0 | 0 | 0 | 0 | 0 | 0 | 0 | 0 | 0 | 0 | 0 | 0 | 0 | 0 | 0 | 0 | 0 | 0 | 0 | 0 | 0 | 0
Nonresidential - Refrigeration | VS or S NR | Multiplex Compressor System air cooled | 0 | tons | 300 |  | 0.3 | 2750 |  | 1750 | 12 | 0.96 | 0 | 0 | 0 | 0 | 0 | 0 | 0 | 0 | 0 | 0.57879 | 4.0305 | 0 | 0 | 0 | 0 | 0 | 0 | 1.6391 | 0 | 0 | 0 | 0 | 0 | 0 | 0 | 0 | 1.6391 | 0 | 0 | 0 | 0 | 0 | 0 | 0 | 0 | 0 | 0 | 0 | 0 | 0 | 0 | 0 | 0 | 0 | 0 | 0 | 0 | 0 | 0
Nonresidential - Refrigeration | VS or S NR | Multiplex Compressor System - evap cooled | 0 | tons | 300 |  | 0.15 | 1500 |  | 1750 | 12 | 0.96 | 0 | 0 | 0 | 0 | 0 | 0 | 0 | 0 | 0 | 0.57879 | 4.0305 | 0 | 0 | 0 | 0 | 0 | 0 | 1.6391 | 0 | 0 | 0 | 0 | 0 | 0 | 0 | 0 | 1.6391 | 0 | 0 | 0 | 0 | 0 | 0 | 0 | 0 | 0 | 0 | 0 | 0 | 0 | 0 | 0 | 0 | 0 | 0 | 0 | 0 | 0 | 0
Nonresidential - Refrigeration | VS or S NR | Multiplex Compressor System w/ eff cond - air cooled | 0 | tons | 300 |  | 0.3 | 2850 |  | 1750 | 12 | 0.96 | 0 | 0 | 0 | 0 | 0 | 0 | 0 | 0 | 0 | 0.57879 | 4.0305 | 0 | 0 | 0 | 0 | 0 | 0 | 1.6391 | 0 | 0 | 0 | 0 | 0 | 0 | 0 | 0 | 1.6391 | 0 | 0 | 0 | 0 | 0 | 0 | 0 | 0 | 0 | 0 | 0 | 0 | 0 | 0 | 0 | 0 | 0 | 0 | 0 | 0 | 0 | 0
Nonresidential - Refrigeration | VS or S NR | Multiplex Compressor System w/ eff cond - evap cooled | 0 | tons | 300 |  | 0.15 | 1500 |  | 1750 | 12 | 0.96 | 0 | 0 | 0 | 0 | 0 | 0 | 0 | 0 | 0 | 0.57879 | 4.0305 | 0 | 0 | 0 | 0 | 0 | 0 | 1.6391 | 0 | 0 | 0 | 0 | 0 | 0 | 0 | 0 | 1.6391 | 0 | 0 | 0 | 0 | 0 | 0 | 0 | 0 | 0 | 0 | 0 | 0 | 0 | 0 | 0 | 0 | 0 | 0 | 0 | 0 | 0 | 0
Nonresidential - Refrigeration | VS or S NR | Floating Head Pressure Controller - air cooled | 0 | tons | 70 |  | 0.12 | 900 |  | 279 | 16 | 0.96 | 0 | 0 | 0 | 0 | 0 | 0 | 0 | 0 | 0 | 0.71598 | 4.9297 | 0 | 0 | 0 | 0 | 0 | 0 | 1.9781 | 0 | 0 | 0 | 0 | 0 | 0 | 0 | 0 | 1.9781 | 0 | 0 | 0 | 0 | 0 | 0 | 0 | 0 | 0 | 0 | 0 | 0 | 0 | 0 | 0 | 0 | 0 | 0 | 0 | 0 | 0 | 0
Nonresidential - Refrigeration | VS or S NR | Floating Head Pressure Controller - evap cooled | 0 | tons | 70 |  | 0 | 420 |  | 300 | 16 | 0.96 | 0 | 0 | 0 | 0 | 0 | 0 | 0 | 0 | 0 | 0.71598 | 4.9297 | 0 | 0 | 0 | 0 | 0 | 0 | 1.9781 | 0 | 0 | 0 | 0 | 0 | 0 | 0 | 0 | 1.9781 | 0 | 0 | 0 | 0 | 0 | 0 | 0 | 0 | 0 | 0 | 0 | 0 | 0 | 0 | 0 | 0 | 0 | 0 | 0 | 0 | 0 | 0
Nonresidential - Refrigeration | VS or S NR | Efficient Evaporator Fan Motors (SHP to PSC) | 0 | motor | 20 |  | 0.011 | 336 |  | 76 | 16 | 0.96 | 0 | 0 | 0 | 0 | 0 | 0 | 0 | 0 | 0 | 0.71598 | 4.9297 | 0 | 0 | 0 | 0 | 0 | 0 | 1.9781 | 0 | 0 | 0 | 0 | 0 | 0 | 0 | 0 | 1.9781 | 0 | 0 | 0 | 0 | 0 | 0 | 0 | 0 | 0 | 0 | 0 | 0 | 0 | 0 | 0 | 0 | 0 | 0 | 0 | 0 | 0 | 0
Nonresidential - Refrigeration | VS or S NR | Efficient Evaporator Fan Motors (SHP to ECM) | 0 | motor | 15 |  | 0.021 | 673 |  | 76 | 16 | 0.96 | 0 | 0 | 0 | 0 | 0 | 0 | 0 | 0 | 0 | 0.71598 | 4.9297 | 0 | 0 | 0 | 0 | 0 | 0 | 1.9781 | 0 | 0 | 0 | 0 | 0 | 0 | 0 | 0 | 1.9781 | 0 | 0 | 0 | 0 | 0 | 0 | 0 | 0 | 0 | 0 | 0 | 0 | 0 | 0 | 0 | 0 | 0 | 0 | 0 | 0 | 0 | 0
Nonresidential - Refrigeration | VS or S NR | High Efficiency Compressor | 0 | tons | 75 |  | 0.16 | 1051 |  | 132 | 15 | 0.96 | 0 | 0 | 0 | 0 | 0 | 0 | 0 | 0 | 0 | 0.68336 | 4.7167 | 0 | 0 | 0 | 0 | 0 | 0 | 1.9005 | 0 | 0 | 0 | 0 | 0 | 0 | 0 | 0 | 1.9005 | 0 | 0 | 0 | 0 | 0 | 0 | 0 | 0 | 0 | 0 | 0 | 0 | 0 | 0 | 0 | 0 | 0 | 0 | 0 | 0 | 0 | 0
Nonresidential - Refrigeration | VS or S NR | Evaporative Fan Controller | 0 | controller | 75 |  | 0 | 1109 |  | 300 | 5 | 0.96 | 0 | 0 | 0 | 0 | 0 | 0 | 0 | 0 | 0 | 0.28433 | 1.9988 | 0 | 0 | 0 | 0 | 0 | 0 | 0.82044 | 0 | 0 | 0 | 0 | 0 | 0 | 0 | 0 | 0.82044 | 0 | 0 | 0 | 0 | 0 | 0 | 0 | 0 | 0 | 0 | 0 | 0 | 0 | 0 | 0 | 0 | 0 | 0 | 0 | 0 | 0 | 0
Nonresidential - Refrigeration | VS or S NR | Vending Machine Controller | 12 | controller | 90 |  | 0 | 1590 |  | 200 | 15 | 0.96 | 1080 | 0 | 2400 | 2304 | 0 | 18316.8 | 0 | 274752 | 0 | 0.68336 | 4.7167 | 0 | 0 | 0 | 0 | 0 | 0 | 1.9005 | 0 | 0 | 0 | 0 | 0 | 0 | 0 | 0 | 1.9005 | 0 | 0 | 0 | 0 | 0 | 0 | 0 | 0 | 0 | 0 | 0 | 0 | 0 | 0 | 0 | 0 | 36261.5304 | 0 | 12517.0323 | 0 | 36261.5304 | 12517.0323
|  | Agricultural | [10 empty] | 0 | 0 | 0 | 0 | 0 | 0 | 0 | 0 | 0 | 0 | 0 | 0 | 0 | 0 | 0 | 0 | 0 | 0 | 0 | 0 | 0 | 0 | 0 | 0 | 0 | 0 | 0 | 0 | 0 | 0 | 0 | 0 | 0 | 0 | 0 | 0 | 0 | 0 | 0 | 0 | 0 | 0 | 0 | 0 | 0 | 0 | 0 | 0 | 0
Nonresidential - Pumping Systems | VS or S NR | Sprinkler to Micro-Irrigation conversion | 3104 | acre | 44 |  | 0.314 | 559 |  | 300 | 20 | 0.96 | 136576 | 0 | 931200 | 893952 | 935.6698 | 1665730.56 | 0 | 33314611.2 | 0 | 0.83625 | 5.6989 | 0 | 0 | 0 | 0 | 0 | 0 | 2.2474 | 0 | 0 | 0 | 0 | 0 | 0 | 0 | 0 | 2.2474 | 0 | 0 | 0 | 0 | 0 | 0 | 0 | 0 | 0 | 0 | 0 | 0 | 0 | 0 | 0 | 0 | 3899470.3355 | 0 | 1392965.3738 | 0 | 3899470.3355 | 1392965.3738
Nonresidential - Pumping Systems | VS or S NR | Low pressure impact sprinkler nozzles( permanent) | 3412 | nozzle | 1.15 |  | 0.0035 | 12 |  | 1.2 | 5 | 0.96 | 3923.8 | 0 | 4094.4 | 3930.624 | 11.4643 | 39306.24 | 0 | 196531.2 | 0 | 0.28433 | 1.9988 | 0 | 0 | 0 | 0 | 0 | 0 | 0.82044 | 0 | 0 | 0 | 0 | 0 | 0 | 0 | 0 | 0.82044 | 0 | 0 | 0 | 0 | 0 | 0 | 0 | 0 | 0 | 0 | 0 | 0 | 0 | 0 | 0 | 0 | 33592.2443 | 0 | 11176.0952 | 0 | 33592.2443 | 11176.0952
Nonresidential - Pumping Systems | VS or S NR | Low pressure impact sprinkler nozzles( portable) | 0 | nozzle | 1.15 |  | 0.0216 | 33.5 |  | 1.2 | 5 | 0.96 | 0 | 0 | 0 | 0 | 0 | 0 | 0 | 0 | 0 | 0.28433 | 1.9988 | 0 | 0 | 0 | 0 | 0 | 0 | 0.82044 | 0 | 0 | 0 | 0 | 0 | 0 | 0 | 0 | 0.82044 | 0 | 0 | 0 | 0 | 0 | 0 | 0 | 0 | 0 | 0 | 0 | 0 | 0 | 0 | 0 | 0 | 0 | 0 | 0 | 0 | 0 | 0
Nonresidential - Pumping Systems | VS or S NR | Variable Frequency Drives for Injectin Molding Machines | 0 | hp | 100 |  | 0.22 | 1540 |  | 216 | 15 | 0.96 | 0 | 0 | 0 | 0 | 0 | 0 | 0 | 0 | 0 | 0.68336 | 4.7167 | 0 | 0 | 0 | 0 | 0 | 0 | 1.9005 | 0 | 0 | 0 | 0 | 0 | 0 | 0 | 0 | 1.9005 | 0 | 0 | 0 | 0 | 0 | 0 | 0 | 0 | 0 | 0 | 0 | 0 | 0 | 0 | 0 | 0 | 0 | 0 | 0 | 0 | 0 | 0
|  | Motors | [10 empty] | 0 | 0 | 0 | 0 | 0 | 0 | 0 | 0 | 0 | 0 | 0 | 0 | 0 | 0 | 0 | 0 | 0 | 0 | 0 | 0 | 0 | 0 | 0 | 0 | 0 | 0 | 0 | 0 | 0 | 0 | 0 | 0 | 0 | 0 | 0 | 0 | 0 | 0 | 0 | 0 | 0 | 0 | 0 | 0 | 0 | 0 | 0 | 0 | 0
Nonresidential - Motors | VS or S NR | Motors 1-200 HP | 0 | hp | 50 |  | 0.00192 | 9.2496 |  | 530 | 15 | 0.96 | 0 | 0 | 0 | 0 | 0 | 0 | 0 | 0 | 0 | 0.68336 | 4.7167 | 0 | 0 | 0 | 0 | 0 | 0 | 1.9005 | 0 | 0 | 0 | 0 | 0 | 0 | 0 | 0 | 1.9005 | 0 | 0 | 0 | 0 | 0 | 0 | 0 | 0 | 0 | 0 | 0 | 0 | 0 | 0 | 0 | 0 | 0 | 0 | 0 | 0 | 0 | 0
|  | Food Service | [10 empty] | 0 | 0 | 0 | 0 | 0 | 0 | 0 | 0 | 0 | 0 | 0 | 0 | 0 | 0 | 0 | 0 | 0 | 0 | 0 | 0 | 0 | 0 | 0 | 0 | 0 | 0 | 0 | 0 | 0 | 0 | 0 | 0 | 0 | 0 | 0 | 0 | 0 | 0 | 0 | 0 | 0 | 0 | 0 | 0 | 0 | 0 | 0 | 0 | 0
Nonresidential - Food Service & Processing | VS or S NR | Pressureless Steamers <=0.4 kW idle | 40 | unit | 750 |  | 0.2 | 6620 |  | 0 | 12 | 0.96 | 30000 | 0 | 0 | 0 | 7.68 | 254208 | 0 | 3050496 | 0 | 0.57879 | 4.0305 | 0 | 0 | 0 | 0 | 0 | 0 | 1.6391 | 0 | 0 | 0 | 0 | 0 | 0 | 0 | 0 | 1.6391 | 0 | 0 | 0 | 0 | 0 | 0 | 0 | 0 | 0 | 0 | 0 | 0 | 0 | 0 | 0 | 0 | 434033.6222 | 0 | 147133.2454 | 0 | 434033.6222 | 147133.2454
Nonresidential - Food Service & Processing | VS or S NR | Pressureless Steamers <=0.2 kW idle | 24 | unit | 900 |  | 0.4 | 7780 |  | 500 | 12 | 0.96 | 21600 | 0 | 12000 | 11520 | 9.216 | 179251.2 | 0 | 2151014.4 | 0 | 0.57879 | 4.0305 | 0 | 0 | 0 | 0 | 0 | 0 | 1.6391 | 0 | 0 | 0 | 0 | 0 | 0 | 0 | 0 | 1.6391 | 0 | 0 | 0 | 0 | 0 | 0 | 0 | 0 | 0 | 0 | 0 | 0 | 0 | 0 | 0 | 0 | 306052.7113 | 0 | 103748.941 | 0 | 306052.7113 | 103748.941
Nonresidential - Food Service & Processing | VS or S NR | Insulated Holding Cabinet- Full Size <=.8 kW | 0 | unit | 458 |  | 0.7 | 3900 |  | 1000 | 12 | 0.96 | 0 | 0 | 0 | 0 | 0 | 0 | 0 | 0 | 0 | 0.57879 | 4.0305 | 0 | 0 | 0 | 0 | 0 | 0 | 1.6391 | 0 | 0 | 0 | 0 | 0 | 0 | 0 | 0 | 1.6391 | 0 | 0 | 0 | 0 | 0 | 0 | 0 | 0 | 0 | 0 | 0 | 0 | 0 | 0 | 0 | 0 | 0 | 0 | 0 | 0 | 0 | 0
Nonresidential - Food Service & Processing | VS or S NR | Insulated Holding Cabinet- Full Size <=.6 kW | 0 | unit | 733 |  | 1 | 5500 |  | 1000 | 12 | 0.96 | 0 | 0 | 0 | 0 | 0 | 0 | 0 | 0 | 0 | 0.57879 | 4.0305 | 0 | 0 | 0 | 0 | 0 | 0 | 1.6391 | 0 | 0 | 0 | 0 | 0 | 0 | 0 | 0 | 1.6391 | 0 | 0 | 0 | 0 | 0 | 0 | 0 | 0 | 0 | 0 | 0 | 0 | 0 | 0 | 0 | 0 | 0 | 0 | 0 | 0 | 0 | 0
Nonresidential - Food Service & Processing | VS or S NR | Insulated Holding Cabinet-Three Quarter Size <=.8 kW | 0 | unit | 367 |  | 0.5 | 2790 |  | 800 | 12 | 0.96 | 0 | 0 | 0 | 0 | 0 | 0 | 0 | 0 | 0 | 0.57879 | 4.0305 | 0 | 0 | 0 | 0 | 0 | 0 | 1.6391 | 0 | 0 | 0 | 0 | 0 | 0 | 0 | 0 | 1.6391 | 0 | 0 | 0 | 0 | 0 | 0 | 0 | 0 | 0 | 0 | 0 | 0 | 0 | 0 | 0 | 0 | 0 | 0 | 0 | 0 | 0 | 0
Nonresidential - Food Service & Processing | VS or S NR | Insulated Holding Cabinet-Three Quarter Size <=.6 kW | 0 | unit | 550 |  | 0.7 | 3850 |  | 800 | 12 | 0.96 | 0 | 0 | 0 | 0 | 0 | 0 | 0 | 0 | 0 | 0.57879 | 4.0305 | 0 | 0 | 0 | 0 | 0 | 0 | 1.6391 | 0 | 0 | 0 | 0 | 0 | 0 | 0 | 0 | 1.6391 | 0 | 0 | 0 | 0 | 0 | 0 | 0 | 0 | 0 | 0 | 0 | 0 | 0 | 0 | 0 | 0 | 0 | 0 | 0 | 0 | 0 | 0
Nonresidential - Food Service & Processing | VS or S NR | Insulated Holding Cabinet-Half Size <=.4 kW | 6 | unit | 275 |  | 0.35 | 1950 |  | 600 | 12 | 0.96 | 1650 | 0 | 3600 | 3456 | 2.016 | 11232 | 0 | 134784 | 0 | 0.57879 | 4.0305 | 0 | 0 | 0 | 0 | 0 | 0 | 1.6391 | 0 | 0 | 0 | 0 | 0 | 0 | 0 | 0 | 1.6391 | 0 | 0 | 0 | 0 | 0 | 0 | 0 | 0 | 0 | 0 | 0 | 0 | 0 | 0 | 0 | 0 | 19177.4674 | 0 | 6500.978 | 0 | 19177.4674 | 6500.978
Nonresidential - Food Service & Processing | VS or S NR | Insulated Holding Cabinet-Half Size <=.3 kW | 0 | unit | 367 |  | 0.45 | 2750 |  | 600 | 12 | 0.96 | 0 | 0 | 0 | 0 | 0 | 0 | 0 | 0 | 0 | 0.57879 | 4.0305 | 0 | 0 | 0 | 0 | 0 | 0 | 1.6391 | 0 | 0 | 0 | 0 | 0 | 0 | 0 | 0 | 1.6391 | 0 | 0 | 0 | 0 | 0 | 0 | 0 | 0 | 0 | 0 | 0 | 0 | 0 | 0 | 0 | 0 | 0 | 0 | 0 | 0 | 0 | 0
[13 empty] | 0 | 0 | 0 | 0 | 0 | 0 | 0 | 0 | 0 | 0 | 0 | 0 | 0 | 0 | 0 | 0 | 0 | 0 | 0 | 0 | 0 | 0 | 0 | 0 | 0 | 0 | 0 | 0 | 0 | 0 | 0 | 0 | 0 | 0 | 0 | 0 | 0 | 0 | 0 | 0 | 0 | 0 | 0 | 0 | 0 | 0 | 0 | 0 | 0
[13 empty] | 0 | 0 | 0 | 0 | 0 | 0 | 0 | 0 | 0 | 0 | 0 | 0 | 0 | 0 | 0 | 0 | 0 | 0 | 0 | 0 | 0 | 0 | 0 | 0 | 0 | 0 | 0 | 0 | 0 | 0 | 0 | 0 | 0 | 0 | 0 | 0 | 0 | 0 | 0 | 0 | 0 | 0 | 0 | 0 | 0 | 0 | 0 | 0 | 0
[13 empty] | 0 | 0 | 0 | 0 | 0 | 0 | 0 | 0 | 0 | 0 | 0 | 0 | 0 | 0 | 0 | 0 | 0 | 0 | 0 | 0 | 0 | 0 | 0 | 0 | 0 | 0 | 0 | 0 | 0 | 0 | 0 | 0 | 0 | 0 | 0 | 0 | 0 | 0 | 0 | 0 | 0 | 0 | 0 | 0 | 0 | 0 | 0 | 0 | 0
[13 empty] | 0 | 0 | 0 | 0 | 0 | 0 | 0 | 0 | 0 | 0 | 0 | 0 | 0 | 0 | 0 | 0 | 0 | 0 | 0 | 0 | 0 | 0 | 0 | 0 | 0 | 0 | 0 | 0 | 0 | 0 | 0 | 0 | 0 | 0 | 0 | 0 | 0 | 0 | 0 | 0 | 0 | 0 | 0 | 0 | 0 | 0 | 0 | 0 | 0
[13 empty] | 0 | 0 | 0 | 0 | 0 | 0 | 0 | 0 | 0 | 0 | 0 | 0 | 0 | 0 | 0 | 0 | 0 | 0 | 0 | 0 | 0 | 0 | 0 | 0 | 0 | 0 | 0 | 0 | 0 | 0 | 0 | 0 | 0 | 0 | 0 | 0 | 0 | 0 | 0 | 0 | 0 | 0 | 0 | 0 | 0 | 0 | 0 | 0 | 0
[13 empty] | 0 | 0 | 0 | 0 | 0 | 0 | 0 | 0 | 0 | 0 | 0 | 0 | 0 | 0 | 0 | 0 | 0 | 0 | 0 | 0 | 0 | 0 | 0 | 0 | 0 | 0 | 0 | 0 | 0 | 0 | 0 | 0 | 0 | 0 | 0 | 0 | 0 | 0 | 0 | 0 | 0 | 0 | 0 | 0 | 0 | 0 | 0 | 0 | 0
[13 empty] | 0 | 0 | 0 | 0 | 0 | 0 | 0 | 0 | 0 | 0 | 0 | 0 | 0 | 0 | 0 | 0 | 0 | 0 | 0 | 0 | 0 | 0 | 0 | 0 | 0 | 0 | 0 | 0 | 0 | 0 | 0 | 0 | 0 | 0 | 0 | 0 | 0 | 0 | 0 | 0 | 0 | 0 | 0 | 0 | 0 | 0 | 0 | 0 | 0
[13 empty] | 0 | 0 | 0 | 0 | 0 | 0 | 0 | 0 | 0 | 0 | 0 | 0 | 0 | 0 | 0 | 0 | 0 | 0 | 0 | 0 | 0 | 0 | 0 | 0 | 0 | 0 | 0 | 0 | 0 | 0 | 0 | 0 | 0 | 0 | 0 | 0 | 0 | 0 | 0 | 0 | 0 | 0 | 0 | 0 | 0 | 0 | 0 | 0 | 0
[13 empty] | 0 | 0 | 0 | 0 | 0 | 0 | 0 | 0 | 0 | 0 | 0 | 0 | 0 | 0 | 0 | 0 | 0 | 0 | 0 | 0 | 0 | 0 | 0 | 0 | 0 | 0 | 0 | 0 | 0 | 0 | 0 | 0 | 0 | 0 | 0 | 0 | 0 | 0 | 0 | 0 | 0 | 0 | 0 | 0 | 0 | 0 | 0 | 0 | 0
[13 empty] | 0 | 0 | 0 | 0 | 0 | 0 | 0 | 0 | 0 | 0 | 0 | 0 | 0 | 0 | 0 | 0 | 0 | 0 | 0 | 0 | 0 | 0 | 0 | 0 | 0 | 0 | 0 | 0 | 0 | 0 | 0 | 0 | 0 | 0 | 0 | 0 | 0 | 0 | 0 | 0 | 0 | 0 | 0 | 0 | 0 | 0 | 0 | 0 | 0
[13 empty] | 0 | 0 | 0 | 0 | 0 | 0 | 0 | 0 | 0 | 0 | 0 | 0 | 0 | 0 | 0 | 0 | 0 | 0 | 0 | 0 | 0 | 0 | 0 | 0 | 0 | 0 | 0 | 0 | 0 | 0 | 0 | 0 | 0 | 0 | 0 | 0 | 0 | 0 | 0 | 0 | 0 | 0 | 0 | 0 | 0 | 0 | 0 | 0 | 0
[13 empty] | 0 | 0 | 0 | 0 | 0 | 0 | 0 | 0 | 0 | 0 | 0 | 0 | 0 | 0 | 0 | 0 | 0 | 0 | 0 | 0 | 0 | 0 | 0 | 0 | 0 | 0 | 0 | 0 | 0 | 0 | 0 | 0 | 0 | 0 | 0 | 0 | 0 | 0 | 0 | 0 | 0 | 0 | 0 | 0 | 0 | 0 | 0 | 0 | 0
[13 empty] | 0 | 0 | 0 | 0 | 0 | 0 | 0 | 0 | 0 | 0 | 0 | 0 | 0 | 0 | 0 | 0 | 0 | 0 | 0 | 0 | 0 | 0 | 0 | 0 | 0 | 0 | 0 | 0 | 0 | 0 | 0 | 0 | 0 | 0 | 0 | 0 | 0 | 0 | 0 | 0 | 0 | 0 | 0 | 0 | 0 | 0 | 0 | 0 | 0
[13 empty] | 0 | 0 | 0 | 0 | 0 | 0 | 0 | 0 | 0 | 0 | 0 | 0 | 0 | 0 | 0 | 0 | 0 | 0 | 0 | 0 | 0 | 0 | 0 | 0 | 0 | 0 | 0 | 0 | 0 | 0 | 0 | 0 | 0 | 0 | 0 | 0 | 0 | 0 | 0 | 0 | 0 | 0 | 0 | 0 | 0 | 0 | 0 | 0 | 0
[13 empty] | 0 | 0 | 0 | 0 | 0 | 0 | 0 | 0 | 0 | 0 | 0 | 0 | 0 | 0 | 0 | 0 | 0 | 0 | 0 | 0 | 0 | 0 | 0 | 0 | 0 | 0 | 0 | 0 | 0 | 0 | 0 | 0 | 0 | 0 | 0 | 0 | 0 | 0 | 0 | 0 | 0 | 0 | 0 | 0 | 0 | 0 | 0 | 0 | 0
[13 empty] | 0 | 0 | 0 | 0 | 0 | 0 | 0 | 0 | 0 | 0 | 0 | 0 | 0 | 0 | 0 | 0 | 0 | 0 | 0 | 0 | 0 | 0 | 0 | 0 | 0 | 0 | 0 | 0 | 0 | 0 | 0 | 0 | 0 | 0 | 0 | 0 | 0 | 0 | 0 | 0 | 0 | 0 | 0 | 0 | 0 | 0 | 0 | 0 | 0
[13 empty] | 0 | 0 | 0 | 0 | 0 | 0 | 0 | 0 | 0 | 0 | 0 | 0 | 0 | 0 | 0 | 0 | 0 | 0 | 0 | 0 | 0 | 0 | 0 | 0 | 0 | 0 | 0 | 0 | 0 | 0 | 0 | 0 | 0 | 0 | 0 | 0 | 0 | 0 | 0 | 0 | 0 | 0 | 0 | 0 | 0 | 0 | 0 | 0 | 0
[13 empty] | 0 | 0 | 0 | 0 | 0 | 0 | 0 | 0 | 0 | 0 | 0 | 0 | 0 | 0 | 0 | 0 | 0 | 0 | 0 | 0 | 0 | 0 | 0 | 0 | 0 | 0 | 0 | 0 | 0 | 0 | 0 | 0 | 0 | 0 | 0 | 0 | 0 | 0 | 0 | 0 | 0 | 0 | 0 | 0 | 0 | 0 | 0 | 0 | 0
[13 empty] | 0 | 0 | 0 | 0 | 0 | 0 | 0 | 0 | 0 | 0 | 0 | 0 | 0 | 0 | 0 | 0 | 0 | 0 | 0 | 0 | 0 | 0 | 0 | 0 | 0 | 0 | 0 | 0 | 0 | 0 | 0 | 0 | 0 | 0 | 0 | 0 | 0 | 0 | 0 | 0 | 0 | 0 | 0 | 0 | 0 | 0 | 0 | 0 | 0
[13 empty] | 0 | 0 | 0 | 0 | 0 | 0 | 0 | 0 | 0 | 0 | 0 | 0 | 0 | 0 | 0 | 0 | 0 | 0 | 0 | 0 | 0 | 0 | 0 | 0 | 0 | 0 | 0 | 0 | 0 | 0 | 0 | 0 | 0 | 0 | 0 | 0 | 0 | 0 | 0 | 0 | 0 | 0 | 0 | 0 | 0 | 0 | 0 | 0 | 0
[13 empty] | 0 | 0 | 0 | 0 | 0 | 0 | 0 | 0 | 0 | 0 | 0 | 0 | 0 | 0 | 0 | 0 | 0 | 0 | 0 | 0 | 0 | 0 | 0 | 0 | 0 | 0 | 0 | 0 | 0 | 0 | 0 | 0 | 0 | 0 | 0 | 0 | 0 | 0 | 0 | 0 | 0 | 0 | 0 | 0 | 0 | 0 | 0 | 0 | 0
[13 empty] | 0 | 0 | 0 | 0 | 0 | 0 | 0 | 0 | 0 | 0 | 0 | 0 | 0 | 0 | 0 | 0 | 0 | 0 | 0 | 0 | 0 | 0 | 0 | 0 | 0 | 0 | 0 | 0 | 0 | 0 | 0 | 0 | 0 | 0 | 0 | 0 | 0 | 0 | 0 | 0 | 0 | 0 | 0 | 0 | 0 | 0 | 0 | 0 | 0
[13 empty] | 0 | 0 | 0 | 0 | 0 | 0 | 0 | 0 | 0 | 0 | 0 | 0 | 0 | 0 | 0 | 0 | 0 | 0 | 0 | 0 | 0 | 0 | 0 | 0 | 0 | 0 | 0 | 0 | 0 | 0 | 0 | 0 | 0 | 0 | 0 | 0 | 0 | 0 | 0 | 0 | 0 | 0 | 0 | 0 | 0 | 0 | 0 | 0 | 0
[13 empty] | 0 | 0 | 0 | 0 | 0 | 0 | 0 | 0 | 0 | 0 | 0 | 0 | 0 | 0 | 0 | 0 | 0 | 0 | 0 | 0 | 0 | 0 | 0 | 0 | 0 | 0 | 0 | 0 | 0 | 0 | 0 | 0 | 0 | 0 | 0 | 0 | 0 | 0 | 0 | 0 | 0 | 0 | 0 | 0 | 0 | 0 | 0 | 0 | 0
[13 empty] | 0 | 0 | 0 | 0 | 0 | 0 | 0 | 0 | 0 | 0 | 0 | 0 | 0 | 0 | 0 | 0 | 0 | 0 | 0 | 0 | 0 | 0 | 0 | 0 | 0 | 0 | 0 | 0 | 0 | 0 | 0 | 0 | 0 | 0 | 0 | 0 | 0 | 0 | 0 | 0 | 0 | 0 | 0 | 0 | 0 | 0 | 0 | 0 | 0
[13 empty] | 0 | 0 | 0 | 0 | 0 | 0 | 0 | 0 | 0 | 0 | 0 | 0 | 0 | 0 | 0 | 0 | 0 | 0 | 0 | 0 | 0 | 0 | 0 | 0 | 0 | 0 | 0 | 0 | 0 | 0 | 0 | 0 | 0 | 0 | 0 | 0 | 0 | 0 | 0 | 0 | 0 | 0 | 0 | 0 | 0 | 0 | 0 | 0 | 0
[13 empty] | 0 | 0 | 0 | 0 | 0 | 0 | 0 | 0 | 0 | 0 | 0 | 0 | 0 | 0 | 0 | 0 | 0 | 0 | 0 | 0 | 0 | 0 | 0 | 0 | 0 | 0 | 0 | 0 | 0 | 0 | 0 | 0 | 0 | 0 | 0 | 0 | 0 | 0 | 0 | 0 | 0 | 0 | 0 | 0 | 0 | 0 | 0 | 0 | 0
[13 empty] | 0 | 0 | 0 | 0 | 0 | 0 | 0 | 0 | 0 | 0 | 0 | 0 | 0 | 0 | 0 | 0 | 0 | 0 | 0 | 0 | 0 | 0 | 0 | 0 | 0 | 0 | 0 | 0 | 0 | 0 | 0 | 0 | 0 | 0 | 0 | 0 | 0 | 0 | 0 | 0 | 0 | 0 | 0 | 0 | 0 | 0 | 0 | 0 | 0
[13 empty] | 0 | 0 | 0 | 0 | 0 | 0 | 0 | 0 | 0 | 0 | 0 | 0 | 0 | 0 | 0 | 0 | 0 | 0 | 0 | 0 | 0 | 0 | 0 | 0 | 0 | 0 | 0 | 0 | 0 | 0 | 0 | 0 | 0 | 0 | 0 | 0 | 0 | 0 | 0 | 0 | 0 | 0 | 0 | 0 | 0 | 0 | 0 | 0 | 0
[13 empty] | 0 | 0 | 0 | 0 | 0 | 0 | 0 | 0 | 0 | 0 | 0 | 0 | 0 | 0 | 0 | 0 | 0 | 0 | 0 | 0 | 0 | 0 | 0 | 0 | 0 | 0 | 0 | 0 | 0 | 0 | 0 | 0 | 0 | 0 | 0 | 0 | 0 | 0 | 0 | 0 | 0 | 0 | 0 | 0 | 0 | 0 | 0 | 0 | 0
[13 empty] | 0 | 0 | 0 | 0 | 0 | 0 | 0 | 0 | 0 | 0 | 0 | 0 | 0 | 0 | 0 | 0 | 0 | 0 | 0 | 0 | 0 | 0 | 0 | 0 | 0 | 0 | 0 | 0 | 0 | 0 | 0 | 0 | 0 | 0 | 0 | 0 | 0 | 0 | 0 | 0 | 0 | 0 | 0 | 0 | 0 | 0 | 0 | 0 | 0
[13 empty] | 0 | 0 | 0 | 0 | 0 | 0 | 0 | 0 | 0 | 0 | 0 | 0 | 0 | 0 | 0 | 0 | 0 | 0 | 0 | 0 | 0 | 0 | 0 | 0 | 0 | 0 | 0 | 0 | 0 | 0 | 0 | 0 | 0 | 0 | 0 | 0 | 0 | 0 | 0 | 0 | 0 | 0 | 0 | 0 | 0 | 0 | 0 | 0 | 0
[13 empty] | 0 | 0 | 0 | 0 | 0 | 0 | 0 | 0 | 0 | 0 | 0 | 0 | 0 | 0 | 0 | 0 | 0 | 0 | 0 | 0 | 0 | 0 | 0 | 0 | 0 | 0 | 0 | 0 | 0 | 0 | 0 | 0 | 0 | 0 | 0 | 0 | 0 | 0 | 0 | 0 | 0 | 0 | 0 | 0 | 0 | 0 | 0 | 0 | 0
[13 empty] | 0 | 0 | 0 | 0 | 0 | 0 | 0 | 0 | 0 | 0 | 0 | 0 | 0 | 0 | 0 | 0 | 0 | 0 | 0 | 0 | 0 | 0 | 0 | 0 | 0 | 0 | 0 | 0 | 0 | 0 | 0 | 0 | 0 | 0 | 0 | 0 | 0 | 0 | 0 | 0 | 0 | 0 | 0 | 0 | 0 | 0 | 0 | 0 | 0
[13 empty] | 0 | 0 | 0 | 0 | 0 | 0 | 0 | 0 | 0 | 0 | 0 | 0 | 0 | 0 | 0 | 0 | 0 | 0 | 0 | 0 | 0 | 0 | 0 | 0 | 0 | 0 | 0 | 0 | 0 | 0 | 0 | 0 | 0 | 0 | 0 | 0 | 0 | 0 | 0 | 0 | 0 | 0 | 0 | 0 | 0 | 0 | 0 | 0 | 0
[13 empty] | 0 | 0 | 0 | 0 | 0 | 0 | 0 | 0 | 0 | 0 | 0 | 0 | 0 | 0 | 0 | 0 | 0 | 0 | 0 | 0 | 0 | 0 | 0 | 0 | 0 | 0 | 0 | 0 | 0 | 0 | 0 | 0 | 0 | 0 | 0 | 0 | 0 | 0 | 0 | 0 | 0 | 0 | 0 | 0 | 0 | 0 | 0 | 0 | 0
[13 empty] | 0 | 0 | 0 | 0 | 0 | 0 | 0 | 0 | 0 | 0 | 0 | 0 | 0 | 0 | 0 | 0 | 0 | 0 | 0 | 0 | 0 | 0 | 0 | 0 | 0 | 0 | 0 | 0 | 0 | 0 | 0 | 0 | 0 | 0 | 0 | 0 | 0 | 0 | 0 | 0 | 0 | 0 | 0 | 0 | 0 | 0 | 0 | 0 | 0
[13 empty] | 0 | 0 | 0 | 0 | 0 | 0 | 0 | 0 | 0 | 0 | 0 | 0 | 0 | 0 | 0 | 0 | 0 | 0 | 0 | 0 | 0 | 0 | 0 | 0 | 0 | 0 | 0 | 0 | 0 | 0 | 0 | 0 | 0 | 0 | 0 | 0 | 0 | 0 | 0 | 0 | 0 | 0 | 0 | 0 | 0 | 0 | 0 | 0 | 0
[13 empty] | 0 | 0 | 0 | 0 | 0 | 0 | 0 | 0 | 0 | 0 | 0 | 0 | 0 | 0 | 0 | 0 | 0 | 0 | 0 | 0 | 0 | 0 | 0 | 0 | 0 | 0 | 0 | 0 | 0 | 0 | 0 | 0 | 0 | 0 | 0 | 0 | 0 | 0 | 0 | 0 | 0 | 0 | 0 | 0 | 0 | 0 | 0 | 0 | 0
[13 empty] | 0 | 0 | 0 | 0 | 0 | 0 | 0 | 0 | 0 | 0 | 0 | 0 | 0 | 0 | 0 | 0 | 0 | 0 | 0 | 0 | 0 | 0 | 0 | 0 | 0 | 0 | 0 | 0 | 0 | 0 | 0 | 0 | 0 | 0 | 0 | 0 | 0 | 0 | 0 | 0 | 0 | 0 | 0 | 0 | 0 | 0 | 0 | 0 | 0
[13 empty] | 0 | 0 | 0 | 0 | 0 | 0 | 0 | 0 | 0 | 0 | 0 | 0 | 0 | 0 | 0 | 0 | 0 | 0 | 0 | 0 | 0 | 0 | 0 | 0 | 0 | 0 | 0 | 0 | 0 | 0 | 0 | 0 | 0 | 0 | 0 | 0 | 0 | 0 | 0 | 0 | 0 | 0 | 0 | 0 | 0 | 0 | 0 | 0 | 0
[13 empty] | 0 | 0 | 0 | 0 | 0 | 0 | 0 | 0 | 0 | 0 | 0 | 0 | 0 | 0 | 0 | 0 | 0 | 0 | 0 | 0 | 0 | 0 | 0 | 0 | 0 | 0 | 0 | 0 | 0 | 0 | 0 | 0 | 0 | 0 | 0 | 0 | 0 | 0 | 0 | 0 | 0 | 0 | 0 | 0 | 0 | 0 | 0 | 0 | 0
[13 empty] | 0 | 0 | 0 | 0 | 0 | 0 | 0 | 0 | 0 | 0 | 0 | 0 | 0 | 0 | 0 | 0 | 0 | 0 | 0 | 0 | 0 | 0 | 0 | 0 | 0 | 0 | 0 | 0 | 0 | 0 | 0 | 0 | 0 | 0 | 0 | 0 | 0 | 0 | 0 | 0 | 0 | 0 | 0 | 0 | 0 | 0 | 0 | 0 | 0
[13 empty] | 0 | 0 | 0 | 0 | 0 | 0 | 0 | 0 | 0 | 0 | 0 | 0 | 0 | 0 | 0 | 0 | 0 | 0 | 0 | 0 | 0 | 0 | 0 | 0 | 0 | 0 | 0 | 0 | 0 | 0 | 0 | 0 | 0 | 0 | 0 | 0 | 0 | 0 | 0 | 0 | 0 | 0 | 0 | 0 | 0 | 0 | 0 | 0 | 0
[13 empty] | 0 | 0 | 0 | 0 | 0 | 0 | 0 | 0 | 0 | 0 | 0 | 0 | 0 | 0 | 0 | 0 | 0 | 0 | 0 | 0 | 0 | 0 | 0 | 0 | 0 | 0 | 0 | 0 | 0 | 0 | 0 | 0 | 0 | 0 | 0 | 0 | 0 | 0 | 0 | 0 | 0 | 0 | 0 | 0 | 0 | 0 | 0 | 0 | 0
[13 empty] | 0 | 0 | 0 | 0 | 0 | 0 | 0 | 0 | 0 | 0 | 0 | 0 | 0 | 0 | 0 | 0 | 0 | 0 | 0 | 0 | 0 | 0 | 0 | 0 | 0 | 0 | 0 | 0 | 0 | 0 | 0 | 0 | 0 | 0 | 0 | 0 | 0 | 0 | 0 | 0 | 0 | 0 | 0 | 0 | 0 | 0 | 0 | 0 | 0
[13 empty] | 0 | 0 | 0 | 0 | 0 | 0 | 0 | 0 | 0 | 0 | 0 | 0 | 0 | 0 | 0 | 0 | 0 | 0 | 0 | 0 | 0 | 0 | 0 | 0 | 0 | 0 | 0 | 0 | 0 | 0 | 0 | 0 | 0 | 0 | 0 | 0 | 0 | 0 | 0 | 0 | 0 | 0 | 0 | 0 | 0 | 0 | 0 | 0 | 0
[13 empty] | 0 | 0 | 0 | 0 | 0 | 0 | 0 | 0 | 0 | 0 | 0 | 0 | 0 | 0 | 0 | 0 | 0 | 0 | 0 | 0 | 0 | 0 | 0 | 0 | 0 | 0 | 0 | 0 | 0 | 0 | 0 | 0 | 0 | 0 | 0 | 0 | 0 | 0 | 0 | 0 | 0 | 0 | 0 | 0 | 0 | 0 | 0 | 0 | 0
[13 empty] | 0 | 0 | 0 | 0 | 0 | 0 | 0 | 0 | 0 | 0 | 0 | 0 | 0 | 0 | 0 | 0 | 0 | 0 | 0 | 0 | 0 | 0 | 0 | 0 | 0 | 0 | 0 | 0 | 0 | 0 | 0 | 0 | 0 | 0 | 0 | 0 | 0 | 0 | 0 | 0 | 0 | 0 | 0 | 0 | 0 | 0 | 0 | 0 | 0
[13 empty] | 0 | 0 | 0 | 0 | 0 | 0 | 0 | 0 | 0 | 0 | 0 | 0 | 0 | 0 | 0 | 0 | 0 | 0 | 0 | 0 | 0 | 0 | 0 | 0 | 0 | 0 | 0 | 0 | 0 | 0 | 0 | 0 | 0 | 0 | 0 | 0 | 0 | 0 | 0 | 0 | 0 | 0 | 0 | 0 | 0 | 0 | 0 | 0 | 0
[13 empty] | 0 | 0 | 0 | 0 | 0 | 0 | 0 | 0 | 0 | 0 | 0 | 0 | 0 | 0 | 0 | 0 | 0 | 0 | 0 | 0 | 0 | 0 | 0 | 0 | 0 | 0 | 0 | 0 | 0 | 0 | 0 | 0 | 0 | 0 | 0 | 0 | 0 | 0 | 0 | 0 | 0 | 0 | 0 | 0 | 0 | 0 | 0 | 0 | 0
[13 empty] | 0 | 0 | 0 | 0 | 0 | 0 | 0 | 0 | 0 | 0 | 0 | 0 | 0 | 0 | 0 | 0 | 0 | 0 | 0 | 0 | 0 | 0 | 0 | 0 | 0 | 0 | 0 | 0 | 0 | 0 | 0 | 0 | 0 | 0 | 0 | 0 | 0 | 0 | 0 | 0 | 0 | 0 | 0 | 0 | 0 | 0 | 0 | 0 | 0
[13 empty] | 0 | 0 | 0 | 0 | 0 | 0 | 0 | 0 | 0 | 0 | 0 | 0 | 0 | 0 | 0 | 0 | 0 | 0 | 0 | 0 | 0 | 0 | 0 | 0 | 0 | 0 | 0 | 0 | 0 | 0 | 0 | 0 | 0 | 0 | 0 | 0 | 0 | 0 | 0 | 0 | 0 | 0 | 0 | 0 | 0 | 0 | 0 | 0 | 0
[13 empty] | 0 | 0 | 0 | 0 | 0 | 0 | 0 | 0 | 0 | 0 | 0 | 0 | 0 | 0 | 0 | 0 | 0 | 0 | 0 | 0 | 0 | 0 | 0 | 0 | 0 | 0 | 0 | 0 | 0 | 0 | 0 | 0 | 0 | 0 | 0 | 0 | 0 | 0 | 0 | 0 | 0 | 0 | 0 | 0 | 0 | 0 | 0 | 0 | 0
[13 empty] | 0 | 0 | 0 | 0 | 0 | 0 | 0 | 0 | 0 | 0 | 0 | 0 | 0 | 0 | 0 | 0 | 0 | 0 | 0 | 0 | 0 | 0 | 0 | 0 | 0 | 0 | 0 | 0 | 0 | 0 | 0 | 0 | 0 | 0 | 0 | 0 | 0 | 0 | 0 | 0 | 0 | 0 | 0 | 0 | 0 | 0 | 0 | 0 | 0
[13 empty] | 0 | 0 | 0 | 0 | 0 | 0 | 0 | 0 | 0 | 0 | 0 | 0 | 0 | 0 | 0 | 0 | 0 | 0 | 0 | 0 | 0 | 0 | 0 | 0 | 0 | 0 | 0 | 0 | 0 | 0 | 0 | 0 | 0 | 0 | 0 | 0 | 0 | 0 | 0 | 0 | 0 | 0 | 0 | 0 | 0 | 0 | 0 | 0 | 0
[13 empty] | 0 | 0 | 0 | 0 | 0 | 0 | 0 | 0 | 0 | 0 | 0 | 0 | 0 | 0 | 0 | 0 | 0 | 0 | 0 | 0 | 0 | 0 | 0 | 0 | 0 | 0 | 0 | 0 | 0 | 0 | 0 | 0 | 0 | 0 | 0 | 0 | 0 | 0 | 0 | 0 | 0 | 0 | 0 | 0 | 0 | 0 | 0 | 0 | 0
[13 empty] | 0 | 0 | 0 | 0 | 0 | 0 | 0 | 0 | 0 | 0 | 0 | 0 | 0 | 0 | 0 | 0 | 0 | 0 | 0 | 0 | 0 | 0 | 0 | 0 | 0 | 0 | 0 | 0 | 0 | 0 | 0 | 0 | 0 | 0 | 0 | 0 | 0 | 0 | 0 | 0 | 0 | 0 | 0 | 0 | 0 | 0 | 0 | 0 | 0
[13 empty] | 0 | 0 | 0 | 0 | 0 | 0 | 0 | 0 | 0 | 0 | 0 | 0 | 0 | 0 | 0 | 0 | 0 | 0 | 0 | 0 | 0 | 0 | 0 | 0 | 0 | 0 | 0 | 0 | 0 | 0 | 0 | 0 | 0 | 0 | 0 | 0 | 0 | 0 | 0 | 0 | 0 | 0 | 0 | 0 | 0 | 0 | 0 | 0 | 0
[13 empty] | 0 | 0 | 0 | 0 | 0 | 0 | 0 | 0 | 0 | 0 | 0 | 0 | 0 | 0 | 0 | 0 | 0 | 0 | 0 | 0 | 0 | 0 | 0 | 0 | 0 | 0 | 0 | 0 | 0 | 0 | 0 | 0 | 0 | 0 | 0 | 0 | 0 | 0 | 0 | 0 | 0 | 0 | 0 | 0 | 0 | 0 | 0 | 0 | 0
[13 empty] | 0 | 0 | 0 | 0 | 0 | 0 | 0 | 0 | 0 | 0 | 0 | 0 | 0 | 0 | 0 | 0 | 0 | 0 | 0 | 0 | 0 | 0 | 0 | 0 | 0 | 0 | 0 | 0 | 0 | 0 | 0 | 0 | 0 | 0 | 0 | 0 | 0 | 0 | 0 | 0 | 0 | 0 | 0 | 0 | 0 | 0 | 0 | 0 | 0
[13 empty] | 0 | 0 | 0 | 0 | 0 | 0 | 0 | 0 | 0 | 0 | 0 | 0 | 0 | 0 | 0 | 0 | 0 | 0 | 0 | 0 | 0 | 0 | 0 | 0 | 0 | 0 | 0 | 0 | 0 | 0 | 0 | 0 | 0 | 0 | 0 | 0 | 0 | 0 | 0 | 0 | 0 | 0 | 0 | 0 | 0 | 0 | 0 | 0 | 0
[13 empty] | 0 | 0 | 0 | 0 | 0 | 0 | 0 | 0 | 0 | 0 | 0 | 0 | 0 | 0 | 0 | 0 | 0 | 0 | 0 | 0 | 0 | 0 | 0 | 0 | 0 | 0 | 0 | 0 | 0 | 0 | 0 | 0 | 0 | 0 | 0 | 0 | 0 | 0 | 0 | 0 | 0 | 0 | 0 | 0 | 0 | 0 | 0 | 0 | 0
[13 empty] | 0 | 0 | 0 | 0 | 0 | 0 | 0 | 0 | 0 | 0 | 0 | 0 | 0 | 0 | 0 | 0 | 0 | 0 | 0 | 0 | 0 | 0 | 0 | 0 | 0 | 0 | 0 | 0 | 0 | 0 | 0 | 0 | 0 | 0 | 0 | 0 | 0 | 0 | 0 | 0 | 0 | 0 | 0 | 0 | 0 | 0 | 0 | 0 | 0
[13 empty] | 0 | 0 | 0 | 0 | 0 | 0 | 0 | 0 | 0 | 0 | 0 | 0 | 0 | 0 | 0 | 0 | 0 | 0 | 0 | 0 | 0 | 0 | 0 | 0 | 0 | 0 | 0 | 0 | 0 | 0 | 0 | 0 | 0 | 0 | 0 | 0 | 0 | 0 | 0 | 0 | 0 | 0 | 0 | 0 | 0 | 0 | 0 | 0 | 0
[13 empty] | 0 | 0 | 0 | 0 | 0 | 0 | 0 | 0 | 0 | 0 | 0 | 0 | 0 | 0 | 0 | 0 | 0 | 0 | 0 | 0 | 0 | 0 | 0 | 0 | 0 | 0 | 0 | 0 | 0 | 0 | 0 | 0 | 0 | 0 | 0 | 0 | 0 | 0 | 0 | 0 | 0 | 0 | 0 | 0 | 0 | 0 | 0 | 0 | 0
[13 empty] | 0 | 0 | 0 | 0 | 0 | 0 | 0 | 0 | 0 | 0 | 0 | 0 | 0 | 0 | 0 | 0 | 0 | 0 | 0 | 0 | 0 | 0 | 0 | 0 | 0 | 0 | 0 | 0 | 0 | 0 | 0 | 0 | 0 | 0 | 0 | 0 | 0 | 0 | 0 | 0 | 0 | 0 | 0 | 0 | 0 | 0 | 0 | 0 | 0
[13 empty] | 0 | 0 | 0 | 0 | 0 | 0 | 0 | 0 | 0 | 0 | 0 | 0 | 0 | 0 | 0 | 0 | 0 | 0 | 0 | 0 | 0 | 0 | 0 | 0 | 0 | 0 | 0 | 0 | 0 | 0 | 0 | 0 | 0 | 0 | 0 | 0 | 0 | 0 | 0 | 0 | 0 | 0 | 0 | 0 | 0 | 0 | 0 | 0 | 0
[13 empty] | 0 | 0 | 0 | 0 | 0 | 0 | 0 | 0 | 0 | 0 | 0 | 0 | 0 | 0 | 0 | 0 | 0 | 0 | 0 | 0 | 0 | 0 | 0 | 0 | 0 | 0 | 0 | 0 | 0 | 0 | 0 | 0 | 0 | 0 | 0 | 0 | 0 | 0 | 0 | 0 | 0 | 0 | 0 | 0 | 0 | 0 | 0 | 0 | 0
[13 empty] | 0 | 0 | 0 | 0 | 0 | 0 | 0 | 0 | 0 | 0 | 0 | 0 | 0 | 0 | 0 | 0 | 0 | 0 | 0 | 0 | 0 | 0 | 0 | 0 | 0 | 0 | 0 | 0 | 0 | 0 | 0 | 0 | 0 | 0 | 0 | 0 | 0 | 0 | 0 | 0 | 0 | 0 | 0 | 0 | 0 | 0 | 0 | 0 | 0
[13 empty] | 0 | 0 | 0 | 0 | 0 | 0 | 0 | 0 | 0 | 0 | 0 | 0 | 0 | 0 | 0 | 0 | 0 | 0 | 0 | 0 | 0 | 0 | 0 | 0 | 0 | 0 | 0 | 0 | 0 | 0 | 0 | 0 | 0 | 0 | 0 | 0 | 0 | 0 | 0 | 0 | 0 | 0 | 0 | 0 | 0 | 0 | 0 | 0 | 0
[13 empty] | 0 | 0 | 0 | 0 | 0 | 0 | 0 | 0 | 0 | 0 | 0 | 0 | 0 | 0 | 0 | 0 | 0 | 0 | 0 | 0 | 0 | 0 | 0 | 0 | 0 | 0 | 0 | 0 | 0 | 0 | 0 | 0 | 0 | 0 | 0 | 0 | 0 | 0 | 0 | 0 | 0 | 0 | 0 | 0 | 0 | 0 | 0 | 0 | 0
[13 empty] | 0 | 0 | 0 | 0 | 0 | 0 | 0 | 0 | 0 | 0 | 0 | 0 | 0 | 0 | 0 | 0 | 0 | 0 | 0 | 0 | 0 | 0 | 0 | 0 | 0 | 0 | 0 | 0 | 0 | 0 | 0 | 0 | 0 | 0 | 0 | 0 | 0 | 0 | 0 | 0 | 0 | 0 | 0 | 0 | 0 | 0 | 0 | 0 | 0
[13 empty] | 0 | 0 | 0 | 0 | 0 | 0 | 0 | 0 | 0 | 0 | 0 | 0 | 0 | 0 | 0 | 0 | 0 | 0 | 0 | 0 | 0 | 0 | 0 | 0 | 0 | 0 | 0 | 0 | 0 | 0 | 0 | 0 | 0 | 0 | 0 | 0 | 0 | 0 | 0 | 0 | 0 | 0 | 0 | 0 | 0 | 0 | 0 | 0 | 0
[13 empty] | 0 | 0 | 0 | 0 | 0 | 0 | 0 | 0 | 0 | 0 | 0 | 0 | 0 | 0 | 0 | 0 | 0 | 0 | 0 | 0 | 0 | 0 | 0 | 0 | 0 | 0 | 0 | 0 | 0 | 0 | 0 | 0 | 0 | 0 | 0 | 0 | 0 | 0 | 0 | 0 | 0 | 0 | 0 | 0 | 0 | 0 | 0 | 0 | 0
[13 empty] | 0 | 0 | 0 | 0 | 0 | 0 | 0 | 0 | 0 | 0 | 0 | 0 | 0 | 0 | 0 | 0 | 0 | 0 | 0 | 0 | 0 | 0 | 0 | 0 | 0 | 0 | 0 | 0 | 0 | 0 | 0 | 0 | 0 | 0 | 0 | 0 | 0 | 0 | 0 | 0 | 0 | 0 | 0 | 0 | 0 | 0 | 0 | 0 | 0
[13 empty] | 0 | 0 | 0 | 0 | 0 | 0 | 0 | 0 | 0 | 0 | 0 | 0 | 0 | 0 | 0 | 0 | 0 | 0 | 0 | 0 | 0 | 0 | 0 | 0 | 0 | 0 | 0 | 0 | 0 | 0 | 0 | 0 | 0 | 0 | 0 | 0 | 0 | 0 | 0 | 0 | 0 | 0 | 0 | 0 | 0 | 0 | 0 | 0 | 0
[13 empty] | 0 | 0 | 0 | 0 | 0 | 0 | 0 | 0 | 0 | 0 | 0 | 0 | 0 | 0 | 0 | 0 | 0 | 0 | 0 | 0 | 0 | 0 | 0 | 0 | 0 | 0 | 0 | 0 | 0 | 0 | 0 | 0 | 0 | 0 | 0 | 0 | 0 | 0 | 0 | 0 | 0 | 0 | 0 | 0 | 0 | 0 | 0 | 0 | 0
[13 empty] | 0 | 0 | 0 | 0 | 0 | 0 | 0 | 0 | 0 | 0 | 0 | 0 | 0 | 0 | 0 | 0 | 0 | 0 | 0 | 0 | 0 | 0 | 0 | 0 | 0 | 0 | 0 | 0 | 0 | 0 | 0 | 0 | 0 | 0 | 0 | 0 | 0 | 0 | 0 | 0 | 0 | 0 | 0 | 0 | 0 | 0 | 0 | 0 | 0
[13 empty] | 0 | 0 | 0 | 0 | 0 | 0 | 0 | 0 | 0 | 0 | 0 | 0 | 0 | 0 | 0 | 0 | 0 | 0 | 0 | 0 | 0 | 0 | 0 | 0 | 0 | 0 | 0 | 0 | 0 | 0 | 0 | 0 | 0 | 0 | 0 | 0 | 0 | 0 | 0 | 0 | 0 | 0 | 0 | 0 | 0 | 0 | 0 | 0 | 0
[13 empty] | 0 | 0 | 0 | 0 | 0 | 0 | 0 | 0 | 0 | 0 | 0 | 0 | 0 | 0 | 0 | 0 | 0 | 0 | 0 | 0 | 0 | 0 | 0 | 0 | 0 | 0 | 0 | 0 | 0 | 0 | 0 | 0 | 0 | 0 | 0 | 0 | 0 | 0 | 0 | 0 | 0 | 0 | 0 | 0 | 0 | 0 | 0 | 0 | 0
[13 empty] | 0 | 0 | 0 | 0 | 0 | 0 | 0 | 0 | 0 | 0 | 0 | 0 | 0 | 0 | 0 | 0 | 0 | 0 | 0 | 0 | 0 | 0 | 0 | 0 | 0 | 0 | 0 | 0 | 0 | 0 | 0 | 0 | 0 | 0 | 0 | 0 | 0 | 0 | 0 | 0 | 0 | 0 | 0 | 0 | 0 | 0 | 0 | 0 | 0
[13 empty] | 0 | 0 | 0 | 0 | 0 | 0 | 0 | 0 | 0 | 0 | 0 | 0 | 0 | 0 | 0 | 0 | 0 | 0 | 0 | 0 | 0 | 0 | 0 | 0 | 0 | 0 | 0 | 0 | 0 | 0 | 0 | 0 | 0 | 0 | 0 | 0 | 0 | 0 | 0 | 0 | 0 | 0 | 0 | 0 | 0 | 0 | 0 | 0 | 0
[13 empty] | 0 | 0 | 0 | 0 | 0 | 0 | 0 | 0 | 0 | 0 | 0 | 0 | 0 | 0 | 0 | 0 | 0 | 0 | 0 | 0 | 0 | 0 | 0 | 0 | 0 | 0 | 0 | 0 | 0 | 0 | 0 | 0 | 0 | 0 | 0 | 0 | 0 | 0 | 0 | 0 | 0 | 0 | 0 | 0 | 0 | 0 | 0 | 0 | 0
[13 empty] | 0 | 0 | 0 | 0 | 0 | 0 | 0 | 0 | 0 | 0 | 0 | 0 | 0 | 0 | 0 | 0 | 0 | 0 | 0 | 0 | 0 | 0 | 0 | 0 | 0 | 0 | 0 | 0 | 0 | 0 | 0 | 0 | 0 | 0 | 0 | 0 | 0 | 0 | 0 | 0 | 0 | 0 | 0 | 0 | 0 | 0 | 0 | 0 | 0
[13 empty] | 0 | 0 | 0 | 0 | 0 | 0 | 0 | 0 | 0 | 0 | 0 | 0 | 0 | 0 | 0 | 0 | 0 | 0 | 0 | 0 | 0 | 0 | 0 | 0 | 0 | 0 | 0 | 0 | 0 | 0 | 0 | 0 | 0 | 0 | 0 | 0 | 0 | 0 | 0 | 0 | 0 | 0 | 0 | 0 | 0 | 0 | 0 | 0 | 0
[13 empty] | 0 | 0 | 0 | 0 | 0 | 0 | 0 | 0 | 0 | 0 | 0 | 0 | 0 | 0 | 0 | 0 | 0 | 0 | 0 | 0 | 0 | 0 | 0 | 0 | 0 | 0 | 0 | 0 | 0 | 0 | 0 | 0 | 0 | 0 | 0 | 0 | 0 | 0 | 0 | 0 | 0 | 0 | 0 | 0 | 0 | 0 | 0 | 0 | 0
[13 empty] | 0 | 0 | 0 | 0 | 0 | 0 | 0 | 0 | 0 | 0 | 0 | 0 | 0 | 0 | 0 | 0 | 0 | 0 | 0 | 0 | 0 | 0 | 0 | 0 | 0 | 0 | 0 | 0 | 0 | 0 | 0 | 0 | 0 | 0 | 0 | 0 | 0 | 0 | 0 | 0 | 0 | 0 | 0 | 0 | 0 | 0 | 0 | 0 | 0
[13 empty] | 0 | 0 | 0 | 0 | 0 | 0 | 0 | 0 | 0 | 0 | 0 | 0 | 0 | 0 | 0 | 0 | 0 | 0 | 0 | 0 | 0 | 0 | 0 | 0 | 0 | 0 | 0 | 0 | 0 | 0 | 0 | 0 | 0 | 0 | 0 | 0 | 0 | 0 | 0 | 0 | 0 | 0 | 0 | 0 | 0 | 0 | 0 | 0 | 0
[13 empty] | 0 | 0 | 0 | 0 | 0 | 0 | 0 | 0 | 0 | 0 | 0 | 0 | 0 | 0 | 0 | 0 | 0 | 0 | 0 | 0 | 0 | 0 | 0 | 0 | 0 | 0 | 0 | 0 | 0 | 0 | 0 | 0 | 0 | 0 | 0 | 0 | 0 | 0 | 0 | 0 | 0 | 0 | 0 | 0 | 0 | 0 | 0 | 0 | 0
[13 empty] | 0 | 0 | 0 | 0 | 0 | 0 | 0 | 0 | 0 | 0 | 0 | 0 | 0 | 0 | 0 | 0 | 0 | 0 | 0 | 0 | 0 | 0 | 0 | 0 | 0 | 0 | 0 | 0 | 0 | 0 | 0 | 0 | 0 | 0 | 0 | 0 | 0 | 0 | 0 | 0 | 0 | 0 | 0 | 0 | 0 | 0 | 0 | 0 | 0
[13 empty] | 0 | 0 | 0 | 0 | 0 | 0 | 0 | 0 | 0 | 0 | 0 | 0 | 0 | 0 | 0 | 0 | 0 | 0 | 0 | 0 | 0 | 0 | 0 | 0 | 0 | 0 | 0 | 0 | 0 | 0 | 0 | 0 | 0 | 0 | 0 | 0 | 0 | 0 | 0 | 0 | 0 | 0 | 0 | 0 | 0 | 0 | 0 | 0 | 0
[13 empty] | 0 | 0 | 0 | 0 | 0 | 0 | 0 | 0 | 0 | 0 | 0 | 0 | 0 | 0 | 0 | 0 | 0 | 0 | 0 | 0 | 0 | 0 | 0 | 0 | 0 | 0 | 0 | 0 | 0 | 0 | 0 | 0 | 0 | 0 | 0 | 0 | 0 | 0 | 0 | 0 | 0 | 0 | 0 | 0 | 0 | 0 | 0 | 0 | 0
[13 empty] | 0 | 0 | 0 | 0 | 0 | 0 | 0 | 0 | 0 | 0 | 0 | 0 | 0 | 0 | 0 | 0 | 0 | 0 | 0 | 0 | 0 | 0 | 0 | 0 | 0 | 0 | 0 | 0 | 0 | 0 | 0 | 0 | 0 | 0 | 0 | 0 | 0 | 0 | 0 | 0 | 0 | 0 | 0 | 0 | 0 | 0 | 0 | 0 | 0
[13 empty] | 0 | 0 | 0 | 0 | 0 | 0 | 0 | 0 | 0 | 0 | 0 | 0 | 0 | 0 | 0 | 0 | 0 | 0 | 0 | 0 | 0 | 0 | 0 | 0 | 0 | 0 | 0 | 0 | 0 | 0 | 0 | 0 | 0 | 0 | 0 | 0 | 0 | 0 | 0 | 0 | 0 | 0 | 0 | 0 | 0 | 0 | 0 | 0 | 0
[13 empty] | 0 | 0 | 0 | 0 | 0 | 0 | 0 | 0 | 0 | 0 | 0 | 0 | 0 | 0 | 0 | 0 | 0 | 0 | 0 | 0 | 0 | 0 | 0 | 0 | 0 | 0 | 0 | 0 | 0 | 0 | 0 | 0 | 0 | 0 | 0 | 0 | 0 | 0 | 0 | 0 | 0 | 0 | 0 | 0 | 0 | 0 | 0 | 0 | 0
[13 empty] | 0 | 0 | 0 | 0 | 0 | 0 | 0 | 0 | 0 | 0 | 0 | 0 | 0 | 0 | 0 | 0 | 0 | 0 | 0 | 0 | 0 | 0 | 0 | 0 | 0 | 0 | 0 | 0 | 0 | 0 | 0 | 0 | 0 | 0 | 0 | 0 | 0 | 0 | 0 | 0 | 0 | 0 | 0 | 0 | 0 | 0 | 0 | 0 | 0
[13 empty] | 0 | 0 | 0 | 0 | 0 | 0 | 0 | 0 | 0 | 0 | 0 | 0 | 0 | 0 | 0 | 0 | 0 | 0 | 0 | 0 | 0 | 0 | 0 | 0 | 0 | 0 | 0 | 0 | 0 | 0 | 0 | 0 | 0 | 0 | 0 | 0 | 0 | 0 | 0 | 0 | 0 | 0 | 0 | 0 | 0 | 0 | 0 | 0 | 0
[13 empty] | 0 | 0 | 0 | 0 | 0 | 0 | 0 | 0 | 0 | 0 | 0 | 0 | 0 | 0 | 0 | 0 | 0 | 0 | 0 | 0 | 0 | 0 | 0 | 0 | 0 | 0 | 0 | 0 | 0 | 0 | 0 | 0 | 0 | 0 | 0 | 0 | 0 | 0 | 0 | 0 | 0 | 0 | 0 | 0 | 0 | 0 | 0 | 0 | 0
[13 empty] | 0 | 0 | 0 | 0 | 0 | 0 | 0 | 0 | 0 | 0 | 0 | 0 | 0 | 0 | 0 | 0 | 0 | 0 | 0 | 0 | 0 | 0 | 0 | 0 | 0 | 0 | 0 | 0 | 0 | 0 | 0 | 0 | 0 | 0 | 0 | 0 | 0 | 0 | 0 | 0 | 0 | 0 | 0 | 0 | 0 | 0 | 0 | 0 | 0
[13 empty] | 0 | 0 | 0 | 0 | 0 | 0 | 0 | 0 | 0 | 0 | 0 | 0 | 0 | 0 | 0 | 0 | 0 | 0 | 0 | 0 | 0 | 0 | 0 | 0 | 0 | 0 | 0 | 0 | 0 | 0 | 0 | 0 | 0 | 0 | 0 | 0 | 0 | 0 | 0 | 0 | 0 | 0 | 0 | 0 | 0 | 0 | 0 | 0 | 0
[13 empty] | 0 | 0 | 0 | 0 | 0 | 0 | 0 | 0 | 0 | 0 | 0 | 0 | 0 | 0 | 0 | 0 | 0 | 0 | 0 | 0 | 0 | 0 | 0 | 0 | 0 | 0 | 0 | 0 | 0 | 0 | 0 | 0 | 0 | 0 | 0 | 0 | 0 | 0 | 0 | 0 | 0 | 0 | 0 | 0 | 0 | 0 | 0 | 0 | 0
[13 empty] | 0 | 0 | 0 | 0 | 0 | 0 | 0 | 0 | 0 | 0 | 0 | 0 | 0 | 0 | 0 | 0 | 0 | 0 | 0 | 0 | 0 | 0 | 0 | 0 | 0 | 0 | 0 | 0 | 0 | 0 | 0 | 0 | 0 | 0 | 0 | 0 | 0 | 0 | 0 | 0 | 0 | 0 | 0 | 0 | 0 | 0 | 0 | 0 | 0
[13 empty] | 0 | 0 | 0 | 0 | 0 | 0 | 0 | 0 | 0 | 0 | 0 | 0 | 0 | 0 | 0 | 0 | 0 | 0 | 0 | 0 | 0 | 0 | 0 | 0 | 0 | 0 | 0 | 0 | 0 | 0 | 0 | 0 | 0 | 0 | 0 | 0 | 0 | 0 | 0 | 0 | 0 | 0 | 0 | 0 | 0 | 0 | 0 | 0 | 0
[13 empty] | 0 | 0 | 0 | 0 | 0 | 0 | 0 | 0 | 0 | 0 | 0 | 0 | 0 | 0 | 0 | 0 | 0 | 0 | 0 | 0 | 0 | 0 | 0 | 0 | 0 | 0 | 0 | 0 | 0 | 0 | 0 | 0 | 0 | 0 | 0 | 0 | 0 | 0 | 0 | 0 | 0 | 0 | 0 | 0 | 0 | 0 | 0 | 0 | 0
[13 empty] | 0 | 0 | 0 | 0 | 0 | 0 | 0 | 0 | 0 | 0 | 0 | 0 | 0 | 0 | 0 | 0 | 0 | 0 | 0 | 0 | 0 | 0 | 0 | 0 | 0 | 0 | 0 | 0 | 0 | 0 | 0 | 0 | 0 | 0 | 0 | 0 | 0 | 0 | 0 | 0 | 0 | 0 | 0 | 0 | 0 | 0 | 0 | 0 | 0
[13 empty] | 0 | 0 | 0 | 0 | 0 | 0 | 0 | 0 | 0 | 0 | 0 | 0 | 0 | 0 | 0 | 0 | 0 | 0 | 0 | 0 | 0 | 0 | 0 | 0 | 0 | 0 | 0 | 0 | 0 | 0 | 0 | 0 | 0 | 0 | 0 | 0 | 0 | 0 | 0 | 0 | 0 | 0 | 0 | 0 | 0 | 0 | 0 | 0 | 0
[13 empty] | 0 | 0 | 0 | 0 | 0 | 0 | 0 | 0 | 0 | 0 | 0 | 0 | 0 | 0 | 0 | 0 | 0 | 0 | 0 | 0 | 0 | 0 | 0 | 0 | 0 | 0 | 0 | 0 | 0 | 0 | 0 | 0 | 0 | 0 | 0 | 0 | 0 | 0 | 0 | 0 | 0 | 0 | 0 | 0 | 0 | 0 | 0 | 0 | 0
[13 empty] | 0 | 0 | 0 | 0 | 0 | 0 | 0 | 0 | 0 | 0 | 0 | 0 | 0 | 0 | 0 | 0 | 0 | 0 | 0 | 0 | 0 | 0 | 0 | 0 | 0 | 0 | 0 | 0 | 0 | 0 | 0 | 0 | 0 | 0 | 0 | 0 | 0 | 0 | 0 | 0 | 0 | 0 | 0 | 0 | 0 | 0 | 0 | 0 | 0
[13 empty] | 0 | 0 | 0 | 0 | 0 | 0 | 0 | 0 | 0 | 0 | 0 | 0 | 0 | 0 | 0 | 0 | 0 | 0 | 0 | 0 | 0 | 0 | 0 | 0 | 0 | 0 | 0 | 0 | 0 | 0 | 0 | 0 | 0 | 0 | 0 | 0 | 0 | 0 | 0 | 0 | 0 | 0 | 0 | 0 | 0 | 0 | 0 | 0 | 0
[13 empty] | 0 | 0 | 0 | 0 | 0 | 0 | 0 | 0 | 0 | 0 | 0 | 0 | 0 | 0 | 0 | 0 | 0 | 0 | 0 | 0 | 0 | 0 | 0 | 0 | 0 | 0 | 0 | 0 | 0 | 0 | 0 | 0 | 0 | 0 | 0 | 0 | 0 | 0 | 0 | 0 | 0 | 0 | 0 | 0 | 0 | 0 | 0 | 0 | 0
[13 empty] | 0 | 0 | 0 | 0 | 0 | 0 | 0 | 0 | 0 | 0 | 0 | 0 | 0 | 0 | 0 | 0 | 0 | 0 | 0 | 0 | 0 | 0 | 0 | 0 | 0 | 0 | 0 | 0 | 0 | 0 | 0 | 0 | 0 | 0 | 0 | 0 | 0 | 0 | 0 | 0 | 0 | 0 | 0 | 0 | 0 | 0 | 0 | 0 | 0
[13 empty] | 0 | 0 | 0 | 0 | 0 | 0 | 0 | 0 | 0 | 0 | 0 | 0 | 0 | 0 | 0 | 0 | 0 | 0 | 0 | 0 | 0 | 0 | 0 | 0 | 0 | 0 | 0 | 0 | 0 | 0 | 0 | 0 | 0 | 0 | 0 | 0 | 0 | 0 | 0 | 0 | 0 | 0 | 0 | 0 | 0 | 0 | 0 | 0 | 0
[13 empty] | 0 | 0 | 0 | 0 | 0 | 0 | 0 | 0 | 0 | 0 | 0 | 0 | 0 | 0 | 0 | 0 | 0 | 0 | 0 | 0 | 0 | 0 | 0 | 0 | 0 | 0 | 0 | 0 | 0 | 0 | 0 | 0 | 0 | 0 | 0 | 0 | 0 | 0 | 0 | 0 | 0 | 0 | 0 | 0 | 0 | 0 | 0 | 0 | 0
[13 empty] | 0 | 0 | 0 | 0 | 0 | 0 | 0 | 0 | 0 | 0 | 0 | 0 | 0 | 0 | 0 | 0 | 0 | 0 | 0 | 0 | 0 | 0 | 0 | 0 | 0 | 0 | 0 | 0 | 0 | 0 | 0 | 0 | 0 | 0 | 0 | 0 | 0 | 0 | 0 | 0 | 0 | 0 | 0 | 0 | 0 | 0 | 0 | 0 | 0
[13 empty] | 0 | 0 | 0 | 0 | 0 | 0 | 0 | 0 | 0 | 0 | 0 | 0 | 0 | 0 | 0 | 0 | 0 | 0 | 0 | 0 | 0 | 0 | 0 | 0 | 0 | 0 | 0 | 0 | 0 | 0 | 0 | 0 | 0 | 0 | 0 | 0 | 0 | 0 | 0 | 0 | 0 | 0 | 0 | 0 | 0 | 0 | 0 | 0 | 0
[13 empty] | 0 | 0 | 0 | 0 | 0 | 0 | 0 | 0 | 0 | 0 | 0 | 0 | 0 | 0 | 0 | 0 | 0 | 0 | 0 | 0 | 0 | 0 | 0 | 0 | 0 | 0 | 0 | 0 | 0 | 0 | 0 | 0 | 0 | 0 | 0 | 0 | 0 | 0 | 0 | 0 | 0 | 0 | 0 | 0 | 0 | 0 | 0 | 0 | 0
[13 empty] | 0 | 0 | 0 | 0 | 0 | 0 | 0 | 0 | 0 | 0 | 0 | 0 | 0 | 0 | 0 | 0 | 0 | 0 | 0 | 0 | 0 | 0 | 0 | 0 | 0 | 0 | 0 | 0 | 0 | 0 | 0 | 0 | 0 | 0 | 0 | 0 | 0 | 0 | 0 | 0 | 0 | 0 | 0 | 0 | 0 | 0 | 0 | 0 | 0
[13 empty] | 0 | 0 | 0 | 0 | 0 | 0 | 0 | 0 | 0 | 0 | 0 | 0 | 0 | 0 | 0 | 0 | 0 | 0 | 0 | 0 | 0 | 0 | 0 | 0 | 0 | 0 | 0 | 0 | 0 | 0 | 0 | 0 | 0 | 0 | 0 | 0 | 0 | 0 | 0 | 0 | 0 | 0 | 0 | 0 | 0 | 0 | 0 | 0 | 0
[13 empty] | 0 | 0 | 0 | 0 | 0 | 0 | 0 | 0 | 0 | 0 | 0 | 0 | 0 | 0 | 0 | 0 | 0 | 0 | 0 | 0 | 0 | 0 | 0 | 0 | 0 | 0 | 0 | 0 | 0 | 0 | 0 | 0 | 0 | 0 | 0 | 0 | 0 | 0 | 0 | 0 | 0 | 0 | 0 | 0 | 0 | 0 | 0 | 0 | 0
[13 empty] | 0 | 0 | 0 | 0 | 0 | 0 | 0 | 0 | 0 | 0 | 0 | 0 | 0 | 0 | 0 | 0 | 0 | 0 | 0 | 0 | 0 | 0 | 0 | 0 | 0 | 0 | 0 | 0 | 0 | 0 | 0 | 0 | 0 | 0 | 0 | 0 | 0 | 0 | 0 | 0 | 0 | 0 | 0 | 0 | 0 | 0 | 0 | 0 | 0
[13 empty] | 0 | 0 | 0 | 0 | 0 | 0 | 0 | 0 | 0 | 0 | 0 | 0 | 0 | 0 | 0 | 0 | 0 | 0 | 0 | 0 | 0 | 0 | 0 | 0 | 0 | 0 | 0 | 0 | 0 | 0 | 0 | 0 | 0 | 0 | 0 | 0 | 0 | 0 | 0 | 0 | 0 | 0 | 0 | 0 | 0 | 0 | 0 | 0 | 0
[13 empty] | 0 | 0 | 0 | 0 | 0 | 0 | 0 | 0 | 0 | 0 | 0 | 0 | 0 | 0 | 0 | 0 | 0 | 0 | 0 | 0 | 0 | 0 | 0 | 0 | 0 | 0 | 0 | 0 | 0 | 0 | 0 | 0 | 0 | 0 | 0 | 0 | 0 | 0 | 0 | 0 | 0 | 0 | 0 | 0 | 0 | 0 | 0 | 0 | 0
[13 empty] | 0 | 0 | 0 | 0 | 0 | 0 | 0 | 0 | 0 | 0 | 0 | 0 | 0 | 0 | 0 | 0 | 0 | 0 | 0 | 0 | 0 | 0 | 0 | 0 | 0 | 0 | 0 | 0 | 0 | 0 | 0 | 0 | 0 | 0 | 0 | 0 | 0 | 0 | 0 | 0 | 0 | 0 | 0 | 0 | 0 | 0 | 0 | 0 | 0
[13 empty] | 0 | 0 | 0 | 0 | 0 | 0 | 0 | 0 | 0 | 0 | 0 | 0 | 0 | 0 | 0 | 0 | 0 | 0 | 0 | 0 | 0 | 0 | 0 | 0 | 0 | 0 | 0 | 0 | 0 | 0 | 0 | 0 | 0 | 0 | 0 | 0 | 0 | 0 | 0 | 0 | 0 | 0 | 0 | 0 | 0 | 0 | 0 | 0 | 0
[13 empty] | 0 | 0 | 0 | 0 | 0 | 0 | 0 | 0 | 0 | 0 | 0 | 0 | 0 | 0 | 0 | 0 | 0 | 0 | 0 | 0 | 0 | 0 | 0 | 0 | 0 | 0 | 0 | 0 | 0 | 0 | 0 | 0 | 0 | 0 | 0 | 0 | 0 | 0 | 0 | 0 | 0 | 0 | 0 | 0 | 0 | 0 | 0 | 0 | 0
[13 empty] | 0 | 0 | 0 | 0 | 0 | 0 | 0 | 0 | 0 | 0 | 0 | 0 | 0 | 0 | 0 | 0 | 0 | 0 | 0 | 0 | 0 | 0 | 0 | 0 | 0 | 0 | 0 | 0 | 0 | 0 | 0 | 0 | 0 | 0 | 0 | 0 | 0 | 0 | 0 | 0 | 0 | 0 | 0 | 0 | 0 | 0 | 0 | 0 | 0
[13 empty] | 0 | 0 | 0 | 0 | 0 | 0 | 0 | 0 | 0 | 0 | 0 | 0 | 0 | 0 | 0 | 0 | 0 | 0 | 0 | 0 | 0 | 0 | 0 | 0 | 0 | 0 | 0 | 0 | 0 | 0 | 0 | 0 | 0 | 0 | 0 | 0 | 0 | 0 | 0 | 0 | 0 | 0 | 0 | 0 | 0 | 0 | 0 | 0 | 0
[13 empty] | 0 | 0 | 0 | 0 | 0 | 0 | 0 | 0 | 0 | 0 | 0 | 0 | 0 | 0 | 0 | 0 | 0 | 0 | 0 | 0 | 0 | 0 | 0 | 0 | 0 | 0 | 0 | 0 | 0 | 0 | 0 | 0 | 0 | 0 | 0 | 0 | 0 | 0 | 0 | 0 | 0 | 0 | 0 | 0 | 0 | 0 | 0 | 0 | 0
[13 empty] | 0 | 0 | 0 | 0 | 0 | 0 | 0 | 0 | 0 | 0 | 0 | 0 | 0 | 0 | 0 | 0 | 0 | 0 | 0 | 0 | 0 | 0 | 0 | 0 | 0 | 0 | 0 | 0 | 0 | 0 | 0 | 0 | 0 | 0 | 0 | 0 | 0 | 0 | 0 | 0 | 0 | 0 | 0 | 0 | 0 | 0 | 0 | 0 | 0
[13 empty] | 0 | 0 | 0 | 0 | 0 | 0 | 0 | 0 | 0 | 0 | 0 | 0 | 0 | 0 | 0 | 0 | 0 | 0 | 0 | 0 | 0 | 0 | 0 | 0 | 0 | 0 | 0 | 0 | 0 | 0 | 0 | 0 | 0 | 0 | 0 | 0 | 0 | 0 | 0 | 0 | 0 | 0 | 0 | 0 | 0 | 0 | 0 | 0 | 0
[13 empty] | 0 | 0 | 0 | 0 | 0 | 0 | 0 | 0 | 0 | 0 | 0 | 0 | 0 | 0 | 0 | 0 | 0 | 0 | 0 | 0 | 0 | 0 | 0 | 0 | 0 | 0 | 0 | 0 | 0 | 0 | 0 | 0 | 0 | 0 | 0 | 0 | 0 | 0 | 0 | 0 | 0 | 0 | 0 | 0 | 0 | 0 | 0 | 0 | 0
[13 empty] | 0 | 0 | 0 | 0 | 0 | 0 | 0 | 0 | 0 | 0 | 0 | 0 | 0 | 0 | 0 | 0 | 0 | 0 | 0 | 0 | 0 | 0 | 0 | 0 | 0 | 0 | 0 | 0 | 0 | 0 | 0 | 0 | 0 | 0 | 0 | 0 | 0 | 0 | 0 | 0 | 0 | 0 | 0 | 0 | 0 | 0 | 0 | 0 | 0
[13 empty] | 0 | 0 | 0 | 0 | 0 | 0 | 0 | 0 | 0 | 0 | 0 | 0 | 0 | 0 | 0 | 0 | 0 | 0 | 0 | 0 | 0 | 0 | 0 | 0 | 0 | 0 | 0 | 0 | 0 | 0 | 0 | 0 | 0 | 0 | 0 | 0 | 0 | 0 | 0 | 0 | 0 | 0 | 0 | 0 | 0 | 0 | 0 | 0 | 0
[13 empty] | 0 | 0 | 0 | 0 | 0 | 0 | 0 | 0 | 0 | 0 | 0 | 0 | 0 | 0 | 0 | 0 | 0 | 0 | 0 | 0 | 0 | 0 | 0 | 0 | 0 | 0 | 0 | 0 | 0 | 0 | 0 | 0 | 0 | 0 | 0 | 0 | 0 | 0 | 0 | 0 | 0 | 0 | 0 | 0 | 0 | 0 | 0 | 0 | 0
[13 empty] | 0 | 0 | 0 | 0 | 0 | 0 | 0 | 0 | 0 | 0 | 0 | 0 | 0 | 0 | 0 | 0 | 0 | 0 | 0 | 0 | 0 | 0 | 0 | 0 | 0 | 0 | 0 | 0 | 0 | 0 | 0 | 0 | 0 | 0 | 0 | 0 | 0 | 0 | 0 | 0 | 0 | 0 | 0 | 0 | 0 | 0 | 0 | 0 | 0
[13 empty] | 0 | 0 | 0 | 0 | 0 | 0 | 0 | 0 | 0 | 0 | 0 | 0 | 0 | 0 | 0 | 0 | 0 | 0 | 0 | 0 | 0 | 0 | 0 | 0 | 0 | 0 | 0 | 0 | 0 | 0 | 0 | 0 | 0 | 0 | 0 | 0 | 0 | 0 | 0 | 0 | 0 | 0 | 0 | 0 | 0 | 0 | 0 | 0 | 0
[13 empty] | 0 | 0 | 0 | 0 | 0 | 0 | 0 | 0 | 0 | 0 | 0 | 0 | 0 | 0 | 0 | 0 | 0 | 0 | 0 | 0 | 0 | 0 | 0 | 0 | 0 | 0 | 0 | 0 | 0 | 0 | 0 | 0 | 0 | 0 | 0 | 0 | 0 | 0 | 0 | 0 | 0 | 0 | 0 | 0 | 0 | 0 | 0 | 0 | 0
[13 empty] | 0 | 0 | 0 | 0 | 0 | 0 | 0 | 0 | 0 | 0 | 0 | 0 | 0 | 0 | 0 | 0 | 0 | 0 | 0 | 0 | 0 | 0 | 0 | 0 | 0 | 0 | 0 | 0 | 0 | 0 | 0 | 0 | 0 | 0 | 0 | 0 | 0 | 0 | 0 | 0 | 0 | 0 | 0 | 0 | 0 | 0 | 0 | 0 | 0
[13 empty] | 0 | 0 | 0 | 0 | 0 | 0 | 0 | 0 | 0 | 0 | 0 | 0 | 0 | 0 | 0 | 0 | 0 | 0 | 0 | 0 | 0 | 0 | 0 | 0 | 0 | 0 | 0 | 0 | 0 | 0 | 0 | 0 | 0 | 0 | 0 | 0 | 0 | 0 | 0 | 0 | 0 | 0 | 0 | 0 | 0 | 0 | 0 | 0 | 0
[13 empty] | 0 | 0 | 0 | 0 | 0 | 0 | 0 | 0 | 0 | 0 | 0 | 0 | 0 | 0 | 0 | 0 | 0 | 0 | 0 | 0 | 0 | 0 | 0 | 0 | 0 | 0 | 0 | 0 | 0 | 0 | 0 | 0 | 0 | 0 | 0 | 0 | 0 | 0 | 0 | 0 | 0 | 0 | 0 | 0 | 0 | 0 | 0 | 0 | 0
[13 empty] | 0 | 0 | 0 | 0 | 0 | 0 | 0 | 0 | 0 | 0 | 0 | 0 | 0 | 0 | 0 | 0 | 0 | 0 | 0 | 0 | 0 | 0 | 0 | 0 | 0 | 0 | 0 | 0 | 0 | 0 | 0 | 0 | 0 | 0 | 0 | 0 | 0 | 0 | 0 | 0 | 0 | 0 | 0 | 0 | 0 | 0 | 0 | 0 | 0
[13 empty] | 0 | 0 | 0 | 0 | 0 | 0 | 0 | 0 | 0 | 0 | 0 | 0 | 0 | 0 | 0 | 0 | 0 | 0 | 0 | 0 | 0 | 0 | 0 | 0 | 0 | 0 | 0 | 0 | 0 | 0 | 0 | 0 | 0 | 0 | 0 | 0 | 0 | 0 | 0 | 0 | 0 | 0 | 0 | 0 | 0 | 0 | 0 | 0 | 0
[13 empty] | 0 | 0 | 0 | 0 | 0 | 0 | 0 | 0 | 0 | 0 | 0 | 0 | 0 | 0 | 0 | 0 | 0 | 0 | 0 | 0 | 0 | 0 | 0 | 0 | 0 | 0 | 0 | 0 | 0 | 0 | 0 | 0 | 0 | 0 | 0 | 0 | 0 | 0 | 0 | 0 | 0 | 0 | 0 | 0 | 0 | 0 | 0 | 0 | 0
[13 empty] | 0 | 0 | 0 | 0 | 0 | 0 | 0 | 0 | 0 | 0 | 0 | 0 | 0 | 0 | 0 | 0 | 0 | 0 | 0 | 0 | 0 | 0 | 0 | 0 | 0 | 0 | 0 | 0 | 0 | 0 | 0 | 0 | 0 | 0 | 0 | 0 | 0 | 0 | 0 | 0 | 0 | 0 | 0 | 0 | 0 | 0 | 0 | 0 | 0
[13 empty] | 0 | 0 | 0 | 0 | 0 | 0 | 0 | 0 | 0 | 0 | 0 | 0 | 0 | 0 | 0 | 0 | 0 | 0 | 0 | 0 | 0 | 0 | 0 | 0 | 0 | 0 | 0 | 0 | 0 | 0 | 0 | 0 | 0 | 0 | 0 | 0 | 0 | 0 | 0 | 0 | 0 | 0 | 0 | 0 | 0 | 0 | 0 | 0 | 0
[13 empty] | 0 | 0 | 0 | 0 | 0 | 0 | 0 | 0 | 0 | 0 | 0 | 0 | 0 | 0 | 0 | 0 | 0 | 0 | 0 | 0 | 0 | 0 | 0 | 0 | 0 | 0 | 0 | 0 | 0 | 0 | 0 | 0 | 0 | 0 | 0 | 0 | 0 | 0 | 0 | 0 | 0 | 0 | 0 | 0 | 0 | 0 | 0 | 0 | 0
[13 empty] | 0 | 0 | 0 | 0 | 0 | 0 | 0 | 0 | 0 | 0 | 0 | 0 | 0 | 0 | 0 | 0 | 0 | 0 | 0 | 0 | 0 | 0 | 0 | 0 | 0 | 0 | 0 | 0 | 0 | 0 | 0 | 0 | 0 | 0 | 0 | 0 | 0 | 0 | 0 | 0 | 0 | 0 | 0 | 0 | 0 | 0 | 0 | 0 | 0
[13 empty] | 0 | 0 | 0 | 0 | 0 | 0 | 0 | 0 | 0 | 0 | 0 | 0 | 0 | 0 | 0 | 0 | 0 | 0 | 0 | 0 | 0 | 0 | 0 | 0 | 0 | 0 | 0 | 0 | 0 | 0 | 0 | 0 | 0 | 0 | 0 | 0 | 0 | 0 | 0 | 0 | 0 | 0 | 0 | 0 | 0 | 0 | 0 | 0 | 0
[13 empty] | 0 | 0 | 0 | 0 | 0 | 0 | 0 | 0 | 0 | 0 | 0 | 0 | 0 | 0 | 0 | 0 | 0 | 0 | 0 | 0 | 0 | 0 | 0 | 0 | 0 | 0 | 0 | 0 | 0 | 0 | 0 | 0 | 0 | 0 | 0 | 0 | 0 | 0 | 0 | 0 | 0 | 0 | 0 | 0 | 0 | 0 | 0 | 0 | 0
[13 empty] | 0 | 0 | 0 | 0 | 0 | 0 | 0 | 0 | 0 | 0 | 0 | 0 | 0 | 0 | 0 | 0 | 0 | 0 | 0 | 0 | 0 | 0 | 0 | 0 | 0 | 0 | 0 | 0 | 0 | 0 | 0 | 0 | 0 | 0 | 0 | 0 | 0 | 0 | 0 | 0 | 0 | 0 | 0 | 0 | 0 | 0 | 0 | 0 | 0
[13 empty] | 0 | 0 | 0 | 0 | 0 | 0 | 0 | 0 | 0 | 0 | 0 | 0 | 0 | 0 | 0 | 0 | 0 | 0 | 0 | 0 | 0 | 0 | 0 | 0 | 0 | 0 | 0 | 0 | 0 | 0 | 0 | 0 | 0 | 0 | 0 | 0 | 0 | 0 | 0 | 0 | 0 | 0 | 0 | 0 | 0 | 0 | 0 | 0 | 0
[13 empty] | 0 | 0 | 0 | 0 | 0 | 0 | 0 | 0 | 0 | 0 | 0 | 0 | 0 | 0 | 0 | 0 | 0 | 0 | 0 | 0 | 0 | 0 | 0 | 0 | 0 | 0 | 0 | 0 | 0 | 0 | 0 | 0 | 0 | 0 | 0 | 0 | 0 | 0 | 0 | 0 | 0 | 0 | 0 | 0 | 0 | 0 | 0 | 0 | 0
[13 empty] | 0 | 0 | 0 | 0 | 0 | 0 | 0 | 0 | 0 | 0 | 0 | 0 | 0 | 0 | 0 | 0 | 0 | 0 | 0 | 0 | 0 | 0 | 0 | 0 | 0 | 0 | 0 | 0 | 0 | 0 | 0 | 0 | 0 | 0 | 0 | 0 | 0 | 0 | 0 | 0 | 0 | 0 | 0 | 0 | 0 | 0 | 0 | 0 | 0
[13 empty] | 0 | 0 | 0 | 0 | 0 | 0 | 0 | 0 | 0 | 0 | 0 | 0 | 0 | 0 | 0 | 0 | 0 | 0 | 0 | 0 | 0 | 0 | 0 | 0 | 0 | 0 | 0 | 0 | 0 | 0 | 0 | 0 | 0 | 0 | 0 | 0 | 0 | 0 | 0 | 0 | 0 | 0 | 0 | 0 | 0 | 0 | 0 | 0 | 0
[13 empty] | 0 | 0 | 0 | 0 | 0 | 0 | 0 | 0 | 0 | 0 | 0 | 0 | 0 | 0 | 0 | 0 | 0 | 0 | 0 | 0 | 0 | 0 | 0 | 0 | 0 | 0 | 0 | 0 | 0 | 0 | 0 | 0 | 0 | 0 | 0 | 0 | 0 | 0 | 0 | 0 | 0 | 0 | 0 | 0 | 0 | 0 | 0 | 0 | 0
[13 empty] | 0 | 0 | 0 | 0 | 0 | 0 | 0 | 0 | 0 | 0 | 0 | 0 | 0 | 0 | 0 | 0 | 0 | 0 | 0 | 0 | 0 | 0 | 0 | 0 | 0 | 0 | 0 | 0 | 0 | 0 | 0 | 0 | 0 | 0 | 0 | 0 | 0 | 0 | 0 | 0 | 0 | 0 | 0 | 0 | 0 | 0 | 0 | 0 | 0
[13 empty] | 0 | 0 | 0 | 0 | 0 | 0 | 0 | 0 | 0 | 0 | 0 | 0 | 0 | 0 | 0 | 0 | 0 | 0 | 0 | 0 | 0 | 0 | 0 | 0 | 0 | 0 | 0 | 0 | 0 | 0 | 0 | 0 | 0 | 0 | 0 | 0 | 0 | 0 | 0 | 0 | 0 | 0 | 0 | 0 | 0 | 0 | 0 | 0 | 0
[13 empty] | 0 | 0 | 0 | 0 | 0 | 0 | 0 | 0 | 0 | 0 | 0 | 0 | 0 | 0 | 0 | 0 | 0 | 0 | 0 | 0 | 0 | 0 | 0 | 0 | 0 | 0 | 0 | 0 | 0 | 0 | 0 | 0 | 0 | 0 | 0 | 0 | 0 | 0 | 0 | 0 | 0 | 0 | 0 | 0 | 0 | 0 | 0 | 0 | 0
[13 empty] | 0 | 0 | 0 | 0 | 0 | 0 | 0 | 0 | 0 | 0 | 0 | 0 | 0 | 0 | 0 | 0 | 0 | 0 | 0 | 0 | 0 | 0 | 0 | 0 | 0 | 0 | 0 | 0 | 0 | 0 | 0 | 0 | 0 | 0 | 0 | 0 | 0 | 0 | 0 | 0 | 0 | 0 | 0 | 0 | 0 | 0 | 0 | 0 | 0
[13 empty] | 0 | 0 | 0 | 0 | 0 | 0 | 0 | 0 | 0 | 0 | 0 | 0 | 0 | 0 | 0 | 0 | 0 | 0 | 0 | 0 | 0 | 0 | 0 | 0 | 0 | 0 | 0 | 0 | 0 | 0 | 0 | 0 | 0 | 0 | 0 | 0 | 0 | 0 | 0 | 0 | 0 | 0 | 0 | 0 | 0 | 0 | 0 | 0 | 0
[13 empty] | 0 | 0 | 0 | 0 | 0 | 0 | 0 | 0 | 0 | 0 | 0 | 0 | 0 | 0 | 0 | 0 | 0 | 0 | 0 | 0 | 0 | 0 | 0 | 0 | 0 | 0 | 0 | 0 | 0 | 0 | 0 | 0 | 0 | 0 | 0 | 0 | 0 | 0 | 0 | 0 | 0 | 0 | 0 | 0 | 0 | 0 | 0 | 0 | 0
[13 empty] | 0 | 0 | 0 | 0 | 0 | 0 | 0 | 0 | 0 | 0 | 0 | 0 | 0 | 0 | 0 | 0 | 0 | 0 | 0 | 0 | 0 | 0 | 0 | 0 | 0 | 0 | 0 | 0 | 0 | 0 | 0 | 0 | 0 | 0 | 0 | 0 | 0 | 0 | 0 | 0 | 0 | 0 | 0 | 0 | 0 | 0 | 0 | 0 | 0
[13 empty] | 0 | 0 | 0 | 0 | 0 | 0 | 0 | 0 | 0 | 0 | 0 | 0 | 0 | 0 | 0 | 0 | 0 | 0 | 0 | 0 | 0 | 0 | 0 | 0 | 0 | 0 | 0 | 0 | 0 | 0 | 0 | 0 | 0 | 0 | 0 | 0 | 0 | 0 | 0 | 0 | 0 | 0 | 0 | 0 | 0 | 0 | 0 | 0 | 0
[13 empty] | 0 | 0 | 0 | 0 | 0 | 0 | 0 | 0 | 0 | 0 | 0 | 0 | 0 | 0 | 0 | 0 | 0 | 0 | 0 | 0 | 0 | 0 | 0 | 0 | 0 | 0 | 0 | 0 | 0 | 0 | 0 | 0 | 0 | 0 | 0 | 0 | 0 | 0 | 0 | 0 | 0 | 0 | 0 | 0 | 0 | 0 | 0 | 0 | 0
[13 empty] | 0 | 0 | 0 | 0 | 0 | 0 | 0 | 0 | 0 | 0 | 0 | 0 | 0 | 0 | 0 | 0 | 0 | 0 | 0 | 0 | 0 | 0 | 0 | 0 | 0 | 0 | 0 | 0 | 0 | 0 | 0 | 0 | 0 | 0 | 0 | 0 | 0 | 0 | 0 | 0 | 0 | 0 | 0 | 0 | 0 | 0 | 0 | 0 | 0
[13 empty] | 0 | 0 | 0 | 0 | 0 | 0 | 0 | 0 | 0 | 0 | 0 | 0 | 0 | 0 | 0 | 0 | 0 | 0 | 0 | 0 | 0 | 0 | 0 | 0 | 0 | 0 | 0 | 0 | 0 | 0 | 0 | 0 | 0 | 0 | 0 | 0 | 0 | 0 | 0 | 0 | 0 | 0 | 0 | 0 | 0 | 0 | 0 | 0 | 0
[13 empty] | 0 | 0 | 0 | 0 | 0 | 0 | 0 | 0 | 0 | 0 | 0 | 0 | 0 | 0 | 0 | 0 | 0 | 0 | 0 | 0 | 0 | 0 | 0 | 0 | 0 | 0 | 0 | 0 | 0 | 0 | 0 | 0 | 0 | 0 | 0 | 0 | 0 | 0 | 0 | 0 | 0 | 0 | 0 | 0 | 0 | 0 | 0 | 0 | 0
[13 empty] | 0 | 0 | 0 | 0 | 0 | 0 | 0 | 0 | 0 | 0 | 0 | 0 | 0 | 0 | 0 | 0 | 0 | 0 | 0 | 0 | 0 | 0 | 0 | 0 | 0 | 0 | 0 | 0 | 0 | 0 | 0 | 0 | 0 | 0 | 0 | 0 | 0 | 0 | 0 | 0 | 0 | 0 | 0 | 0 | 0 | 0 | 0 | 0 | 0
[13 empty] | 0 | 0 | 0 | 0 | 0 | 0 | 0 | 0 | 0 | 0 | 0 | 0 | 0 | 0 | 0 | 0 | 0 | 0 | 0 | 0 | 0 | 0 | 0 | 0 | 0 | 0 | 0 | 0 | 0 | 0 | 0 | 0 | 0 | 0 | 0 | 0 | 0 | 0 | 0 | 0 | 0 | 0 | 0 | 0 | 0 | 0 | 0 | 0 | 0
[13 empty] | 0 | 0 | 0 | 0 | 0 | 0 | 0 | 0 | 0 | 0 | 0 | 0 | 0 | 0 | 0 | 0 | 0 | 0 | 0 | 0 | 0 | 0 | 0 | 0 | 0 | 0 | 0 | 0 | 0 | 0 | 0 | 0 | 0 | 0 | 0 | 0 | 0 | 0 | 0 | 0 | 0 | 0 | 0 | 0 | 0 | 0 | 0 | 0 | 0
[13 empty] | 0 | 0 | 0 | 0 | 0 | 0 | 0 | 0 | 0 | 0 | 0 | 0 | 0 | 0 | 0 | 0 | 0 | 0 | 0 | 0 | 0 | 0 | 0 | 0 | 0 | 0 | 0 | 0 | 0 | 0 | 0 | 0 | 0 | 0 | 0 | 0 | 0 | 0 | 0 | 0 | 0 | 0 | 0 | 0 | 0 | 0 | 0 | 0 | 0
[13 empty] | 0 | 0 | 0 | 0 | 0 | 0 | 0 | 0 | 0 | 0 | 0 | 0 | 0 | 0 | 0 | 0 | 0 | 0 | 0 | 0 | 0 | 0 | 0 | 0 | 0 | 0 | 0 | 0 | 0 | 0 | 0 | 0 | 0 | 0 | 0 | 0 | 0 | 0 | 0 | 0 | 0 | 0 | 0 | 0 | 0 | 0 | 0 | 0 | 0
[13 empty] | 0 | 0 | 0 | 0 | 0 | 0 | 0 | 0 | 0 | 0 | 0 | 0 | 0 | 0 | 0 | 0 | 0 | 0 | 0 | 0 | 0 | 0 | 0 | 0 | 0 | 0 | 0 | 0 | 0 | 0 | 0 | 0 | 0 | 0 | 0 | 0 | 0 | 0 | 0 | 0 | 0 | 0 | 0 | 0 | 0 | 0 | 0 | 0 | 0
[13 empty] | 0 | 0 | 0 | 0 | 0 | 0 | 0 | 0 | 0 | 0 | 0 | 0 | 0 | 0 | 0 | 0 | 0 | 0 | 0 | 0 | 0 | 0 | 0 | 0 | 0 | 0 | 0 | 0 | 0 | 0 | 0 | 0 | 0 | 0 | 0 | 0 | 0 | 0 | 0 | 0 | 0 | 0 | 0 | 0 | 0 | 0 | 0 | 0 | 0
[13 empty] | 0 | 0 | 0 | 0 | 0 | 0 | 0 | 0 | 0 | 0 | 0 | 0 | 0 | 0 | 0 | 0 | 0 | 0 | 0 | 0 | 0 | 0 | 0 | 0 | 0 | 0 | 0 | 0 | 0 | 0 | 0 | 0 | 0 | 0 | 0 | 0 | 0 | 0 | 0 | 0 | 0 | 0 | 0 | 0 | 0 | 0 | 0 | 0 | 0
x | x | x | x | x | x | x | x | x | x | x | x | x | x | x | x | x | x | x | x | x | x | x | x | x | x | x | x | x | x | x | x | x | x | x | x | x | x | x | x | x | x | x | x | x | x | x | x | x | x | x | x | x | x | x | x | x | x | x | x | x | x
Appliance Recycling | RES | [11 empty] | 0 | 0 | 0 | 0 | 0 | 0 | 0 | 0 | 0 | 0 | 0 | 0 | 0 | 0 | 0 | 0 | 0 | 0 | 0 | 0 | 0 | 0 | 0 | 0 | 0 | 0 | 0 | 0 | 0 | 0 | 0 | 0 | 0 | 0 | 0 | 0 | 0 | 0 | 0 | 0 | 0 | 0 | 0 | 0 | 0 | 0 | 0 | 0 | 0
Appliances | VS or S NR
Building Shell - Insulation | M NR
Building Shell - Roof Color | L NR
Building Shell - Windows | AG
HVAC - Air Conditioning Systems
HVAC - Controls
HVAC - Heating Systems
HVAC - Tune-up
HVAC - Ventilation Systems
Lighting - Comprehensive Measures
Lighting - Controls
Lighting - Exterior
Lighting - Interior
Nonresidential - Comprehensive Measures
Nonresidential - Compressed Air Systems
Nonresidential - Custom End Use
Nonresidential - Food Service & Processing
Nonresidential - Motor Controls
Nonresidential - Motors
Nonresidential - Office Equipment
Nonresidential - Process Optimization
Nonresidential - Pumping Systems
Nonresidential - Refrigeration
Residential - Comprehensive Measures
Water Heating - Systems
Water Heating - Controls
Other

## 2A - RecordedEEActivities
1243 - Southern California Edison - Express Efficiency - SCE service area - IOU Statewide Program - Dec-05 Report | [11 empty] | Projected | Recorded | Total | Commitments | Jan-04 | Feb-04 | Mar-04 | Apr-04 | May-04 | Jun-04 | Jul-04 | Aug-04 | Sep-04 | Oct-04 | Nov-04 | Dec-04 | Jan-05 | Feb-05 | Mar-05 | Apr-05 | May-05 | Jun-05 | Jul-05 | Aug-05 | Sep-05 | Oct-05 | Nov-05 | Dec-05 | Jan-06 | Feb-06 | Mar-06 | Apr-06
2A - RecordedEEActivities | Total Resource Cost Test |  | Incentives | è | [7 empty] | 7503799.7 | 8226889.358 | 7387142.834 | 839746.524 | 0 | 376.5 | 179320.003 | 129238.35 | 254813.345 | 365426.664 | 761516.8145 | 359837.72 | 410983.663 | 375779.86 | 473930.55 | 271545.68 | 150080.7495 | 21918.501 | 475612.4285 | 297654.5145 | 44778.4105 | 286944.67 | 156050.1 | 345704.783 | 231764.035 | 789516.1345 | 344491.368 | 659857.99 | 0 | 0 | 0 | 0
| Projected | Recorded | Installation | è | [7 empty] | 0 | 0 | 0 | 0 | 0 | 0 | 0 | 0 | 0 | 0 | 0 | 0 | 0 | 0 | 0 | 0 | 0 | 0 | 0 | 0 | 0 | 0 | 0 | 0 | 0 | 0 | 0 | 0 | 0 | 0 | 0 | 0
Lev Cost Elec | 0.015252 | 0.017492 | Participant Test |  | Net Effects | [6 empty] | Projected | Recorded | Total | Commitments | Jan-04 | Feb-04 | Mar-04 | Apr-04 | May-04 | Jun-04 | Jul-04 | Aug-04 | Sep-04 | Oct-04 | Nov-04 | Dec-04 | Jan-05 | Feb-05 | Mar-05 | Apr-05 | May-05 | Jun-05 | Jul-05 | Aug-05 | Sep-05 | Oct-05 | Nov-05 | Dec-05 | Jan-06 | Feb-06 | Mar-06 | Apr-06
Lev Cost Gas | #DIV/0! | #DIV/0! | Projected | Recorded | Coinc Peak kW | [6 empty] | 46407.0931 | 35386.0628 | 31863.4076 | 3522.6551 | 0 | 1.906 | 1151.4014 | 690.9295 | 1174.2162 | 1459.3394 | 2317.6553 | 1424.945 | 2148.2188 | 2619.6417 | 3615.9436 | 941.0649 | 884.8792 | 150.7967 | 174.9672 | 897.5821 | 138.6851 | 1472.484 | 1070.1188 | 1511.7801 | 1027.7786 | 2417.5788 | 1380.9402 | 3190.555 | 0 | 0 | 0 | 0
Costs | 22639645.2448 | 25964797.1408 | 18377547.13 | 22141576.3612 | Annual kWh | [6 empty] | 210382163.064 | 196624264.6234 | 177226995.7992 | 19397268.8242 | 0 | 8929.535 | 5370209.4888 | 3518957.9789 | 5433925.1549 | 6647770.2629 | 13563977.964 | 6924477.1574 | 10420407.1003 | 12022056.7258 | 17518456.0008 | 5186049.3811 | 4135756.3094 | 719876.1859 | -215323.0166 | 4961420.4974 | 904312.476 | 7862260.0608 | 5907303.3552 | 8382960.8472 | 5058662.785 | 21139967.8819 | 11693883.551 | 20060698.116 | 0 | 0 | 0 | 0
Benefits | 105030159.8011 | 109043445.4728 | 317775011.3183 | 9221820.2132 | Lifecyc kWh | [6 empty] | 2131457382.9312 | 2285669704.1242 | 2052314168.2944 | 233355535.8298 | 0 | 110813.6678 | 53617902.8736 | 33553248.4877 | 67251874.6637 | 85395697.1981 | 161900909.4336 | 86711585.4566 | 115208755.2691 | 119261522.3962 | 166336636.1088 | 67455763.7683 | 44133948.3302 | 8499714.7699 | 53243458.1338 | 62756253.7382 | 13405148.5248 | 81843598.5792 | 53187978.8736 | 93154584.4224 | 60075070.5562 | 289463457.4771 | 128145279.0758 | 207600966.4896 | 0 | 0 | 0 | 0
Net Benefits | 82390514.5563 | 83078648.332 | 299397464.1883 | -12919756.148 | Annual Therms | [6 empty] | 0 | 0 | 0 | 0 | 0 | 0 | 0 | 0 | 0 | 0 | 0 | 0 | 0 | 0 | 0 | 0 | 0 | 0 | 0 | 0 | 0 | 0 | 0 | 0 | 0 | 0 | 0 | 0 | 0 | 0 | 0 | 0 | [43 empty] | LOAD INCREASES
Ratio | 4.6392 | 4.1997 | 17.2915 | 0.41649 | Lifecyc Therms | [6 empty] | 0 | 0 | 0 | 0 | 0 | 0 | 0 | 0 | 0 | 0 | 0 | 0 | 0 | 0 | 0 | 0 | 0 | 0 | 0 | 0 | 0 | 0 | 0 | 0 | 0 | 0 | 0 | 0 | 0 | 0 | 0 | 0 | [43 empty] | 0 | 0 | 0 | 0
MEASURE TYPE / END USE LOAD Select from List | TARGET SECTOR Select From List See Instructions For List Definitions | MEASURE / ACTIVITY NAME Provide Measure Descriptions in Proposal Narrative | UNIT DEFINITION | FINANCIAL INCENTIVE PER UNIT | INSTALLATION, SERVICE, AND REPAIR LABOR COSTS PER UNIT | GROSS COINCIDENT PEAK DEMAND REDUCTION PER UNIT (kW) | GROSS ANNUAL ENERGY SAVINGS PER UNIT (kWh) | GROSS ANNUAL ENERGY SAVINGS PER UNIT (THERMS) | GROSS IMC | EUL | NTG | UNIT GOALS | Total Recorded Units (Actual + Commitments) | Total Units | Commitments | 2004-01-01 | 2004-02-01 | 2004-03-01 | 2004-04-01 | 2004-05-01 | 2004-06-01 | 2004-07-01 | 2004-08-01 | 2004-09-01 | 2004-10-01 | 2004-11-01 | 2004-12-01 | 2005-01-01 | 2005-02-01 | 2005-03-01 | 2005-04-01 | 2005-05-01 | 2005-06-01 | 2005-07-01 | 2005-08-01 | 2005-09-01 | 2005-10-01 | 2005-11-01 | 2005-12-01 | 2006-01-01 | 2006-02-01 | 2006-03-01 | 2006-04-01 | FINANCIAL INCENTIVE PER MEASURE | INSTALLATION, SERVICE, AND REPAIR LABOR COSTS PER MEASURE | TOTAL GROSS INCREMENTAL MEASURE COST PER MEASURE | TOTAL NET INCREMENTAL MEASURE COST PER MEASURE | RECORDED NET COINCIDENT PEAK DEMAND REDUCTION (KW) | RECORDED ANNUAL NET KWH SAVINGS | RECORDED ANNUAL NET THERM SAVINGS | RECORDED LIFECYCLE NET KWH SAVINGS | RECORDED LIFECYCLE NET THERM SAVINGS | PRESENT VALUE OF ANNUALIZED ELECTRIC SAVINGS per KWH - TRC | PRESENT VALUE OF ANNUALIZED GAS SAVINGS per THERM - TRC | PG&E Res | PG&E Small Comm | PG&E Med Comm | PG&E Large Comm | PG&E Ag | SCE Res | SCE Small Comm | SCE Med Comm | SCE Large Comm | SCE Ag | SDGE Res | SDGE Small Comm | SDGE Med Comm | SDGE Large Comm | SDGE Ag | PRESENT VALUE OF ANNUALIZED ELECTRIC SAVINGS per KWH - PT | PG&E Res | PG&E Small Comm | PG&E Med Comm | PG&E Large Comm | PG&E Ag | SCG Res | SCG Small Comm | SCG Med Comm | SCG Large Comm | SCG Ag | SDGE Res | SDGE Small Comm | SDGE Med Comm | SDGE Large Comm | SDGE Ag | PRESENT VALUE OF ANNUALIZED GAS SAVINGS per THERM - PT | GROSS ELECTRICITY BENEFITS - PT | GROSS GAS BENEFITS - PT | NET ELECTRICITY BENEFITS - TRC | NET GAS BENEFITS -TRC | GROSS RESOURCE BENEFITS | NET RESOURCE BENEFITS
0 | 0 | HVAC | 0 | 0 | 0 | 0 | 0 | 0 | 0 | 0 | 0 | 0 | 0 | 0 |  | 2004-12-01: 0 | 0 | 0 | 0 | 0 | 0 | 0 | 0 | 0 | 0 | 0 | 0 | 0 | 0 | 0 | 0 | 0 | 0 | 0 | 0 | 0 | 0 | 0 | 0 | 0 | 0 | 0 | 0 | 0 | 0 | 0 | 0 | 0 | 0 | 0 | 0 | 0 | 0 | 0 | 0 | 0 | 0 | 0 | 0 | 0 | 0 | 0 | 0 | 0 | 0
HVAC - Air Conditioning Systems | VS or S NR | Package Terminal Air Conditioners | unit | 100 | 0 | 0.157 | 383.08 | 0 | 65 | 15 | 0.96 | 9836 | 3034 | 3034 | 0 |  |  | 61 | 97 | 107 | 189 | 91 | 112 | 340 | 75 | 0 | 61 | 22 | 0 | 329 | 310 | 35 | 175 | 184 | 299 | 88 | 249 | 48 | 162 |  |  |  |  | 303400 | 0 | 197210 | 189321.6 | 457.2845 | 1115774.1312 | 0 | 16736611.968 | 0 | 0.68336 | 4.7167 | 0 | 0 | 0 | 0 | 0 | 1.4782 | 0 | 0 | 0 | 0 | 0 | 0 | 0 | 0 | 0 | 1.4782 | 0 | 0 | 0 | 0 | 0 | 0 | 0 | 0 | 0 | 0 | 0 | 0 | 0 | 0 | 0 | 0 | 1718020.5132 | 0 | 762479.3027 | 0 | 1718020.5132 | 762479.3027
HVAC - Air Conditioning Systems | VS or S NR | Package single Tier 1-air cooled | ton | 80 | 0 | 0.254 | 619.76 | 0 | 158 | 15 | 0.96 | 0 | 0 | 0 | 0 | [5 empty] | 0 |  | 0 | 0 | 0 | 0 | 0 | 0 | 0 | 0 | 0 | 0 | 0 | 0 | 0 | 0 | 0 | 0 | 0 |  |  |  |  | 0 | 0 | 0 | 0 | 0 | 0 | 0 | 0 | 0 | 0.68336 | 4.7167 | 0 | 0 | 0 | 0 | 0 | 0 | 0 | 0 | 0 | 0 | 0 | 0 | 0 | 0 | 0 | 0 | 0 | 0 | 0 | 0 | 0 | 0 | 0 | 0 | 0 | 0 | 0 | 0 | 0 | 0 | 0 | 0 | 0 | 0 | 0 | 0 | 0 | 0
HVAC - Air Conditioning Systems | VS or S NR | Split System single Tier 1- air cooled | ton | 80 | 0 | 0.217 | 529.48 | 0 | 205 | 15 | 0.96 | 0 | 0 | 0 | 0 | [5 empty] | 0 |  | 0 | 0 | 0 | 0 | 0 | 0 | 0 | 0 | 0 | 0 | 0 | 0 | 0 | 0 | 0 | 0 | 0 |  |  |  |  | 0 | 0 | 0 | 0 | 0 | 0 | 0 | 0 | 0 | 0.68336 | 4.7167 | 0 | 0 | 0 | 0 | 0 | 0 | 0 | 0 | 0 | 0 | 0 | 0 | 0 | 0 | 0 | 0 | 0 | 0 | 0 | 0 | 0 | 0 | 0 | 0 | 0 | 0 | 0 | 0 | 0 | 0 | 0 | 0 | 0 | 0 | 0 | 0 | 0 | 0
HVAC - Air Conditioning Systems | VS or S NR | Package single Tier 2 - air cooled | ton | 100 | 0 | 0.283 | 690.52 | 0 | 316 | 15 | 0.96 | 0 | 0 | 0 | 0 | [5 empty] | 0 |  | 0 | 0 | 0 | 0 | 0 | 0 | 0 | 0 | 0 | 0 | 0 | 0 | 0 | 0 | 0 | 0 | 0 |  |  |  |  | 0 | 0 | 0 | 0 | 0 | 0 | 0 | 0 | 0 | 0.68336 | 4.7167 | 0 | 0 | 0 | 0 | 0 | 0 | 0 | 0 | 0 | 0 | 0 | 0 | 0 | 0 | 0 | 0 | 0 | 0 | 0 | 0 | 0 | 0 | 0 | 0 | 0 | 0 | 0 | 0 | 0 | 0 | 0 | 0 | 0 | 0 | 0 | 0 | 0 | 0
HVAC - Air Conditioning Systems | VS or S NR | Split System single Tier 2- air cooled | ton | 100 | 0 | 0.274 | 668.56 | 0 | 406 | 15 | 0.96 | 0 | 0 | 0 | 0 | [5 empty] | 0 |  | 0 | 0 | 0 | 0 | 0 | 0 | 0 | 0 | 0 | 0 | 0 | 0 | 0 | 0 | 0 | 0 | 0 |  |  |  |  | 0 | 0 | 0 | 0 | 0 | 0 | 0 | 0 | 0 | 0.68336 | 4.7167 | 0 | 0 | 0 | 0 | 0 | 0 | 0 | 0 | 0 | 0 | 0 | 0 | 0 | 0 | 0 | 0 | 0 | 0 | 0 | 0 | 0 | 0 | 0 | 0 | 0 | 0 | 0 | 0 | 0 | 0 | 0 | 0 | 0 | 0 | 0 | 0 | 0 | 0
HVAC - Air Conditioning Systems | VS or S NR | Package single Tier 3 - air cooled | ton | 140 | 0 | 0.311 | 758.84 | 0 | 421 | 15 | 0.96 | 0 | 0 | 0 | 0 | [5 empty] | 0 |  | 0 | 0 | 0 | 0 | 0 | 0 | 0 | 0 | 0 | 0 | 0 | 0 | 0 | 0 | 0 | 0 | 0 |  |  |  |  | 0 | 0 | 0 | 0 | 0 | 0 | 0 | 0 | 0 | 0.68336 | 4.7167 | 0 | 0 | 0 | 0 | 0 | 0 | 0 | 0 | 0 | 0 | 0 | 0 | 0 | 0 | 0 | 0 | 0 | 0 | 0 | 0 | 0 | 0 | 0 | 0 | 0 | 0 | 0 | 0 | 0 | 0 | 0 | 0 | 0 | 0 | 0 | 0 | 0 | 0
HVAC - Air Conditioning Systems | VS or S NR | Split System Tier 3 - air cooled | ton | 140 | 0 | 0.308 | 751.52 | 0 | 541 | 15 | 0.96 | 0 | 0 | 0 | 0 | [5 empty] | 0 |  | 0 | 0 | 0 | 0 | 0 | 0 | 0 | 0 | 0 | 0 | 0 | 0 | 0 | 0 | 0 | 0 | 0 |  |  |  |  | 0 | 0 | 0 | 0 | 0 | 0 | 0 | 0 | 0 | 0.68336 | 4.7167 | 0 | 0 | 0 | 0 | 0 | 0 | 0 | 0 | 0 | 0 | 0 | 0 | 0 | 0 | 0 | 0 | 0 | 0 | 0 | 0 | 0 | 0 | 0 | 0 | 0 | 0 | 0 | 0 | 0 | 0 | 0 | 0 | 0 | 0 | 0 | 0 | 0 | 0
HVAC - Air Conditioning Systems | VS or S NR | 65-135kBTU air cooled, package or split Tier 2 | ton | 75 | 0 | 0.106 | 258.64 | 0 | 79 | 15 | 0.96 | 0 | 0 | 0 | 0 | [5 empty] | 0 |  | 0 | 0 | 0 | 0 | 0 | 0 | 0 | 0 | 0 | 0 | 0 | 0 | 0 | 0 | 0 | 0 | 0 |  |  |  |  | 0 | 0 | 0 | 0 | 0 | 0 | 0 | 0 | 0 | 0.68336 | 4.7167 | 0 | 0 | 0 | 0 | 0 | 0 | 0 | 0 | 0 | 0 | 0 | 0 | 0 | 0 | 0 | 0 | 0 | 0 | 0 | 0 | 0 | 0 | 0 | 0 | 0 | 0 | 0 | 0 | 0 | 0 | 0 | 0 | 0 | 0 | 0 | 0 | 0 | 0
HVAC - Air Conditioning Systems | VS or S NR | 65-135kBTU water/evap cooled, package or split Tier 2 | ton | 75 | 0 | 0.106 | 258.64 | 0 | 79 | 15 | 0.96 | 0 | 0 | 0 | 0 | [5 empty] | 0 |  | 0 | 0 | 0 | 0 | 0 | 0 | 0 | 0 | 0 | 0 | 0 | 0 | 0 | 0 | 0 | 0 | 0 |  |  |  |  | 0 | 0 | 0 | 0 | 0 | 0 | 0 | 0 | 0 | 0.68336 | 4.7167 | 0 | 0 | 0 | 0 | 0 | 0 | 0 | 0 | 0 | 0 | 0 | 0 | 0 | 0 | 0 | 0 | 0 | 0 | 0 | 0 | 0 | 0 | 0 | 0 | 0 | 0 | 0 | 0 | 0 | 0 | 0 | 0 | 0 | 0 | 0 | 0 | 0 | 0
HVAC - Air Conditioning Systems | VS or S NR | 135-240 kBTU air cooled, package or split Tier 2 | ton | 75 | 0 | 0.115 | 280.6 | 0 | 79 | 15 | 0.96 | 0 | 0 | 0 | 0 | [5 empty] | 0 |  | 0 | 0 | 0 | 0 | 0 | 0 | 0 | 0 | 0 | 0 | 0 | 0 | 0 | 0 | 0 | 0 | 0 |  |  |  |  | 0 | 0 | 0 | 0 | 0 | 0 | 0 | 0 | 0 | 0.68336 | 4.7167 | 0 | 0 | 0 | 0 | 0 | 0 | 0 | 0 | 0 | 0 | 0 | 0 | 0 | 0 | 0 | 0 | 0 | 0 | 0 | 0 | 0 | 0 | 0 | 0 | 0 | 0 | 0 | 0 | 0 | 0 | 0 | 0 | 0 | 0 | 0 | 0 | 0 | 0
HVAC - Air Conditioning Systems | VS or S NR | 135-240 kBTU water/evap cooled, package or split Tier 2 | ton | 113 | 0 | 0.115 | 280.6 | 0 | 79 | 15 | 0.96 | 0 | 0 | 0 | 0 | [5 empty] | 0 |  | 0 | 0 | 0 | 0 | 0 | 0 | 0 | 0 | 0 | 0 | 0 | 0 | 0 | 0 | 0 | 0 | 0 |  |  |  |  | 0 | 0 | 0 | 0 | 0 | 0 | 0 | 0 | 0 | 0.68336 | 4.7167 | 0 | 0 | 0 | 0 | 0 | 0 | 0 | 0 | 0 | 0 | 0 | 0 | 0 | 0 | 0 | 0 | 0 | 0 | 0 | 0 | 0 | 0 | 0 | 0 | 0 | 0 | 0 | 0 | 0 | 0 | 0 | 0 | 0 | 0 | 0 | 0 | 0 | 0
HVAC - Air Conditioning Systems | VS or S NR | >240 kBTU air cooled, package or split Tier 2 | ton | 75 | 0 | 0.126 | 307.44 | 0 | 79 | 15 | 0.96 | 0 | 0 | 0 | 0 | [5 empty] | 0 |  | 0 | 0 | 0 | 0 | 0 | 0 | 0 | 0 | 0 | 0 | 0 | 0 | 0 | 0 | 0 | 0 | 0 |  |  |  |  | 0 | 0 | 0 | 0 | 0 | 0 | 0 | 0 | 0 | 0.68336 | 4.7167 | 0 | 0 | 0 | 0 | 0 | 0 | 0 | 0 | 0 | 0 | 0 | 0 | 0 | 0 | 0 | 0 | 0 | 0 | 0 | 0 | 0 | 0 | 0 | 0 | 0 | 0 | 0 | 0 | 0 | 0 | 0 | 0 | 0 | 0 | 0 | 0 | 0 | 0
HVAC - Controls | VS or S NR | Variable-Frequency Drives - HVAC Fans | hp | 80 | 0 | 0 | 753 | 0 | 202 | 15 | 0.96 | 940 | 3531 | 3255 | 276 |  |  |  | 100 | 35 | 115 | 2510 | 0 | 12.5 | 15 | 62.5 | 0 | 0 | 0 | -62.5 | 115 | 0 | 15 | 10 | 107.5 | 130 | 20 | 0 | 70 |  |  |  |  | 282480 | 0 | 713262 | 684731.52 | 0 | 2552489.28 | 0 | 38287339.2 | 0 | 0.68336 | 4.7167 | 0 | 0 | 0 | 0 | 0 | 0 | 0 | 0 | 0 | 0 | 0 | 0 | 0 | 0 | 0 | 0 | 0 | 0 | 0 | 0 | 0 | 0 | 0 | 0 | 0 | 0 | 0 | 0 | 0 | 0 | 0 | 0 | 0 | 0 | 1744277.9787 | 0 | 0 | 1744277.9787
HVAC - Controls | VS or S NR | Setback Programmable Thermostats | unit | 54 | 0 | 0 | 4093 | 0 | 58 | 11 | 0.96 | 1000 | 5846 | 5019 | 827 |  |  | 23 | 12 | 19 | 62 | 172 | 85 | 165 | 124 | 170 | 305 | 20 | 0 | -282 | 225 | 14 | 312 | 174 | 282 | 34 | 472 | 1246 | 1385 |  |  |  |  | 315684 | 0 | 339068 | 325505.28 | 0 | 22970570.88 | 0 | 252676279.68 | 0 | 0.54143 | 3.7855 | 0 | 0 | 0 | 0 | 0 | 0 | 0 | 0 | 0 | 0 | 0 | 0 | 0 | 0 | 0 | 0 | 0 | 0 | 0 | 0 | 0 | 0 | 0 | 0 | 0 | 0 | 0 | 0 | 0 | 0 | 0 | 0 | 0 | 0 | 12436878.5381 | 0 | 0 | 12436878.5381
Building Shell - Windows | VS or S NR | Reflective Window Film - Coastal | ft2 | 1.35 | 0 | 0.003 | 13 | 0 | 1.79 | 10 | 0.96 | 4962 | 47053.6 | 46831.34 | 222.26 |  |  | 4525.58 | 1161 | 1643.7 | 3584.72 | 5720 | 1006 | 607 | 4274.2 | 3980 | 0 | 2628.97 | -0.17 | -1928.06 | 0.47 | -0.47 | 11660.2 | 1706 | 1918 | 0 | 2123 | 876.2 | 1345 |  |  |  |  | 63522.36 | 0 | 84225.944 | 80856.9062 | 135.5144 | 587228.928 | 0 | 5872289.28 | 0 | 0.50271 | 3.5343 | 0 | 0 | 0 | 0 | 0 | 0 | 0 | 0 | 0 | 0 | 0 | 0 | 0 | 0 | 0 | 0 | 0 | 0 | 0 | 0 | 0 | 0 | 0 | 0 | 0 | 0 | 0 | 0 | 0 | 0 | 0 | 0 | 0 | 0 | 295204.3738 | 0 | 0 | 295204.3738
Building Shell - Windows | VS or S NR | Reflective Window Film - Inland | ft2 | 1.35 | 0 | 0.003 | 16 | 0 | 1.79 | 10 | 0.96 | 54568 | 52400.92 | 45893.94 | 6506.98 |  |  | 3877.2 | 2611 | 1841 | 3423.92 | 1311.27 | 181 | 698.18 | 0 | 3838 | 0 | 0 | 0.43 | -632.63 | 1024 | 165.4 | 342 | 6376.4 | 542.7 | 852.1 | 3789.89 | 5458.68 | 10193.4 |  |  |  |  | 70741.242 | 0 | 93797.6468 | 90045.7409 | 150.9146 | 804878.1312 | 0 | 8048781.312 | 0 | 0.50271 | 3.5343 | 0 | 0 | 0 | 0 | 0 | 0 | 0 | 0 | 0 | 0 | 0 | 0 | 0 | 0 | 0 | 0 | 0 | 0 | 0 | 0 | 0 | 0 | 0 | 0 | 0 | 0 | 0 | 0 | 0 | 0 | 0 | 0 | 0 | 0 | 404618.256 | 0 | 0 | 404618.256
Building Shell - Windows | VS or S NR | Reflective Window Film - Desert | ft2 | 1.35 | 0 | 0.003 | 24 | 0 | 1.79 | 10 | 0.96 | 10554 | 7269.76 | 7246.76 | 23 |  |  | 612 |  | 0 | 920 | 1499 | 927 | 382.8 | 0 | 0 | 0 | 0 | 0.2 | 607.8 | 0.2 | 80.9 | 0 | 573 | 182.08 | 639 | 281.78 | 541 | 0 |  |  |  |  | 9814.176 | 0 | 13012.8704 | 12492.3556 | 20.9369 | 167495.2704 | 0 | 1674952.704 | 0 | 0.50271 | 3.5343 | 0 | 0 | 0 | 0 | 0 | 0 | 0 | 0 | 0 | 0 | 0 | 0 | 0 | 0 | 0 | 0 | 0 | 0 | 0 | 0 | 0 | 0 | 0 | 0 | 0 | 0 | 0 | 0 | 0 | 0 | 0 | 0 | 0 | 0 | 84201.1251 | 0 | 0 | 84201.1251
Nonresidential - Comprehensive Measures | VS or S NR | Evaporative Coolers | ton | 123 | 0 | 0.714 | 1075 | 0 | 127 | 15 | 0.96 | 150 | 35 | 35 | 0 | [5 empty] | 0 |  | 0 | 1 | 10 | 0 | 0 | 0 | 0 | 0 | 0 | 0 | 0 | 10 | 10 | 0 | 0 | 0 | 4 |  |  |  |  | 4305 | 0 | 4445 | 4267.2 | 23.9904 | 36120 | 0 | 541800 | 0 | 0.68336 | 4.7167 | 0 | 0 | 0 | 0 | 0 | 0 | 0 | 0 | 0 | 0 | 0 | 0 | 0 | 0 | 0 | 0 | 0 | 0 | 0 | 0 | 0 | 0 | 0 | 0 | 0 | 0 | 0 | 0 | 0 | 0 | 0 | 0 | 0 | 0 | 24683.0892 | 0 | 0 | 24683.0892
Building Shell - Roof Color | VS or S NR | Cool Roof | ft2 | 0.1 | 0 | 0.00033 | 0.5 | 0 | 0.21 | 15 | 0.96 | 6734355 | 857559 | 857559 | 0 |  |  | 78823 | 96400 | 25200 | 41500 | 35852 | 18500 | 278749 | 1 | 0 | 0 | 0 | 0 | 282534 | 0 | 0 | 0 | 0 | 0 | 0 | 0 | 0 | 0 |  |  |  |  | 85755.9 | 0 | 180087.39 | 172883.8944 | 271.6747 | 411628.32 | 0 | 6174424.8 | 0 | 0.68336 | 4.7167 | 0 | 0 | 0 | 0 | 0 | 0 | 0 | 0 | 0 | 0 | 0 | 0 | 0 | 0 | 0 | 0 | 0 | 0 | 0 | 0 | 0 | 0 | 0 | 0 | 0 | 0 | 0 | 0 | 0 | 0 | 0 | 0 | 0 | 0 | 281291.7647 | 0 | 0 | 281291.7647
0 | 0 | Lighting | 0 | 0 | 0 | 0 | 0 | 0 | 0 | 0 | 0 | 0 | 0 | 0 | [5 empty] | 0 | 0 | 0 | 0 | 0 | 0 | 0 | 0 | 0 | 0 | 0 | 0 |  | 0 | 0 | 0 | 0 | 0 | 0 | 0 |  |  |  |  | 0 | 0 | 0 | 0 | 0 | 0 | 0 | 0 | 0 | 0 | 0 | 0 | 0 | 0 | 0 | 0 | 0 | 0 | 0 | 0 | 0 | 0 | 0 | 0 | 0 | 0 | 0 | 0 | 0 | 0 | 0 | 0 | 0 | 0 | 0 | 0 | 0 | 0 | 0 | 0 | 0 | 0 | 0 | 0 | 0 | 0 | 0 | 0 | 0
Lighting - Interior | VS or S NR | Screw-in Compact Fluorescent Lamp, 5 - 13 watts | lamp | 1.5 | 0 | 0.031 | 145.235 | 0 | 14.4 | 8 | 0.96 | 4062 | 3794 | 1072 | 2722 |  |  | 179 |  | 4 | 17 |  | 0 | 127 | 294 | 8 | 4 | 19 | 0 | -125 | 8 | 0 | 34 | 50 | 24 | 0 | 0 | 0 | 429 |  |  |  |  | 5691 | 0 | 54633.6 | 52448.256 | 112.9094 | 528980.7264 | 0 | 4231845.8112 | 0 | 0.42074 | 2.9897 | 0 | 0 | 0 | 0 | 0 | 0 | 0 | 0 | 0 | 0 | 0 | 0 | 0 | 0 | 0 | 0 | 0 | 0 | 0 | 0 | 0 | 0 | 0 | 0 | 0 | 0 | 0 | 0 | 0 | 0 | 0 | 0 | 0 | 0 | 222561.4985 | 0 | 0 | 222561.4985
Lighting - Interior | VS or S NR | Screw-in Compact Fluorescent Lamp, 14-26 watts | lamp | 3.5 | 0 | 0.0495 | 231.9075 | 0 | 11.38 | 8 | 0.96 | 501468 | 184583 | 160134 | 24449 |  |  | 8425 | 2398 | 5696 | 5029 | 7256 | 7024 | 12505 | 23951 | 37783 | 335 | 0 | 0 | -14998 | 1814 | 550 | 7497 | 6146 | 11004 | 6485 | 12354 | 10764 | 8116 |  |  |  |  | 646040.5 | 0 | 2100554.54 | 2016532.3584 | 8771.3842 | 41093934.7896 | 0 | 328751478.3168 | 0 | 0.42074 | 2.9897 | 0 | 0 | 0 | 0 | 0 | 0 | 0 | 0 | 0 | 0 | 0 | 0 | 0 | 0 | 0 | 0 | 0 | 0 | 0 | 0 | 0 | 0 | 0 | 0 | 0 | 0 | 0 | 0 | 0 | 0 | 0 | 0 | 0 | 0 | 17289718.2239 | 0 | 0 | 17289718.2239
Lighting - Interior | VS or S NR | Screw-in Compact Fluorescent Lamp, 14-26 watts w/ reflector | lamp | 6 | 0 | 0.0495 | 231.9075 | 0 | 11.38 | 8 | 0.96 | 20000 | 75687 | 72001 | 3686 |  | 18 | 1910 | 951 | 1251 | 2663 | 3623 | 3148 | 4275 | 5860 | 18616 | 1775 | 4420 | 1627 | -8490 | 0 | -4452 | 8725 | 3637 | 3169 | 1877 | 2626 | 3132 | 11640 |  |  |  |  | 454122 | 0 | 861318.06 | 826865.3376 | 3596.6462 | 16850287.6344 | 0 | 134802301.0752 | 0 | 0.42074 | 2.9897 | 0 | 0 | 0 | 0 | 0 | 0 | 0 | 0 | 0 | 0 | 0 | 0 | 0 | 0 | 0 | 0 | 0 | 0 | 0 | 0 | 0 | 0 | 0 | 0 | 0 | 0 | 0 | 0 | 0 | 0 | 0 | 0 | 0 | 0 | 7089531.0143 | 0 | 0 | 7089531.0143
Lighting - Interior | VS or S NR | Screw-in Compact Fluorescent Lamp, >=27watts | lamp | 4.25 | 0 | 0.094 | 440.39 | 0 | 21 | 8 | 0.96 | 59334 | 25521 | 25209 | 312 |  |  | 3314 | 966 | 559 | 760 | 5845 | 984 | 422 | 1224 | 1273 | 1048 | 2545 | 0 | -2247 | 991 | 514 | 1486 | 3100 | 689 | 194 | 60 | 40 | 1442 |  |  |  |  | 108464.25 | 0 | 535941 | 514503.36 | 2303.015 | 10789625.4624 | 0 | 86317003.6992 | 0 | 0.42074 | 2.9897 | 0 | 0 | 0 | 0 | 0 | 0 | 0 | 0 | 0 | 0 | 0 | 0 | 0 | 0 | 0 | 0 | 0 | 0 | 0 | 0 | 0 | 0 | 0 | 0 | 0 | 0 | 0 | 0 | 0 | 0 | 0 | 0 | 0 | 0 | 4539589.2348 | 0 | 0 | 4539589.2348
Lighting - Interior | VS or S NR | Hardwired Fluorescent Fixture, 5-13 watts | fixture | 9 | 0 | 0.045 | 210.825 | 0 | 37 | 16 | 0.96 | 1826 | 2272 | 469 | 1803 |  |  |  |  | 0 | 0 |  | 41 | 13 | 0 | 127 | 121 | 145 | 0 | -268 | 0 | 0 | 0 | 0 | 0 | 120 | 44 | 1 | 125 |  |  |  |  | 20448 | 0 | 84064 | 80701.44 | 98.1504 | 459834.624 | 0 | 7357353.984 | 0 | 0.71598 | 4.9297 | 0 | 0 | 0 | 0 | 0 | 0 | 0 | 0 | 0 | 0 | 0 | 0 | 0 | 0 | 0 | 0 | 0 | 0 | 0 | 0 | 0 | 0 | 0 | 0 | 0 | 0 | 0 | 0 | 0 | 0 | 0 | 0 | 0 | 0 | 329232.1533 | 0 | 0 | 329232.1533
Lighting - Interior | VS or S NR | Hardwired Fluorescent Fixture, 14-26 watts | fixture | 11 | 0 | 0.074 | 346.69 | 0 | 44 | 16 | 0.96 | 3868 | 1550 | 1550 | 0 |  |  | 20 | 1 | 29 | 184 | 90 | 111 | 407 | 183 | 137 | 71 | 78 | 55 | -449 | 0 | -3 | 32 | 8 | 9 | 52 | 0 | 129 | 406 |  |  |  |  | 17050 | 0 | 68200 | 65472 | 110.112 | 515874.72 | 0 | 8253995.52 | 0 | 0.71598 | 4.9297 | 0 | 0 | 0 | 0 | 0 | 0 | 0 | 0 | 0 | 0 | 0 | 0 | 0 | 0 | 0 | 0 | 0 | 0 | 0 | 0 | 0 | 0 | 0 | 0 | 0 | 0 | 0 | 0 | 0 | 0 | 0 | 0 | 0 | 0 | 369355.7119 | 0 | 0 | 369355.7119
Lighting - Interior | VS or S NR | Hardwired Fluorescent Fixture, 27-65 watts(incandescent basecase) | fixture | 12.5 | 0 | 0.142 | 665.27 | 0 | 91 | 16 | 0.96 | 2818 | 2641 | 2641 | 0 |  |  | 3 | 1 | 134 | 28 | 8 | 254 | 296 | 5 | 185 | 130 | 490 | 197 | -728 | 44 | 104 | 22 | 85 | 785 | 126 | 8 | 30 | 434 |  |  |  |  | 33012.5 | 0 | 240331 | 230717.76 | 360.0211 | 1686698.9472 | 0 | 26987183.1552 | 0 | 0.71598 | 4.9297 | 0 | 0 | 0 | 0 | 0 | 0 | 0 | 0 | 0 | 0 | 0 | 0 | 0 | 0 | 0 | 0 | 0 | 0 | 0 | 0 | 0 | 0 | 0 | 0 | 0 | 0 | 0 | 0 | 0 | 0 | 0 | 0 | 0 | 0 | 1207641.8289 | 0 | 0 | 1207641.8289
Lighting - Interior | VS or S NR | Hardwired Fluorescent Fixture, 27-65 watts(mercury vapor basecase) | fixture | 11.5 | 0 | 0.067 | 313.895 | 0 | 91 | 16 | 0.96 | 56 | 334 | 334 | 0 |  |  | 62 |  | 21 | 0 |  | 2 | 0 | 24 | 73 | 3 | 0 | 0 | -76 | 35 | 0 | 30 | 3 | 157 | 0 | 0 | 0 | 0 |  |  |  |  | 3841 | 0 | 30394 | 29178.24 | 21.4829 | 100647.2928 | 0 | 1610356.6848 | 0 | 0.71598 | 4.9297 | 0 | 0 | 0 | 0 | 0 | 0 | 0 | 0 | 0 | 0 | 0 | 0 | 0 | 0 | 0 | 0 | 0 | 0 | 0 | 0 | 0 | 0 | 0 | 0 | 0 | 0 | 0 | 0 | 0 | 0 | 0 | 0 | 0 | 0 | 72061.396 | 0 | 0 | 72061.396
Lighting - Interior | VS or S NR | Hardwired Fluorescent Fixture, 66-90 watts(incandescent base case) | fixture | 18 | 0 | 0.216 | 1011.96 | 0 | 141 | 16 | 0.96 | 200 | 238 | 238 | 0 | [5 empty] | 0 |  | 0 | 0 | 0 | 101 | 0 | 0 | 0 | 73 | 40 | 0 | 0 | 0 | 0 | 0 | 24 | 0 | 0 |  |  |  |  | 4284 | 0 | 33558 | 32215.68 | 49.3517 | 231212.6208 | 0 | 3699401.9328 | 0 | 0.71598 | 4.9297 | 0 | 0 | 0 | 0 | 0 | 0 | 0 | 0 | 0 | 0 | 0 | 0 | 0 | 0 | 0 | 0 | 0 | 0 | 0 | 0 | 0 | 0 | 0 | 0 | 0 | 0 | 0 | 0 | 0 | 0 | 0 | 0 | 0 | 0 | 165543.4912 | 0 | 0 | 165543.4912
Lighting - Interior | VS or S NR | Hardwired Fluorescent Fixture, 66-90 watts(mercury vapor base case) | fixture | 17 | 0 | 0.116 | 543.46 | 0 | 141 | 16 | 0.96 | 20 | 0 | 0 | 0 | [5 empty] | 0 |  | 0 | 0 | 0 | 0 | 0 | 0 | 0 | 0 | 0 | 0 | 0 | 0 | 0 | 0 | 0 | 0 | 0 |  |  |  |  | 0 | 0 | 0 | 0 | 0 | 0 | 0 | 0 | 0 | 0.71598 | 4.9297 | 0 | 0 | 0 | 0 | 0 | 0 | 0 | 0 | 0 | 0 | 0 | 0 | 0 | 0 | 0 | 0 | 0 | 0 | 0 | 0 | 0 | 0 | 0 | 0 | 0 | 0 | 0 | 0 | 0 | 0 | 0 | 0 | 0 | 0 | 0 | 0 | 0 | 0
Lighting - Interior | VS or S NR | Hardwired Fluorescent Fixture, >90 watts(incandescent base case) | fixture | 22.5 | 0 | 0.216 | 1011.96 | 0 | 141 | 16 | 0.96 | 270 | 136 | 136 | 0 | [5 empty] | 0 | 1 | 0 | 0 | 0 | 0 | 0 | 0 | 0 | 0 | 0 | 0 | 0 | 0 | 0 | 0 | 2 | 128 | 5 |  |  |  |  | 3060 | 0 | 19176 | 18408.96 | 28.201 | 132121.4976 | 0 | 2113943.9616 | 0 | 0.71598 | 4.9297 | 0 | 0 | 0 | 0 | 0 | 0 | 0 | 0 | 0 | 0 | 0 | 0 | 0 | 0 | 0 | 0 | 0 | 0 | 0 | 0 | 0 | 0 | 0 | 0 | 0 | 0 | 0 | 0 | 0 | 0 | 0 | 0 | 0 | 0 | 94596.2807 | 0 | 0 | 94596.2807
Lighting - Interior | VS or S NR | Hardwired Fluorescent Fixture, >90 watts(mercury vapor base case) | fixture | 21.5 | 0 | 0.116 | 543.46 | 0 | 141 | 16 | 0.96 | 0 | 0 | 0 | 0 | [5 empty] | 0 |  | 0 | 0 | 0 | 0 | 271 | 8 | 0 | -279 | 0 | 0 | 0 | 0 | 0 | 0 | 0 | 0 | 0 |  |  |  |  | 0 | 0 | 0 | 0 | 0 | 0 | 0 | 0 | 0 | 0.71598 | 4.9297 | 0 | 0 | 0 | 0 | 0 | 0 | 0 | 0 | 0 | 0 | 0 | 0 | 0 | 0 | 0 | 0 | 0 | 0 | 0 | 0 | 0 | 0 | 0 | 0 | 0 | 0 | 0 | 0 | 0 | 0 | 0 | 0 | 0 | 0 | 0 | 0 | 0 | 0
Lighting - Interior | VS or S NR | Induction Lamps and fixtures 55 - 100 watts | fixture | 35 | 0 | 0.18 | 843.3 | 0 | 295 | 16 | 0.96 | 20 | 0 | 0 | 0 | [5 empty] | 0 |  | 0 | 0 | 0 | 0 | 0 | 0 | 0 | 0 | 0 | 0 | 0 | 0 | 0 | 0 | 0 | 0 | 0 |  |  |  |  | 0 | 0 | 0 | 0 | 0 | 0 | 0 | 0 | 0 | 0.71598 | 4.9297 | 0 | 0 | 0 | 0 | 0 | 0 | 0 | 0 | 0 | 0 | 0 | 0 | 0 | 0 | 0 | 0 | 0 | 0 | 0 | 0 | 0 | 0 | 0 | 0 | 0 | 0 | 0 | 0 | 0 | 0 | 0 | 0 | 0 | 0 | 0 | 0 | 0 | 0
Lighting - Interior | VS or S NR | Induction Lamps and fixtures >100 watts | fixture | 50 | 0 | 0.343 | 1606.955 | 0 | 135 | 16 | 0.96 | 0 | 0 | 0 | 0 | [5 empty] | 0 |  | 0 | 0 | 0 | 0 | 0 | 0 | 0 | 0 | 0 | 0 | 0 | 0 | 0 | 0 | 0 | 0 | 0 |  |  |  |  | 0 | 0 | 0 | 0 | 0 | 0 | 0 | 0 | 0 | 0.71598 | 4.9297 | 0 | 0 | 0 | 0 | 0 | 0 | 0 | 0 | 0 | 0 | 0 | 0 | 0 | 0 | 0 | 0 | 0 | 0 | 0 | 0 | 0 | 0 | 0 | 0 | 0 | 0 | 0 | 0 | 0 | 0 | 0 | 0 | 0 | 0 | 0 | 0 | 0 | 0
Lighting - Comprehensive Measures | VS or S NR | LED Exit Sign | fixture | 27 | 0 | 0.0424 | 351.36 | 0 | 111 | 16 | 0.96 | 5000 | 13983 | 13714 | 269 |  |  | 60 | 338 | 735 | 955 | 802 | 692 | 701 | 0 | 0 | 0 | 0 | 0 | 3334 | 479 | 199 | 474 | 753 | 962 | 605 | 786 | 834 | 1005 |  |  |  |  | 377541 | 0 | 1552113 | 1490028.48 | 569.164 | 4716544.2048 | 0 | 75464707.2768 | 0 | 0.71598 | 4.9297 | 0 | 0 | 0 | 0 | 0 | 0 | 0 | 0 | 0 | 0 | 0 | 0 | 0 | 0 | 0 | 0 | 0 | 0 | 0 | 0 | 0 | 0 | 0 | 0 | 0 | 0 | 0 | 0 | 0 | 0 | 0 | 0 | 0 | 0 | 3376948.8497 | 0 | 0 | 3376948.8497
Lighting - Comprehensive Measures | VS or S NR | LED Channel Signage (Red) indoor <2ft | foot | 4 | 0 | 0.01 | 43.68 | 0 | 18 | 16 | 0.96 | 0 | 0 | 0 | 0 | [5 empty] | 0 |  | 0 | 0 | 0 | 0 | 0 | 0 | 0 | 0 | 0 | 0 | 0 | 0 | 0 | 0 | 0 | 0 | 0 |  |  |  |  | 0 | 0 | 0 | 0 | 0 | 0 | 0 | 0 | 0 | 0.71598 | 4.9297 | 0 | 0 | 0 | 0 | 0 | 0 | 0 | 0 | 0 | 0 | 0 | 0 | 0 | 0 | 0 | 0 | 0 | 0 | 0 | 0 | 0 | 0 | 0 | 0 | 0 | 0 | 0 | 0 | 0 | 0 | 0 | 0 | 0 | 0 | 0 | 0 | 0 | 0
Lighting - Comprehensive Measures | VS or S NR | LED Channel Signage (Red) indoor >2ft | foot | 6 | 0 | 0.02 | 87.36 | 0 | 33 | 16 | 0.96 | 0 | 0 | 0 | 0 | [5 empty] | 0 |  | 0 | 0 | 0 | 0 | 0 | 0 | 0 | 0 | 0 | 0 | 0 | 0 | 0 | 0 | 0 | 0 | 0 |  |  |  |  | 0 | 0 | 0 | 0 | 0 | 0 | 0 | 0 | 0 | 0.71598 | 4.9297 | 0 | 0 | 0 | 0 | 0 | 0 | 0 | 0 | 0 | 0 | 0 | 0 | 0 | 0 | 0 | 0 | 0 | 0 | 0 | 0 | 0 | 0 | 0 | 0 | 0 | 0 | 0 | 0 | 0 | 0 | 0 | 0 | 0 | 0 | 0 | 0 | 0 | 0
Lighting - Comprehensive Measures | VS or S NR | LED Channel Signage (Red) outdoor <2ft | foot | 2 | 0 | 0 | 22 | 0 | 18 | 16 | 0.96 | 0 | 0 | 0 | 0 | [5 empty] | 0 |  | 0 | 0 | 0 | 0 | 0 | 0 | 0 | 0 | 0 | 0 | 0 | 0 | 0 | 0 | 0 | 0 | 0 |  |  |  |  | 0 | 0 | 0 | 0 | 0 | 0 | 0 | 0 | 0 | 0.71598 | 4.9297 | 0 | 0 | 0 | 0 | 0 | 0 | 0 | 0 | 0 | 0 | 0 | 0 | 0 | 0 | 0 | 0 | 0 | 0 | 0 | 0 | 0 | 0 | 0 | 0 | 0 | 0 | 0 | 0 | 0 | 0 | 0 | 0 | 0 | 0 | 0 | 0 | 0 | 0
Lighting - Comprehensive Measures | VS or S NR | LED Channel Signage (Red) outdoor >2ft | foot | 3 | 0 | 0 | 43.8 | 0 | 33 | 16 | 0.96 | 534 | 0 | 0 | 0 | [5 empty] | 0 |  | 0 | 0 | 0 | 0 | 0 | 0 | 0 | 0 | 0 | 0 | 0 | 0 | 0 | 0 | 0 | 0 | 0 |  |  |  |  | 0 | 0 | 0 | 0 | 0 | 0 | 0 | 0 | 0 | 0.71598 | 4.9297 | 0 | 0 | 0 | 0 | 0 | 0 | 0 | 0 | 0 | 0 | 0 | 0 | 0 | 0 | 0 | 0 | 0 | 0 | 0 | 0 | 0 | 0 | 0 | 0 | 0 | 0 | 0 | 0 | 0 | 0 | 0 | 0 | 0 | 0 | 0 | 0 | 0 | 0
Lighting - Interior | VS or S NR | T-8 or T-5 Lamp and Electronic ballast - 2 foot Installed | lamp | 3.5 | 0 | 0.0099 | 46.3815 | 0 | 21 | 16 | 0.96 | 3338 | 6019 | 5699 | 320 |  |  | 114 | 152 | 1202 | 1031 | 398 | 835 | 140 | 923 | 1844 | -508 | 308 | 83 | -1703 | 98 | 0 | 2 | 378 | 143 | 48 | 128 | 26 | 57 |  |  |  |  | 21066.5 | 0 | 126399 | 121343.04 | 57.2046 | 268003.4386 | 0 | 4288055.017 | 0 | 0.71598 | 4.9297 | 0 | 0 | 0 | 0 | 0 | 0 | 0 | 0 | 0 | 0 | 0 | 0 | 0 | 0 | 0 | 0 | 0 | 0 | 0 | 0 | 0 | 0 | 0 | 0 | 0 | 0 | 0 | 0 | 0 | 0 | 0 | 0 | 0 | 0 | 191884.9616 | 0 | 0 | 191884.9616
Lighting - Interior | VS or S NR | T-8 or T-5 Lamp and Electronic, 2-foot lamp removed | lamp | 4 | 0 | 0.0375 | 175.6875 | 0 | 19 | 16 | 0.96 | 300 | 2455 | 2429 | 26 |  |  | 69 | 6 | 832 | 20 | 324 | 0 | 104 | 876 | 410 | 42 | 0 | 0 | -452 | 72 | 0 | 0 | 126 | 0 | 0 | 0 | 0 | 0 |  |  |  |  | 9820 | 0 | 46645 | 44779.2 | 88.38 | 414060.3 | 0 | 6624964.8 | 0 | 0.71598 | 4.9297 | 0 | 0 | 0 | 0 | 0 | 0 | 0 | 0 | 0 | 0 | 0 | 0 | 0 | 0 | 0 | 0 | 0 | 0 | 0 | 0 | 0 | 0 | 0 | 0 | 0 | 0 | 0 | 0 | 0 | 0 | 0 | 0 | 0 | 0 | 296458.6767 | 0 | 0 | 296458.6767
Lighting - Interior | VS or S NR | T-8 or T-5 Lamp and Electronic ballast - 3 foot Installed | lamp | 4.25 | 0 | 0.0116 | 54.346 | 0 | 21 | 16 | 0.96 | 834 | 1096 | 1096 | 0 |  |  | 18 | 198 | 26 | 24 | 60 | 31 | 67 | 64 | 34 | 44 | 97 | 0 | -191 | 0 | 0 | 0 | 0 | 0 | 0 | 62 | 237 | 325 |  |  |  |  | 4658 | 0 | 23016 | 22095.36 | 12.2051 | 57180.6874 | 0 | 914890.9978 | 0 | 0.71598 | 4.9297 | 0 | 0 | 0 | 0 | 0 | 0 | 0 | 0 | 0 | 0 | 0 | 0 | 0 | 0 | 0 | 0 | 0 | 0 | 0 | 0 | 0 | 0 | 0 | 0 | 0 | 0 | 0 | 0 | 0 | 0 | 0 | 0 | 0 | 0 | 40940.1986 | 0 | 0 | 40940.1986
Lighting - Interior | VS or S NR | T-8 or T-5 Lamp and Electronic, 3-foot lamp removed | lamp | 4 | 0 | 0.044 | 206.14 | 0 | 19 | 16 | 0.96 | 76 | 20 | 20 | 0 |  |  |  | 12 | 0 | 0 | 8 | 0 | 0 | 0 | 0 | 0 | 0 | 0 | 0 | 0 | 0 | 0 | 0 | 0 | 0 | 0 | 0 | 0 |  |  |  |  | 80 | 0 | 380 | 364.8 | 0.8448 | 3957.888 | 0 | 63326.208 | 0 | 0.71598 | 4.9297 | 0 | 0 | 0 | 0 | 0 | 0 | 0 | 0 | 0 | 0 | 0 | 0 | 0 | 0 | 0 | 0 | 0 | 0 | 0 | 0 | 0 | 0 | 0 | 0 | 0 | 0 | 0 | 0 | 0 | 0 | 0 | 0 | 0 | 0 | 2833.7666 | 0 | 0 | 2833.7666
Lighting - Interior | VS or S NR | T-8 or T-5 Lamp and Electronic ballast - 4 foot Installed | lamp | 4.25 | 0 | 0.0107 | 50.1295 | 0 | 4.49 | 16 | 0.96 | 451832 | 416692 | 358024 | 58668 |  | 42 | 14213 | 12111 | 17597 | 30270 | 24364 | 23839 | 15245 | 0 | 0 | 0 | 0 | 0 | 88537 | 21601 | 2775 | 8126 | 2749 | 11799 | 13342 | 37654 | 16624 | 17136 |  |  |  |  | 1770941 | 0 | 1870947.08 | 1796109.1968 | 4280.2602 | 20053019.1494 | 0 | 320848306.391 | 0 | 0.71598 | 4.9297 | 0 | 0 | 0 | 0 | 0 | 0 | 0 | 0 | 0 | 0 | 0 | 0 | 0 | 0 | 0 | 0 | 0 | 0 | 0 | 0 | 0 | 0 | 0 | 0 | 0 | 0 | 0 | 0 | 0 | 0 | 0 | 0 | 0 | 0 | 14357550.1487 | 0 | 0 | 14357550.1487
Lighting - Interior | VS or S NR | T-8 or T5 Lamp and Electronic, 4-foot lamp removed | lamp | 6 | 0 | 0.043 | 201.455 | 0 | 35 | 16 | 0.96 | 67998 | 57020 | 51614 | 5406 |  | 15 | 1151 | 1258 | 2657 | 4081 | 3608 | 4782 | 3207 | 0 | 3849 | 0 | 0 | 0 | 15334 | 0 | 2069 | 350 | 94 | 887 | 3584 | 725 | 2520 | 1443 |  |  |  |  | 342120 | 0 | 1995700 | 1915872 | 2353.7856 | 11027485.536 | 0 | 176439768.576 | 0 | 0.71598 | 4.9297 | 0 | 0 | 0 | 0 | 0 | 0 | 0 | 0 | 0 | 0 | 0 | 0 | 0 | 0 | 0 | 0 | 0 | 0 | 0 | 0 | 0 | 0 | 0 | 0 | 0 | 0 | 0 | 0 | 0 | 0 | 0 | 0 | 0 | 0 | 7895453.3189 | 0 | 0 | 7895453.3189
Lighting - Interior | VS or S NR | T-8 or T-5 Lamp and Electronic, 8-foot lamp installed | lamp | 7.5 | 0 | 0.009 | 42.165 | 0 | 19.5 | 16 | 0.96 | 18162 | 17220 | 17220 | 0 |  |  | 416 | 161 | 616 | 1510 | 1458 | 12426 | -11339 | 649 | 2183 | 0 | 0 | 0 | 322 | 0 | 606 | 133 | 220 | 1613 | 1168 | 4307 | 122 | 649 |  |  |  |  | 129150 | 0 | 335790 | 322358.4 | 148.7808 | 697038.048 | 0 | 11152608.768 | 0 | 0.71598 | 4.9297 | 0 | 0 | 0 | 0 | 0 | 0 | 0 | 0 | 0 | 0 | 0 | 0 | 0 | 0 | 0 | 0 | 0 | 0 | 0 | 0 | 0 | 0 | 0 | 0 | 0 | 0 | 0 | 0 | 0 | 0 | 0 | 0 | 0 | 0 | 499064.9366 | 0 | 0 | 499064.9366
Lighting - Interior | VS or S NR | T-8 or T-5 Lamp and Electronic, 8-foot lamp removed | lamp | 9 | 0 | 0.079 | 370.115 | 0 | 50 | 16 | 0.96 | 2852 | 12853 | 11627 | 1226 |  |  | 61 | 88 | 566 | 73 | 1586 | 788 | 588 | 1670 | 77 | 196 | 254 | 472 | -657 | 449 | 54 | 30 | 0 | 218 | 0 | 3910 | 682 | 522 |  |  |  |  | 115677 | 0 | 642650 | 616944 | 974.7715 | 4566804.5712 | 0 | 73068873.1392 | 0 | 0.71598 | 4.9297 | 0 | 0 | 0 | 0 | 0 | 0 | 0 | 0 | 0 | 0 | 0 | 0 | 0 | 0 | 0 | 0 | 0 | 0 | 0 | 0 | 0 | 0 | 0 | 0 | 0 | 0 | 0 | 0 | 0 | 0 | 0 | 0 | 0 | 0 | 3269738.3452 | 0 | 0 | 3269738.3452
Lighting - Interior | VS or S NR | Electronic Ballast, Non-Dimming | lamp controlled | 2 | 0 | 0.007 | 32.795 | 0 | 13 | 16 | 0.96 | 774 | 11042 | 11042 | 0 |  |  | 745 | 327 | 4116 | 3400 | -956 | 556 | 1494 | 0 | 0 | 0 | 0 | 0 | 1917 | 0 | -557 | 0 | 0 | 0 | 0 | 0 | 0 | 0 |  |  |  |  | 22084 | 0 | 143546 | 137804.16 | 74.2022 | 347637.4944 | 0 | 5562199.9104 | 0 | 0.71598 | 4.9297 | 0 | 0 | 0 | 0 | 0 | 0 | 0 | 0 | 0 | 0 | 0 | 0 | 0 | 0 | 0 | 0 | 0 | 0 | 0 | 0 | 0 | 0 | 0 | 0 | 0 | 0 | 0 | 0 | 0 | 0 | 0 | 0 | 0 | 0 | 248901.3112 | 0 | 0 | 248901.3112
Lighting - Interior | VS or S NR | Electronic Ballast, Dimming(with daylighting) | lamp controlled | 10 | 0 | 0.013 | 60.905 | 0 | 42 | 16 | 0.96 | 16456 | 103 | 103 | 0 | [5 empty] | 0 |  | 103 | 0 | 0 | 0 | 0 | 0 | 0 | 0 | 0 | 0 | 0 | 0 | 0 | 0 | 0 | 0 | 0 |  |  |  |  | 1030 | 0 | 4326 | 4152.96 | 1.2854 | 6022.2864 | 0 | 96356.5824 | 0 | 0.71598 | 4.9297 | 0 | 0 | 0 | 0 | 0 | 0 | 0 | 0 | 0 | 0 | 0 | 0 | 0 | 0 | 0 | 0 | 0 | 0 | 0 | 0 | 0 | 0 | 0 | 0 | 0 | 0 | 0 | 0 | 0 | 0 | 0 | 0 | 0 | 0 | 4311.8335 | 0 | 0 | 4311.8335
Lighting - Interior | VS or S NR | Interior pulse start HID fixture 0-35 watts incandescent basecase | lamp | 18 | 0 | 0.055 | 257.675 | 0 | 133 | 16 | 0.96 | 0 | 1 | 1 | 0 | [5 empty] | 0 |  | 0 | 0 | 0 | 0 | 0 | 0 | 0 | 0 | 0 | 0 | 0 | 0 | 1 | 0 | 0 | 0 | 0 |  |  |  |  | 18 | 0 | 133 | 127.68 | 0.0528 | 247.368 | 0 | 3957.888 | 0 | 0.71598 | 4.9297 | 0 | 0 | 0 | 0 | 0 | 0 | 0 | 0 | 0 | 0 | 0 | 0 | 0 | 0 | 0 | 0 | 0 | 0 | 0 | 0 | 0 | 0 | 0 | 0 | 0 | 0 | 0 | 0 | 0 | 0 | 0 | 0 | 0 | 0 | 177.1104 | 0 | 0 | 177.1104
Lighting - Interior | VS or S NR | Interior pulse start HID fixture 0-35 watts mercury vapor basecase | lamp | 12.5 | 0 | 0.029 | 135.865 | 0 | 60 | 16 | 0.96 | 0 | 0 | 0 | 0 | [5 empty] | 0 |  | 0 | 0 | 0 | 0 | 0 | 0 | 0 | 0 | 0 | 0 | 0 | 0 | 0 | 0 | 0 | 0 | 0 |  |  |  |  | 0 | 0 | 0 | 0 | 0 | 0 | 0 | 0 | 0 | 0.71598 | 4.9297 | 0 | 0 | 0 | 0 | 0 | 0 | 0 | 0 | 0 | 0 | 0 | 0 | 0 | 0 | 0 | 0 | 0 | 0 | 0 | 0 | 0 | 0 | 0 | 0 | 0 | 0 | 0 | 0 | 0 | 0 | 0 | 0 | 0 | 0 | 0 | 0 | 0 | 0
Lighting - Interior | VS or S NR | Interior pulse start HID fixture 36-70 watts incandescent basecase | lamp | 25 | 0 | 0.11 | 515.35 | 0 | 171 | 16 | 0.96 | 0 | 12 | 12 | 0 | [5 empty] | 0 |  | 0 | 3 | 0 | 0 | 0 | 0 | 0 | 1 | 0 | 0 | 0 | 0 | 3 | 5 | 0 | 0 | 0 |  |  |  |  | 300 | 0 | 2052 | 1969.92 | 1.2672 | 5936.832 | 0 | 94989.312 | 0 | 0.71598 | 4.9297 | 0 | 0 | 0 | 0 | 0 | 0 | 0 | 0 | 0 | 0 | 0 | 0 | 0 | 0 | 0 | 0 | 0 | 0 | 0 | 0 | 0 | 0 | 0 | 0 | 0 | 0 | 0 | 0 | 0 | 0 | 0 | 0 | 0 | 0 | 4250.6499 | 0 | 0 | 4250.6499
Lighting - Interior | VS or S NR | Interior pulse start HID fixture 36-70 watts mercury vapor basecase | lamp | 18 | 0 | 0.035 | 163.975 | 0 | 70 | 16 | 0.96 | 186 | 0 | 0 | 0 | [5 empty] | 0 |  | 0 | 0 | 0 | 0 | 0 | 0 | 0 | 0 | 0 | 0 | 0 | 0 | 0 | 0 | 0 | 0 | 0 |  |  |  |  | 0 | 0 | 0 | 0 | 0 | 0 | 0 | 0 | 0 | 0.71598 | 4.9297 | 0 | 0 | 0 | 0 | 0 | 0 | 0 | 0 | 0 | 0 | 0 | 0 | 0 | 0 | 0 | 0 | 0 | 0 | 0 | 0 | 0 | 0 | 0 | 0 | 0 | 0 | 0 | 0 | 0 | 0 | 0 | 0 | 0 | 0 | 0 | 0 | 0 | 0
Lighting - Interior | VS or S NR | Interior pulse start HID fixture 71-100 watts incandescent basecase | lamp | 40 | 0 | 0.171 | 801.135 | 0 | 100 | 16 | 0.96 | 118 | 20 | 20 | 0 | [5 empty] | 0 |  | 0 | 0 | 0 | 0 | 0 | 0 | 0 | 0 | 1 | 0 | 0 | 19 | 0 | 0 | 0 | 0 | 0 |  |  |  |  | 800 | 0 | 2000 | 1920 | 3.2832 | 15381.792 | 0 | 246108.672 | 0 | 0.71598 | 4.9297 | 0 | 0 | 0 | 0 | 0 | 0 | 0 | 0 | 0 | 0 | 0 | 0 | 0 | 0 | 0 | 0 | 0 | 0 | 0 | 0 | 0 | 0 | 0 | 0 | 0 | 0 | 0 | 0 | 0 | 0 | 0 | 0 | 0 | 0 | 11013.0474 | 0 | 0 | 11013.0474
Lighting - Interior | VS or S NR | Interior pulse start HID fixture 71-100 watts mercury vapor basecase | lamp | 38 | 0 | 0.071 | 332.635 | 0 | 80 | 16 | 0.96 | 22 | 0 | 0 | 0 | [5 empty] | 0 |  | 0 | 0 | 0 | 0 | 0 | 0 | 0 | 0 | 0 | 0 | 0 | 0 | 0 | 0 | 0 | 0 | 0 |  |  |  |  | 0 | 0 | 0 | 0 | 0 | 0 | 0 | 0 | 0 | 0.71598 | 4.9297 | 0 | 0 | 0 | 0 | 0 | 0 | 0 | 0 | 0 | 0 | 0 | 0 | 0 | 0 | 0 | 0 | 0 | 0 | 0 | 0 | 0 | 0 | 0 | 0 | 0 | 0 | 0 | 0 | 0 | 0 | 0 | 0 | 0 | 0 | 0 | 0 | 0 | 0
Lighting - Interior | VS or S NR | Interior pulse start HID fixture 101-175 watts incandescent basecase | lamp | 40 | 0 | 0.29 | 1358.65 | 0 | 32 | 16 | 0.96 | 32 | 2 | 2 | 0 |  |  |  |  | 0 | 1 |  | 0 | 0 | 0 | 0 | 1 | 0 | 0 | -1 | 0 | 0 | 0 | 0 | 1 | 0 | 0 | 0 | 0 |  |  |  |  | 80 | 0 | 64 | 61.44 | 0.5568 | 2608.608 | 0 | 41737.728 | 0 | 0.71598 | 4.9297 | 0 | 0 | 0 | 0 | 0 | 0 | 0 | 0 | 0 | 0 | 0 | 0 | 0 | 0 | 0 | 0 | 0 | 0 | 0 | 0 | 0 | 0 | 0 | 0 | 0 | 0 | 0 | 0 | 0 | 0 | 0 | 0 | 0 | 0 | 1867.7098 | 0 | 0 | 1867.7098
Lighting - Interior | VS or S NR | Interior pulse start HID fixture 101-175 watts mercury vapro basecase | lamp | 38 | 0 | 0.075 | 351.375 | 0 | 150 | 16 | 0.96 | 8 | 0 | 0 | 0 | [5 empty] | 0 |  | 0 | 0 | 0 | 0 | 4 | 0 | 0 | -4 | 0 | 0 | 0 | 0 | 0 | 0 | 0 | 0 | 0 |  |  |  |  | 0 | 0 | 0 | 0 | 0 | 0 | 0 | 0 | 0 | 0.71598 | 4.9297 | 0 | 0 | 0 | 0 | 0 | 0 | 0 | 0 | 0 | 0 | 0 | 0 | 0 | 0 | 0 | 0 | 0 | 0 | 0 | 0 | 0 | 0 | 0 | 0 | 0 | 0 | 0 | 0 | 0 | 0 | 0 | 0 | 0 | 0 | 0 | 0 | 0 | 0
Lighting - Interior | VS or S NR | Interior pulse start HID fixture 176 - 250 watts mercury vapro basecase | lamp | 38 | 0 | 0.182 | 852.67 | 0 | 150 | 16 | 0.96 | 120 | 0 | 0 | 0 | [5 empty] | 0 |  | 0 | 0 | 0 | 0 | 0 | 0 | 0 | 0 | 0 | 0 | 0 | 0 | 0 | 0 | 0 | 0 | 0 |  |  |  |  | 0 | 0 | 0 | 0 | 0 | 0 | 0 | 0 | 0 | 0.71598 | 4.9297 | 0 | 0 | 0 | 0 | 0 | 0 | 0 | 0 | 0 | 0 | 0 | 0 | 0 | 0 | 0 | 0 | 0 | 0 | 0 | 0 | 0 | 0 | 0 | 0 | 0 | 0 | 0 | 0 | 0 | 0 | 0 | 0 | 0 | 0 | 0 | 0 | 0 | 0
Lighting - Interior | VS or S NR | Interior pulse start HID fixture 176-250 watts incandescent basecase | lamp | 40 | 0 | 0.462 | 2164.47 | 0 | 32 | 16 | 0.96 | 26 | 0 | 0 | 0 | [5 empty] | 0 |  | 0 | 0 | 0 | 0 | 0 | 0 | 0 | 0 | 0 | 0 | 0 | 0 | 0 | 0 | 0 | 0 | 0 |  |  |  |  | 0 | 0 | 0 | 0 | 0 | 0 | 0 | 0 | 0 | 0.71598 | 4.9297 | 0 | 0 | 0 | 0 | 0 | 0 | 0 | 0 | 0 | 0 | 0 | 0 | 0 | 0 | 0 | 0 | 0 | 0 | 0 | 0 | 0 | 0 | 0 | 0 | 0 | 0 | 0 | 0 | 0 | 0 | 0 | 0 | 0 | 0 | 0 | 0 | 0 | 0
Lighting - Interior | VS or S NR | Interior pulse start HID fixture 251 - 400 watts mercury vapro basecase | lamp | 48 | 0 | 0.483 | 2262.855 | 0 | 150 | 16 | 0.96 | 0 | 97 | 97 | 0 | [5 empty] | 0 |  | 0 | 3 | 0 | 94 | 0 | 0 | 0 | 0 | 0 | 0 | 0 | 0 | 0 | 0 | 0 | 0 | 0 |  |  |  |  | 4656 | 0 | 14550 | 13968 | 44.977 | 210717.0576 | 0 | 3371472.9216 | 0 | 0.71598 | 4.9297 | 0 | 0 | 0 | 0 | 0 | 0 | 0 | 0 | 0 | 0 | 0 | 0 | 0 | 0 | 0 | 0 | 0 | 0 | 0 | 0 | 0 | 0 | 0 | 0 | 0 | 0 | 0 | 0 | 0 | 0 | 0 | 0 | 0 | 0 | 150869.0885 | 0 | 0 | 150869.0885
Lighting - Interior | VS or S NR | Interior pulse start HID fixture 251-400 watts incandescent basecase | lamp | 50 | 0 | 0.634 | 2970.29 | 0 | 32 | 16 | 0.96 | 150 | 43 | 43 | 0 |  |  |  |  | 13 | 0 |  | 0 | 1 | 0 | 0 | 0 | 0 | 0 | -1 | 0 | 5 | 0 | 0 | 0 | 0 | 25 | 0 | 0 |  |  |  |  | 2150 | 0 | 1376 | 1320.96 | 26.1715 | 122613.5712 | 0 | 1961817.1392 | 0 | 0.71598 | 4.9297 | 0 | 0 | 0 | 0 | 0 | 0 | 0 | 0 | 0 | 0 | 0 | 0 | 0 | 0 | 0 | 0 | 0 | 0 | 0 | 0 | 0 | 0 | 0 | 0 | 0 | 0 | 0 | 0 | 0 | 0 | 0 | 0 | 0 | 0 | 87788.8005 | 0 | 0 | 87788.8005
Lighting - Exterior | VS or S NR | Exterior pulse start HID fixture 0-100 watts incandescent basecase | lamp | 36 | 0 | 0.188 | 754.82 | 0 | 95 | 16 | 0.96 | 0 | 34 | 34 | 0 | [5 empty] | 0 |  | 0 | 0 | 0 | 0 | 0 | 2 | 0 | -2 | 0 | 0 | 0 | 0 | 4 | 30 | 0 | 0 | 0 |  |  |  |  | 1224 | 0 | 3230 | 3100.8 | 6.1363 | 24637.3248 | 0 | 394197.1968 | 0 | 0.71598 | 4.9297 | 0 | 0 | 0 | 0 | 0 | 0 | 0 | 0 | 0 | 0 | 0 | 0 | 0 | 0 | 0 | 0 | 0 | 0 | 0 | 0 | 0 | 0 | 0 | 0 | 0 | 0 | 0 | 0 | 0 | 0 | 0 | 0 | 0 | 0 | 17639.8189 | 0 | 0 | 17639.8189
Lighting - Exterior | VS or S NR | Exterior pulse start HID fixture 0-100 watts mercury vapor basecase | lamp | 22 | 0 | 0.088 | 353.32 | 0 | 95 | 16 | 0.96 | 376 | 35 | 35 | 0 | [5 empty] | 0 |  | 6 | 0 | 0 | 0 | 0 | 8 | 0 | -8 | 0 | 0 | 0 | 0 | 0 | 29 | 0 | 0 | 0 |  |  |  |  | 770 | 0 | 3325 | 3192 | 2.9568 | 11871.552 | 0 | 189944.832 | 0 | 0.71598 | 4.9297 | 0 | 0 | 0 | 0 | 0 | 0 | 0 | 0 | 0 | 0 | 0 | 0 | 0 | 0 | 0 | 0 | 0 | 0 | 0 | 0 | 0 | 0 | 0 | 0 | 0 | 0 | 0 | 0 | 0 | 0 | 0 | 0 | 0 | 0 | 8499.7876 | 0 | 0 | 8499.7876
Lighting - Exterior | VS or S NR | Exterior pulse start HID fixture 101-175 watts incandescent basecase | lamp | 64 | 0 | 0.33 | 1324.95 | 0 | 150 | 16 | 0.96 | 0 | 8 | 8 | 0 |  |  |  |  | 4 | 0 |  | 0 | 0 | 0 | 0 | 0 | 0 | 0 | 0 | 0 | 0 | 0 | 0 | 0 | 4 | 0 | 0 | 0 |  |  |  |  | 512 | 0 | 1200 | 1152 | 2.5344 | 10175.616 | 0 | 162809.856 | 0 | 0.71598 | 4.9297 | 0 | 0 | 0 | 0 | 0 | 0 | 0 | 0 | 0 | 0 | 0 | 0 | 0 | 0 | 0 | 0 | 0 | 0 | 0 | 0 | 0 | 0 | 0 | 0 | 0 | 0 | 0 | 0 | 0 | 0 | 0 | 0 | 0 | 0 | 7285.5322 | 0 | 0 | 7285.5322
Lighting - Exterior | VS or S NR | Exterior pulse start HID fixture 101-175 watts mercury vapor basecas | lamp | 30 | 0 | 0.115 | 461.725 | 0 | 150 | 16 | 0.96 | 0 | 11 | 11 | 0 |  |  |  | 3 |  | 0 |  | 0 | 0 | 0 | 1 | 0 | 0 | 0 | 2 | 0 | 0 | 2 | 0 | 0 | 3 | 0 | 0 | 0 |  |  |  |  | 330 | 0 | 1650 | 1584 | 1.2144 | 4875.816 | 0 | 78013.056 | 0 | 0.71598 | 4.9297 | 0 | 0 | 0 | 0 | 0 | 0 | 0 | 0 | 0 | 0 | 0 | 0 | 0 | 0 | 0 | 0 | 0 | 0 | 0 | 0 | 0 | 0 | 0 | 0 | 0 | 0 | 0 | 0 | 0 | 0 | 0 | 0 | 0 | 0 | 3490.9842 | 0 | 0 | 3490.9842
Lighting - Exterior | VS or S NR | Exterior pulse start HID fixture > 176 watts incandescent basecase | lamp | 100 | 0 | 0.482 | 1935.23 | 0 | 200 | 16 | 0.96 | 46 | 339 | 334 | 5 |  |  | 2 | 3 | 12 | 0 | 4 | 10 | 41 | 0 | 0 | 0 | 8 | 0 | 4 | -12 | 0 | 140 | 10 | 25 | 85 | 0 | 0 | 2 |  |  |  |  | 33900 | 0 | 67800 | 65088 | 156.8621 | 629801.2512 | 0 | 10076820.0192 | 0 | 0.71598 | 4.9297 | 0 | 0 | 0 | 0 | 0 | 0 | 0 | 0 | 0 | 0 | 0 | 0 | 0 | 0 | 0 | 0 | 0 | 0 | 0 | 0 | 0 | 0 | 0 | 0 | 0 | 0 | 0 | 0 | 0 | 0 | 0 | 0 | 0 | 0 | 450924.77 | 0 | 0 | 450924.77
Lighting - Exterior | VS or S NR | Exterior pulse start HID fixture > 176 watts mercury vapor basecase | lamp | 48 | 0 | 0.186 | 746.79 | 0 | 200 | 16 | 0.96 | 358 | 261 | 261 | 0 |  |  |  |  | 0 | 0 |  | 39 | 38 | 46 | 36 | 9 | 0 | 0 | -9 | 0 | 0 | 0 | 26 | 76 | 0 | 0 | 0 | 0 |  |  |  |  | 12528 | 0 | 52200 | 50112 | 46.6042 | 187115.7024 | 0 | 2993851.2384 | 0 | 0.71598 | 4.9297 | 0 | 0 | 0 | 0 | 0 | 0 | 0 | 0 | 0 | 0 | 0 | 0 | 0 | 0 | 0 | 0 | 0 | 0 | 0 | 0 | 0 | 0 | 0 | 0 | 0 | 0 | 0 | 0 | 0 | 0 | 0 | 0 | 0 | 0 | 133971.0026 | 0 | 0 | 133971.0026
Lighting - Interior | VS or S NR | Ceramic Metal Halide (CMH) ,75 watts | lamp | 25 | 0 | 0.0733 | 343 | 0 | 75 | 16 | 0.96 | 198 | 634 | 634 | 0 | [5 empty] | 0 |  | 36 | 0 | 0 | 1415 | 0 | 0 | 36 | -1290 | 98 | 0 | 337 | 0 | 0 | 0 | 0 | 2 | 0 |  |  |  |  | 15850 | 0 | 47550 | 45648 | 44.6133 | 208763.52 | 0 | 3340216.32 | 0 | 0.71598 | 4.9297 | 0 | 0 | 0 | 0 | 0 | 0 | 0 | 0 | 0 | 0 | 0 | 0 | 0 | 0 | 0 | 0 | 0 | 0 | 0 | 0 | 0 | 0 | 0 | 0 | 0 | 0 | 0 | 0 | 0 | 0 | 0 | 0 | 0 | 0 | 149470.3957 | 0 | 0 | 149470.3957
Lighting - Interior | VS or S NR | Interior Pulse Start Metal Halide (400 W replacements) | lamp | 45 | 0 | 0.111 | 444 | 0 | 128 | 10 | 0.96 | 564 | 1402 | 1402 | 0 |  |  | 24 | 30 | 65 | 100 | 24 | 0 | 138 | 327 | 0 | 19 | 0 | 0 | -119 | 724 | 0 | 0 | 0 | 60 | 0 | 0 | 0 | 10 |  |  |  |  | 63090 | 0 | 179456 | 172277.76 | 149.3971 | 597588.48 | 0 | 5975884.8 | 0 | 0.50271 | 3.5343 | 0 | 0 | 0 | 0 | 0 | 0 | 0 | 0 | 0 | 0 | 0 | 0 | 0 | 0 | 0 | 0 | 0 | 0 | 0 | 0 | 0 | 0 | 0 | 0 | 0 | 0 | 0 | 0 | 0 | 0 | 0 | 0 | 0 | 0 | 300412.1981 | 0 | 0 | 300412.1981
Lighting - Interior | VS or S NR | Interior HO T-5 4 lamp fixture retrofits | lamp | 75 | 0 | 0.224 | 896 | 0 | 252 | 16 | 0.96 | 986 | 20891 | 16762 | 4129 |  |  | 201 | 5 | 332 | 463 | 1572 | 262 | 1582 | 1741 | 1131 | 2874 | 1105 | 0 | -288 | 971 | 322 | 765 | 117 | 337 | 437 | 697 | 669 | 1467 |  |  |  |  | 1566825 | 0 | 5264532 | 5053950.72 | 4492.4006 | 17969602.56 | 0 | 287513640.96 | 0 | 0.71598 | 4.9297 | 0 | 0 | 0 | 0 | 0 | 0 | 0 | 0 | 0 | 0 | 0 | 0 | 0 | 0 | 0 | 0 | 0 | 0 | 0 | 0 | 0 | 0 | 0 | 0 | 0 | 0 | 0 | 0 | 0 | 0 | 0 | 0 | 0 | 0 | 12865866.6301 | 0 | 0 | 12865866.6301
Lighting - Controls | VS or S NR | Occupancy Sensor wall mounted | sensor | 16.5 | 0 | 0.089 | 416.965 | 0 | 45 | 8 | 0.96 | 0 | 2814 | 2693 | 121 |  |  |  | 36 | 158 | 166 | 90 | 79 | 186 | 137 | 83 | 140 | 79 | 0 | -303 | 272 | 10 | 65 | 82 | 185 | 24 | 106 | 30 | 1068 |  |  |  |  | 46431 | 0 | 126630 | 121564.8 | 240.4282 | 1126405.9296 | 0 | 9011247.4368 | 0 | 0.42074 | 2.9897 | 0 | 0 | 0 | 0 | 0 | 0 | 0 | 0 | 0 | 0 | 0 | 0 | 0 | 0 | 0 | 0 | 0 | 0 | 0 | 0 | 0 | 0 | 0 | 0 | 0 | 0 | 0 | 0 | 0 | 0 | 0 | 0 | 0 | 0 | 473920.0865 | 0 | 0 | 473920.0865
Lighting - Controls | VS or S NR | Occupancy Sensor ceiling mounted | sensor | 44 | 0 | 0.305 | 1428.925 | 0 | 80 | 8 | 0.96 | 2216 | 8655 | 8214 | 441 |  |  | 101 | 18 | 354 | 256 | 55 | 27 | 1185 | 329 | 347 | 76 | 122 | 0 | 144 | 209 | 3 | 265 | 17 | 159 | 292 | 618 | 69 | 3568 |  |  |  |  | 380820 | 0 | 692400 | 664704 | 2534.184 | 11872652.04 | 0 | 94981216.32 | 0 | 0.42074 | 2.9897 | 0 | 0 | 0 | 0 | 0 | 0 | 0 | 0 | 0 | 0 | 0 | 0 | 0 | 0 | 0 | 0 | 0 | 0 | 0 | 0 | 0 | 0 | 0 | 0 | 0 | 0 | 0 | 0 | 0 | 0 | 0 | 0 | 0 | 0 | 4995258.0446 | 0 | 0 | 4995258.0446
Lighting - Controls | VS or S NR | Plug Load sensor | sensor | 15 | 0 | 0.099 | 463.815 | 0 | 20 | 8 | 0.96 | 2994 | 0 | 0 | [6 empty] | 0 |  | 0 | 0 | 0 | 0 | 0 | 0 | 0 | 0 | 0 | 0 | 0 | 0 | 0 | 0 | 0 | 0 | 0 |  |  |  |  | 0 | 0 | 0 | 0 | 0 | 0 | 0 | 0 | 0 | 0.42074 | 2.9897 | 0 | 0 | 0 | 0 | 0 | 0 | 0 | 0 | 0 | 0 | 0 | 0 | 0 | 0 | 0 | 0 | 0 | 0 | 0 | 0 | 0 | 0 | 0 | 0 | 0 | 0 | 0 | 0 | 0 | 0 | 0 | 0 | 0 | 0 | 0 | 0 | 0 | 0
Lighting - Controls | VS or S NR | Photocell | photocell | 7 | 0 | 0.38 | 1780.3 | 0 | 10 | 8 | 0.96 | 604 | 198 | 177 | 21 |  |  | 2 |  | 25 | 3 | 27 | 3 | 8 | 16 | 13 | 0 | 23 | 0 | -30 | -2 | 0 | 0 | 4 | 13 | 0 | 0 | 64 | 8 |  |  |  |  | 1386 | 0 | 1980 | 1900.8 | 72.2304 | 338399.424 | 0 | 2707195.392 | 0 | 0.42074 | 2.9897 | 0 | 0 | 0 | 0 | 0 | 0 | 0 | 0 | 0 | 0 | 0 | 0 | 0 | 0 | 0 | 0 | 0 | 0 | 0 | 0 | 0 | 0 | 0 | 0 | 0 | 0 | 0 | 0 | 0 | 0 | 0 | 0 | 0 | 0 | 142376.9887 | 0 | 0 | 142376.9887
Lighting - Controls | VS or S NR | Timeclock | timeclock | 36 | 0 | 0.38 | 1780.3 | 0 | 31 | 8 | 0.96 | 54 | 105 | 89 | 16 |  |  |  | 1 | 7 | 10 |  | 4 | 8 | 14 | 4 | 0 | 2 | 0 | 2 | 0 | 0 | 4 | 27 | 0 | 0 | 0 | 1 | 5 |  |  |  |  | 3780 | 0 | 3255 | 3124.8 | 38.304 | 179454.24 | 0 | 1435633.92 | 0 | 0.42074 | 2.9897 | 0 | 0 | 0 | 0 | 0 | 0 | 0 | 0 | 0 | 0 | 0 | 0 | 0 | 0 | 0 | 0 | 0 | 0 | 0 | 0 | 0 | 0 | 0 | 0 | 0 | 0 | 0 | 0 | 0 | 0 | 0 | 0 | 0 | 0 | 75502.9485 | 0 | 0 | 75502.9485
0 | 0 | Refrigeration | 0 | 0 | 0 | 0 | 0 | 0 | 0 | 0 | 0 | 0 | 0 | 0 | 0 |  |  |  |  | 0 | 0 | 0 | 0 | 0 | 0 | 0 | 0 | 0 | 0 | 0 | 0 |  | 0 | 0 | 0 | 0 | 0 | 0 | 0 |  |  |  |  | 0 | 0 | 0 | 0 | 0 | 0 | 0 | 0 | 0 | 0 | 0 | 0 | 0 | 0 | 0 | 0 | 0 | 0 | 0 | 0 | 0 | 0 | 0 | 0 | 0 | 0 | 0 | 0 | 0 | 0 | 0 | 0 | 0 | 0 | 0 | 0 | 0 | 0 | 0 | 0 | 0 | 0 | 0 | 0 | 0 | 0 | 0 | 0 | 0
Nonresidential - Refrigeration | VS or S NR | Night Covers for Display Cases - med temp | linear ft | 9 | 0 | 0.1 | 148 | 0 | 9.25 | 5 | 0.96 | 830 | 0 | 0 | 0 | [5 empty] | 0 |  | 0 | 0 | 0 | 0 | 0 | 0 | 0 | 0 | 0 | 0 | 0 | 0 | 0 | 0 | 0 | 0 | 0 |  |  |  |  | 0 | 0 | 0 | 0 | 0 | 0 | 0 | 0 | 0 | 0.28433 | 1.9988 | 0 | 0 | 0 | 0 | 0 | 0 | 0 | 0 | 0 | 0 | 0 | 0 | 0 | 0 | 0 | 0 | 0 | 0 | 0 | 0 | 0 | 0 | 0 | 0 | 0 | 0 | 0 | 0 | 0 | 0 | 0 | 0 | 0 | 0 | 0 | 0 | 0 | 0
Nonresidential - Refrigeration | VS or S NR | Night Covers for Display Cases - low temp | linear ft | 9 | 0 | 0.04 | 59 | 0 | 9.25 | 5 | 0.96 | 1836 | 174 | 174 | 0 | [5 empty] | 0 |  | 0 | 16 | 69 | 0 | 0 | 0 | 0 | 3 | 0 | 0 | 0 | 28 | 58 | 0 | 0 | 0 | 0 |  |  |  |  | 1566 | 0 | 1609.5 | 1545.12 | 6.6816 | 9855.36 | 0 | 49276.8 | 0 | 0.28433 | 1.9988 | 0 | 0 | 0 | 0 | 0 | 0 | 0 | 0 | 0 | 0 | 0 | 0 | 0 | 0 | 0 | 0 | 0 | 0 | 0 | 0 | 0 | 0 | 0 | 0 | 0 | 0 | 0 | 0 | 0 | 0 | 0 | 0 | 0 | 0 | 2802.2126 | 0 | 0 | 2802.2126
Nonresidential - Refrigeration | VS or S NR | Infiltration Barrier for Walk-ins (strip curtains) | ft2 | 3 | 0 | 0.0531 | 465 | 0 | 14 | 4 | 0.96 | 4164 | 5300.57 | 5300.57 | 0 | [5 empty] | 0 | 1200 | 53.44 | 102.33 | 368.23 | 159 | 80.06 | 181.94 | 0 | -182.52 | 55.65 | 1100.35 | 0 | 309.54 | 539.87 | 57.65 | 22.17 | 756.06 | 496.8 |  |  |  |  | 15901.71 | 0 | 74207.98 | 71239.6608 | 270.2019 | 2366174.448 | 0 | 9464697.792 | 0 | 0.23474 | 1.626 | 0 | 0 | 0 | 0 | 0 | 0 | 0 | 0 | 0 | 0 | 0 | 0 | 0 | 0 | 0 | 0 | 0 | 0 | 0 | 0 | 0 | 0 | 0 | 0 | 0 | 0 | 0 | 0 | 0 | 0 | 0 | 0 | 0 | 0 | 555431.5244 | 0 | 0 | 555431.5244
Nonresidential - Refrigeration | VS or S NR | Retrofit Glass doors on open vertical display cases (Low Temp) | door | 150 | 0 | 0.53 | 2812 | 0 | 400 | 12 | 0.96 | 0 | 0 | 0 | 0 | [5 empty] | 0 |  | 0 | 0 | 0 | 0 | 0 | 0 | 0 | 0 | 0 | 0 | 0 | 0 | 0 | 0 | 0 | 0 | 0 |  |  |  |  | 0 | 0 | 0 | 0 | 0 | 0 | 0 | 0 | 0 | 0.57879 | 4.0305 | 0 | 0 | 0 | 0 | 0 | 0 | 0 | 0 | 0 | 0 | 0 | 0 | 0 | 0 | 0 | 0 | 0 | 0 | 0 | 0 | 0 | 0 | 0 | 0 | 0 | 0 | 0 | 0 | 0 | 0 | 0 | 0 | 0 | 0 | 0 | 0 | 0 | 0
Nonresidential - Refrigeration | VS or S NR | Retrofit Glass doors on open vertical display cases (Medium Case) | door | 75 | 0 | 0.24 | 1155 | 0 | 263 | 12 | 0.96 | 96 | 31 | 31 | 0 |  |  |  |  | 19 | 0 |  | 0 | 0 | 0 | 0 | 0 | 0 | 0 | 0 | 0 | 0 | 0 | 0 | 12 | 0 | 0 | 0 | 0 |  |  |  |  | 2325 | 0 | 8153 | 7826.88 | 7.1424 | 34372.8 | 0 | 412473.6 | 0 | 0.57879 | 4.0305 | 0 | 0 | 0 | 0 | 0 | 0 | 0 | 0 | 0 | 0 | 0 | 0 | 0 | 0 | 0 | 0 | 0 | 0 | 0 | 0 | 0 | 0 | 0 | 0 | 0 | 0 | 0 | 0 | 0 | 0 | 0 | 0 | 0 | 0 | 19894.6596 | 0 | 0 | 19894.6596
Nonresidential - Refrigeration | VS or S NR | Replace reach in case w/doors with hi eff case with special doors | linear ft | 200 | 0 | 0.16 | 1422 | 0 | 700 | 12 | 0.96 | 28 | 180 | 180 | 0 | [5 empty] | 0 |  | 0 | 0 | 0 | 0 | 0 | 0 | 0 | 0 | 0 | 0 | 0 | 0 | 120 | 30 | 0 | 30 | 0 |  |  |  |  | 36000 | 0 | 126000 | 120960 | 27.648 | 245721.6 | 0 | 2948659.2 | 0 | 0.57879 | 4.0305 | 0 | 0 | 0 | 0 | 0 | 0 | 0 | 0 | 0 | 0 | 0 | 0 | 0 | 0 | 0 | 0 | 0 | 0 | 0 | 0 | 0 | 0 | 0 | 0 | 0 | 0 | 0 | 0 | 0 | 0 | 0 | 0 | 0 | 0 | 142221.3953 | 0 | 0 | 142221.3953
Nonresidential - Refrigeration | VS or S NR | New Low Temp reach in Display Case with doors( replace open) | linear ft | 200 | 0 | 0.22 | 1208 | 0 | 450 | 16 | 0.96 | 0 | 1765.68 | 1765.68 | 0 | [5 empty] | 0 | 759 | 0 | 115 | 0 | 0 | 0 | 0 | 0 | 321 | 0 | 0 | 0 | 0 | 4.5 | 0 | 566.18 | 0 | 0 |  |  |  |  | 353136 | 0 | 794556 | 762773.76 | 372.9116 | 2047623.7824 | 0 | 32761980.5184 | 0 | 0.71598 | 4.9297 | 0 | 0 | 0 | 0 | 0 | 0 | 0 | 0 | 0 | 0 | 0 | 0 | 0 | 0 | 0 | 0 | 0 | 0 | 0 | 0 | 0 | 0 | 0 | 0 | 0 | 0 | 0 | 0 | 0 | 0 | 0 | 0 | 0 | 0 | 1466056.6034 | 0 | 0 | 1466056.6034
Nonresidential - Refrigeration | VS or S NR | New Medium Temp reach in Display Case with Doors (replace open) | linear ft | 150 | 0 | 0.11 | 581 | 0 | 450 | 16 | 0.96 | 22 | 48.38 | 48.38 | 0 | [5 empty] | 0 |  | 0 | 0 | 0 | 0 | 0 | 1 | 0 | -1 | 0 | 0 | 0 | 0 | 0 | 27.38 | 0 | 21 | 0 |  |  |  |  | 7257 | 0 | 21771 | 20900.16 | 5.1089 | 26984.4288 | 0 | 431750.8608 | 0 | 0.71598 | 4.9297 | 0 | 0 | 0 | 0 | 0 | 0 | 0 | 0 | 0 | 0 | 0 | 0 | 0 | 0 | 0 | 0 | 0 | 0 | 0 | 0 | 0 | 0 | 0 | 0 | 0 | 0 | 0 | 0 | 0 | 0 | 0 | 0 | 0 | 0 | 19320.2972 | 0 | 0 | 19320.2972
Nonresidential - Refrigeration | VS or S NR | Special Doors with Low Anti-Sweat Heat low temp) | door | 175 | 0 | 0.09 | 749 | 0 | 300 | 12 | 0.96 | 0 | 0 | 0 | 0 | [5 empty] | 0 |  | 0 | 0 | 0 | 0 | 0 | 0 | 0 | 0 | 0 | 0 | 0 | 0 | 0 | 0 | 0 | 0 | 0 |  |  |  |  | 0 | 0 | 0 | 0 | 0 | 0 | 0 | 0 | 0 | 0.57879 | 4.0305 | 0 | 0 | 0 | 0 | 0 | 0 | 0 | 0 | 0 | 0 | 0 | 0 | 0 | 0 | 0 | 0 | 0 | 0 | 0 | 0 | 0 | 0 | 0 | 0 | 0 | 0 | 0 | 0 | 0 | 0 | 0 | 0 | 0 | 0 | 0 | 0 | 0 | 0
Nonresidential - Refrigeration | VS or S NR | Anti-Sweat Heat Controller | linear ft | 14 | 0 | 0.04 | 343 | 0 | 56 | 8 | 0.96 | 0 | 62.5 | 62.5 | 0 | [5 empty] | 0 |  | 0 | 0 | 0 | 0 | 0 | 0 | 0 | 0 | 0 | 0 | 0 | 0 | 0 | 0 | 45 | 17.5 | 0 |  |  |  |  | 875 | 0 | 3500 | 3360 | 2.4 | 20580 | 0 | 164640 | 0 | 0.42074 | 2.9897 | 0 | 0 | 0 | 0 | 0 | 0 | 0 | 0 | 0 | 0 | 0 | 0 | 0 | 0 | 0 | 0 | 0 | 0 | 0 | 0 | 0 | 0 | 0 | 0 | 0 | 0 | 0 | 0 | 0 | 0 | 0 | 0 | 0 | 0 | 8658.7571 | 0 | 0 | 8658.7571
Nonresidential - Refrigeration | VS or S NR | Insulate Bare Suction Pipes | linear ft | 1 | 0 | 0.0018 | 283 | 0 | 1.72 | 11 | 0.96 | 100 | 0 | 0 | 0 | [5 empty] | 0 |  | 0 | 0 | 0 | 0 | 0 | 0 | 0 | 0 | 0 | 0 | 0 | 0 | 0 | 0 | 0 | 0 | 0 |  |  |  |  | 0 | 0 | 0 | 0 | 0 | 0 | 0 | 0 | 0 | 0.54143 | 3.7855 | 0 | 0 | 0 | 0 | 0 | 0 | 0 | 0 | 0 | 0 | 0 | 0 | 0 | 0 | 0 | 0 | 0 | 0 | 0 | 0 | 0 | 0 | 0 | 0 | 0 | 0 | 0 | 0 | 0 | 0 | 0 | 0 | 0 | 0 | 0 | 0 | 0 | 0
Nonresidential - Refrigeration | VS or S NR | Main door Cooler Door Gaskets (Walk-in) | linear ft | 4 | 0 | 0.342 | 2091 | 0 | 5 | 4 | 0.96 | 0 | 1411.62 | 1411.62 | 0 |  |  |  | 514.6 |  | 0 | 96 | 0 | 53 | 230.25 | 0 | 18.25 | 81.83 | 0.07 | -37.94 | -0.06 | 0.06 | 0 | 254.16 | 0 | 23.9 | 159.5 | 18 | 0 |  |  |  |  | 5646.48 | 0 | 7058.1 | 6775.776 | 463.4631 | 2833629.5232 | 0 | 11334518.0928 | 0 | 0.23474 | 1.626 | 0 | 0 | 0 | 0 | 0 | 0 | 0 | 0 | 0 | 0 | 0 | 0 | 0 | 0 | 0 | 0 | 0 | 0 | 0 | 0 | 0 | 0 | 0 | 0 | 0 | 0 | 0 | 0 | 0 | 0 | 0 | 0 | 0 | 0 | 665161.086 | 0 | 0 | 665161.086
Nonresidential - Refrigeration | VS or S NR | Main Door Freezer Door Gaskets( Walk-in) | linear ft | 4 | 0 | 0.342 | 2091 | 0 | 5 | 4 | 0.96 | 0 | 249.01 | 249.01 | 0 | [5 empty] | 0 |  | 0 | 0 | 55 | 0 | 0 | 0 | 0 | 0 | 0 | 0 | 0 | 18.7 | 61.98 | 0 | 37.33 | 76 | 0 |  |  |  |  | 996.04 | 0 | 1245.05 | 1195.248 | 81.755 | 499852.7136 | 0 | 1999410.8544 | 0 | 0.23474 | 1.626 | 0 | 0 | 0 | 0 | 0 | 0 | 0 | 0 | 0 | 0 | 0 | 0 | 0 | 0 | 0 | 0 | 0 | 0 | 0 | 0 | 0 | 0 | 0 | 0 | 0 | 0 | 0 | 0 | 0 | 0 | 0 | 0 | 0 | 0 | 117334.5249 | 0 | 0 | 117334.5249
Nonresidential - Refrigeration | VS or S NR | Auto-closer for Coolers | closer | 40 | 0 | 0 | 1511 | 0 | 125 | 8 | 0.96 | 4 | 0 | 0 | 0 | [5 empty] | 0 |  | 0 | 0 | 0 | 0 | 0 | 0 | 0 | 0 | 0 | 0 | 0 | 0 | 0 | 0 | 0 | 0 | 0 |  |  |  |  | 0 | 0 | 0 | 0 | 0 | 0 | 0 | 0 | 0 | 0.42074 | 2.9897 | 0 | 0 | 0 | 0 | 0 | 0 | 0 | 0 | 0 | 0 | 0 | 0 | 0 | 0 | 0 | 0 | 0 | 0 | 0 | 0 | 0 | 0 | 0 | 0 | 0 | 0 | 0 | 0 | 0 | 0 | 0 | 0 | 0 | 0 | 0 | 0 | 0 | 0
Nonresidential - Refrigeration | VS or S NR | Auto-closer for Freezers | closer | 50 | 0 | 0 | 2024 | 0 | 125 | 8 | 0.96 | 0 | 0 | 0 | 0 | [5 empty] | 0 |  | 0 | 0 | 0 | 0 | 0 | 0 | 0 | 0 | 0 | 0 | 0 | 0 | 0 | 0 | 0 | 0 | 0 |  |  |  |  | 0 | 0 | 0 | 0 | 0 | 0 | 0 | 0 | 0 | 0.42074 | 2.9897 | 0 | 0 | 0 | 0 | 0 | 0 | 0 | 0 | 0 | 0 | 0 | 0 | 0 | 0 | 0 | 0 | 0 | 0 | 0 | 0 | 0 | 0 | 0 | 0 | 0 | 0 | 0 | 0 | 0 | 0 | 0 | 0 | 0 | 0 | 0 | 0 | 0 | 0
Nonresidential - Refrigeration | VS or S NR | Auto-closer for Glass Doors for Walk-In Coolers | closer | 40 | 0 | 0.57 | 3535 | 0 | 125 | 8 | 0.96 | 0 | 2 | 2 | 0 | [5 empty] | 0 |  | 0 | 1 | 1 | 0 | 0 | 0 | 0 | 0 | 0 | 0 | 0 | 0 | 0 | 0 | 0 | 0 | 0 |  |  |  |  | 80 | 0 | 250 | 240 | 1.0944 | 6787.2 | 0 | 54297.6 | 0 | 0.42074 | 2.9897 | 0 | 0 | 0 | 0 | 0 | 0 | 0 | 0 | 0 | 0 | 0 | 0 | 0 | 0 | 0 | 0 | 0 | 0 | 0 | 0 | 0 | 0 | 0 | 0 | 0 | 0 | 0 | 0 | 0 | 0 | 0 | 0 | 0 | 0 | 2855.6228 | 0 | 0 | 2855.6228
Nonresidential - Refrigeration | VS or S NR | Oversized Air Cooled Condenser | tons | 175 | 0 | 0.19 | 1559 | 0 | 350 | 16 | 0.96 | 10 | 1.06 | 1.06 | 0 | [5 empty] | 0 |  | 0 | 0 | 0 | 0 | 0 | 0 | 0 | 0 | 0 | 0 | 0 | 0 | 0 | 0 | 0 | 1.06 | 0 |  |  |  |  | 185.5 | 0 | 371 | 356.16 | 0.19334 | 1586.4384 | 0 | 25383.0144 | 0 | 0.71598 | 4.9297 | 0 | 0 | 0 | 0 | 0 | 0 | 0 | 0 | 0 | 0 | 0 | 0 | 0 | 0 | 0 | 0 | 0 | 0 | 0 | 0 | 0 | 0 | 0 | 0 | 0 | 0 | 0 | 0 | 0 | 0 | 0 | 0 | 0 | 0 | 1135.8573 | 0 | 0 | 1135.8573
Nonresidential - Refrigeration | VS or S NR | Oversized Evaporative Cooled Condenser | tons | 75 | 0 | 0.12 | 938 | 0 | 279 | 16 | 0.96 | 0 | 479.4 | 479.4 | 0 | [5 empty] | 0 |  | 0 | 53.4 | 0 | 0 | 0 | 0 | 0 | 0 | -0.4 | 0.4 | 0 | 0 | 426 | 0 | 0 | 0 | 0 |  |  |  |  | 35955 | 0 | 133752.6 | 128402.496 | 55.2269 | 431690.112 | 0 | 6907041.792 | 0 | 0.71598 | 4.9297 | 0 | 0 | 0 | 0 | 0 | 0 | 0 | 0 | 0 | 0 | 0 | 0 | 0 | 0 | 0 | 0 | 0 | 0 | 0 | 0 | 0 | 0 | 0 | 0 | 0 | 0 | 0 | 0 | 0 | 0 | 0 | 0 | 0 | 0 | 309081.2603 | 0 | 0 | 309081.2603
Nonresidential - Refrigeration | VS or S NR | Air cooled to Evaporative cooled condensers -conventional | tons | 195 | 0 | 0.48 | 2828 | 0 | 500 | 16 | 0.96 | 0 | 7 | 2 | 5 | [5 empty] | 0 |  | 0 | 0 | 0 | 0 | 0 | 0 | 0 | 0 | 2 | 0 | 0 | 0 | 0 | 0 | 0 | 0 | 0 |  |  |  |  | 1365 | 0 | 3500 | 3360 | 3.2256 | 19004.16 | 0 | 304066.56 | 0 | 0.71598 | 4.9297 | 0 | 0 | 0 | 0 | 0 | 0 | 0 | 0 | 0 | 0 | 0 | 0 | 0 | 0 | 0 | 0 | 0 | 0 | 0 | 0 | 0 | 0 | 0 | 0 | 0 | 0 | 0 | 0 | 0 | 0 | 0 | 0 | 0 | 0 | 13606.5885 | 0 | 0 | 13606.5885
Nonresidential - Refrigeration | VS or S NR | Air cooled to Evaporative cooled condensers - multiplex | tons | 195 | 0 | 0.55 | 1900 | 0 | 390 | 16 | 0.96 | 0 | 0 | 0 | 0 | [5 empty] | 0 |  | 0 | 0 | 0 | 0 | 0 | 0 | 0 | 0 | 0 | 0 | 0 | 0 | 0 | 0 | 0 | 0 | 0 |  |  |  |  | 0 | 0 | 0 | 0 | 0 | 0 | 0 | 0 | 0 | 0.71598 | 4.9297 | 0 | 0 | 0 | 0 | 0 | 0 | 0 | 0 | 0 | 0 | 0 | 0 | 0 | 0 | 0 | 0 | 0 | 0 | 0 | 0 | 0 | 0 | 0 | 0 | 0 | 0 | 0 | 0 | 0 | 0 | 0 | 0 | 0 | 0 | 0 | 0 | 0 | 0
Nonresidential - Refrigeration | VS or S NR | Multiplex Compressor System air cooled | tons | 300 | 0 | 0.3 | 2750 | 0 | 1750 | 12 | 0.96 | 0 | 63 | 63 | 0 | [5 empty] | 0 |  | 0 | 0 | 0 | 0 | 0 | 0 | 0 | 0 | 0 | 0 | 0 | 0 | 0 | 0 | 0 | 63 | 0 |  |  |  |  | 18900 | 0 | 110250 | 105840 | 18.144 | 166320 | 0 | 1995840 | 0 | 0.57879 | 4.0305 | 0 | 0 | 0 | 0 | 0 | 0 | 0 | 0 | 0 | 0 | 0 | 0 | 0 | 0 | 0 | 0 | 0 | 0 | 0 | 0 | 0 | 0 | 0 | 0 | 0 | 0 | 0 | 0 | 0 | 0 | 0 | 0 | 0 | 0 | 96264.4817 | 0 | 0 | 96264.4817
Nonresidential - Refrigeration | VS or S NR | Multiplex Compressor System - evap cooled | tons | 300 | 0 | 0.15 | 1500 | 0 | 1750 | 12 | 0.96 | 0 | 0 | 0 | 0 | [5 empty] | 0 |  | 0 | 0 | 0 | 0 | 0 | 0 | 0 | 0 | 0 | 0 | 0 | 0 | 0 | 0 | 0 | 0 | 0 |  |  |  |  | 0 | 0 | 0 | 0 | 0 | 0 | 0 | 0 | 0 | 0.57879 | 4.0305 | 0 | 0 | 0 | 0 | 0 | 0 | 0 | 0 | 0 | 0 | 0 | 0 | 0 | 0 | 0 | 0 | 0 | 0 | 0 | 0 | 0 | 0 | 0 | 0 | 0 | 0 | 0 | 0 | 0 | 0 | 0 | 0 | 0 | 0 | 0 | 0 | 0 | 0
Nonresidential - Refrigeration | VS or S NR | Multiplex Compressor System w/ eff cond - air cooled | tons | 300 | 0 | 0.3 | 2850 | 0 | 1750 | 12 | 0.96 | 0 | 0 | 0 | 0 | [5 empty] | 0 |  | 0 | 0 | 0 | 0 | 0 | 0 | 0 | 0 | 0 | 0 | 0 | 0 | 0 | 0 | 0 | 0 | 0 |  |  |  |  | 0 | 0 | 0 | 0 | 0 | 0 | 0 | 0 | 0 | 0.57879 | 4.0305 | 0 | 0 | 0 | 0 | 0 | 0 | 0 | 0 | 0 | 0 | 0 | 0 | 0 | 0 | 0 | 0 | 0 | 0 | 0 | 0 | 0 | 0 | 0 | 0 | 0 | 0 | 0 | 0 | 0 | 0 | 0 | 0 | 0 | 0 | 0 | 0 | 0 | 0
Nonresidential - Refrigeration | VS or S NR | Multiplex Compressor System w/ eff cond - evap cooled | tons | 300 | 0 | 0.15 | 1500 | 0 | 1750 | 12 | 0.96 | 0 | 0 | 0 | 0 | [5 empty] | 0 |  | 0 | 0 | 0 | 0 | 0 | 0 | 0 | 0 | 0 | 0 | 0 | 0 | 0 | 0 | 0 | 0 | 0 |  |  |  |  | 0 | 0 | 0 | 0 | 0 | 0 | 0 | 0 | 0 | 0.57879 | 4.0305 | 0 | 0 | 0 | 0 | 0 | 0 | 0 | 0 | 0 | 0 | 0 | 0 | 0 | 0 | 0 | 0 | 0 | 0 | 0 | 0 | 0 | 0 | 0 | 0 | 0 | 0 | 0 | 0 | 0 | 0 | 0 | 0 | 0 | 0 | 0 | 0 | 0 | 0
Nonresidential - Refrigeration | VS or S NR | Floating Head Pressure Controller - air cooled | tons | 70 | 0 | 0.12 | 900 | 0 | 279 | 16 | 0.96 | 0 | 0 | 0 | 0 | [5 empty] | 0 |  | 0 | 0 | 0 | 0 | 0 | 0 | 0 | 0 | 0 | 0 | 0 | 0 | 0 | 0 | 0 | 0 | 0 |  |  |  |  | 0 | 0 | 0 | 0 | 0 | 0 | 0 | 0 | 0 | 0.71598 | 4.9297 | 0 | 0 | 0 | 0 | 0 | 0 | 0 | 0 | 0 | 0 | 0 | 0 | 0 | 0 | 0 | 0 | 0 | 0 | 0 | 0 | 0 | 0 | 0 | 0 | 0 | 0 | 0 | 0 | 0 | 0 | 0 | 0 | 0 | 0 | 0 | 0 | 0 | 0
Nonresidential - Refrigeration | VS or S NR | Floating Head Pressure Controller - evap cooled | tons | 70 | 0 | 0 | 420 | 0 | 300 | 16 | 0.96 | 0 | 0 | 0 | 0 | [5 empty] | 0 |  | 0 | 0 | 0 | 0 | 0 | 0 | 0 | 0 | 0 | 0 | 0 | 0 | 0 | 0 | 0 | 0 | 0 |  |  |  |  | 0 | 0 | 0 | 0 | 0 | 0 | 0 | 0 | 0 | 0.71598 | 4.9297 | 0 | 0 | 0 | 0 | 0 | 0 | 0 | 0 | 0 | 0 | 0 | 0 | 0 | 0 | 0 | 0 | 0 | 0 | 0 | 0 | 0 | 0 | 0 | 0 | 0 | 0 | 0 | 0 | 0 | 0 | 0 | 0 | 0 | 0 | 0 | 0 | 0 | 0
Nonresidential - Refrigeration | VS or S NR | Efficient Evaporator Fan Motors (SHP to PSC) | motor | 20 | 0 | 0.011 | 336 | 0 | 76 | 16 | 0.96 | 0 | 0 | 0 | 0 | [5 empty] | 0 |  | 0 | 0 | 0 | 0 | 0 | 0 | 0 | 0 | 0 | 0 | 0 | 0 | 0 | 0 | 0 | 0 | 0 |  |  |  |  | 0 | 0 | 0 | 0 | 0 | 0 | 0 | 0 | 0 | 0.71598 | 4.9297 | 0 | 0 | 0 | 0 | 0 | 0 | 0 | 0 | 0 | 0 | 0 | 0 | 0 | 0 | 0 | 0 | 0 | 0 | 0 | 0 | 0 | 0 | 0 | 0 | 0 | 0 | 0 | 0 | 0 | 0 | 0 | 0 | 0 | 0 | 0 | 0 | 0 | 0
Nonresidential - Refrigeration | VS or S NR | Efficient Evaporator Fan Motors (SHP to ECM) | motor | 15 | 0 | 0.021 | 673 | 0 | 76 | 16 | 0.96 | 0 | 14263 | 14263 | 0 | [5 empty] | 0 |  | 0 | 0 | 0 | 0 | 0 | 0 | 0 | 0 | 0 | 0 | 0 | 0 | 0 | 0 | 14263 | 0 | 0 |  |  |  |  | 213945 | 0 | 1083988 | 1040628.48 | 287.5421 | 9215039.04 | 0 | 147440624.64 | 0 | 0.71598 | 4.9297 | 0 | 0 | 0 | 0 | 0 | 0 | 0 | 0 | 0 | 0 | 0 | 0 | 0 | 0 | 0 | 0 | 0 | 0 | 0 | 0 | 0 | 0 | 0 | 0 | 0 | 0 | 0 | 0 | 0 | 0 | 0 | 0 | 0 | 0 | 6597778.8259 | 0 | 0 | 6597778.8259
Nonresidential - Refrigeration | VS or S NR | High Efficiency Compressor | tons | 75 | 0 | 0.16 | 1051 | 0 | 132 | 15 | 0.96 | 0 | 0 | 0 | 0 | [5 empty] | 0 |  | 0 | 0 | 0 | 0 | 0 | 0 | 0 | 0 | 0 | 0 | 0 | 0 | 0 | 0 | 0 | 0 | 0 |  |  |  |  | 0 | 0 | 0 | 0 | 0 | 0 | 0 | 0 | 0 | 0.68336 | 4.7167 | 0 | 0 | 0 | 0 | 0 | 0 | 0 | 0 | 0 | 0 | 0 | 0 | 0 | 0 | 0 | 0 | 0 | 0 | 0 | 0 | 0 | 0 | 0 | 0 | 0 | 0 | 0 | 0 | 0 | 0 | 0 | 0 | 0 | 0 | 0 | 0 | 0 | 0
Nonresidential - Refrigeration | VS or S NR | Evaporative Fan Controller | controller | 75 | 0 | 0 | 1109 | 0 | 300 | 5 | 0.96 | 0 | 2 | 2 | 0 | [5 empty] | 0 |  | 0 | 0 | 0 | 0 | 0 | 0 | 0 | 0 | 0 | 0 | 0 | 0 | 0 | 2 | 0 | 0 | 0 |  |  |  |  | 150 | 0 | 600 | 576 | 0 | 2129.28 | 0 | 10646.4 | 0 | 0.28433 | 1.9988 | 0 | 0 | 0 | 0 | 0 | 0 | 0 | 0 | 0 | 0 | 0 | 0 | 0 | 0 | 0 | 0 | 0 | 0 | 0 | 0 | 0 | 0 | 0 | 0 | 0 | 0 | 0 | 0 | 0 | 0 | 0 | 0 | 0 | 0 | 605.4264 | 0 | 0 | 605.4264
Nonresidential - Refrigeration | VS or S NR | Vending Machine Controller | controller | 90 | 0 | 0 | 1590 | 0 | 200 | 15 | 0.96 | 12 | 188 | 188 | 0 |  |  |  | 1 | 30 | 2 |  | 0 | 100 | 0 | 0 | 0 | 0 | 0 | 0 | 0 | 0 | 0 | 20 | 0 | 0 | 0 | 0 | 35 |  |  |  |  | 16920 | 0 | 37600 | 36096 | 0 | 286963.2 | 0 | 4304448 | 0 | 0.68336 | 4.7167 | 0 | 0 | 0 | 0 | 0 | 0 | 0 | 0 | 0 | 0 | 0 | 0 | 0 | 0 | 0 | 0 | 0 | 0 | 0 | 0 | 0 | 0 | 0 | 0 | 0 | 0 | 0 | 0 | 0 | 0 | 0 | 0 | 0 | 0 | 196100.1734 | 0 | 0 | 196100.1734
0 | 0 | Agricultural | 0 | 0 | 0 | 0 | 0 | 0 | 0 | 0 | 0 | 0 | 0 | 0 |  |  |  | 0 |  | 0 | 0 | 0 | 0 | 0 | 0 | 0 | 0 | 0 | 0 | 0 | 0 |  | 0 | 0 | 0 | 0 | 0 | 0 | 0 |  |  |  |  | 0 | 0 | 0 | 0 | 0 | 0 | 0 | 0 | 0 | 0 | 0 | 0 | 0 | 0 | 0 | 0 | 0 | 0 | 0 | 0 | 0 | 0 | 0 | 0 | 0 | 0 | 0 | 0 | 0 | 0 | 0 | 0 | 0 | 0 | 0 | 0 | 0 | 0 | 0 | 0 | 0 | 0 | 0 | 0 | 0 | 0 | 0 | 0 | 0
Nonresidential - Pumping Systems | VS or S NR | Sprinkler to Micro-Irrigation conversion | acre | 44 | 0 | 0.314 | 559 | 0 | 300 | 20 | 0.96 | 3104 | 2665.3 | 2665.3 | 0 |  |  |  |  | 235 | 559 | 40 | 124 | 0 | 702.6 | 0 | 0 | 0 | 0.4 | 45 | 0 | 0 | 132.3 | 40 | 233 | 0 | 74 | 0 | 480 |  |  |  |  | 117273.2 | 0 | 799590 | 767606.4 | 803.428 | 1430306.592 | 0 | 28606131.84 | 0 | 0.83625 | 5.6989 | 0 | 0 | 0 | 0 | 0 | 0 | 0 | 0 | 0 | 0 | 0 | 0 | 0 | 0 | 0 | 0 | 0 | 0 | 0 | 0 | 0 | 0 | 0 | 0 | 0 | 0 | 0 | 0 | 0 | 0 | 0 | 0 | 0 | 0 | 1196092.3359 | 0 | 0 | 1196092.3359
Nonresidential - Pumping Systems | VS or S NR | Low pressure impact sprinkler nozzles( permanent) | nozzle | 1.15 | 0 | 0.0035 | 12 | 0 | 1.2 | 5 | 0.96 | 3412 | 0 | 0 | 0 |  |  |  |  | 0 | 0 | 0 | 0 | 0 | 0 | 0 | 0 | 0 | 0 | 0 | 0 | 0 | 0 | 0 | 0 | 0 | 0 | 0 | 0 |  |  |  |  | 0 | 0 | 0 | 0 | 0 | 0 | 0 | 0 | 0 | 0.28433 | 1.9988 | 0 | 0 | 0 | 0 | 0 | 0 | 0 | 0 | 0 | 0 | 0 | 0 | 0 | 0 | 0 | 0 | 0 | 0 | 0 | 0 | 0 | 0 | 0 | 0 | 0 | 0 | 0 | 0 | 0 | 0 | 0 | 0 | 0 | 0 | 0 | 0 | 0 | 0
Nonresidential - Pumping Systems | VS or S NR | Low pressure impact sprinkler nozzles( portable) | nozzle | 1.15 | 0 | 0.0216 | 33.5 | 0 | 1.2 | 5 | 0.96 | 0 | 0 | 0 | 0 |  |  |  |  | 0 | 0 | 0 | 0 | 0 | 0 | 0 | 0 | 0 | 0 | 0 | 0 | 0 | 0 | 0 | 0 | 0 | 0 | 0 | 0 |  |  |  |  | 0 | 0 | 0 | 0 | 0 | 0 | 0 | 0 | 0 | 0.28433 | 1.9988 | 0 | 0 | 0 | 0 | 0 | 0 | 0 | 0 | 0 | 0 | 0 | 0 | 0 | 0 | 0 | 0 | 0 | 0 | 0 | 0 | 0 | 0 | 0 | 0 | 0 | 0 | 0 | 0 | 0 | 0 | 0 | 0 | 0 | 0 | 0 | 0 | 0 | 0
Nonresidential - Pumping Systems | VS or S NR | Variable Frequency Drives for Injectin Molding Machines | hp | 100 | 0 | 0.22 | 1540 | 0 | 216 | 15 | 0.96 | 0 | 0 | 0 | 0 |  |  |  |  | 0 | 0 | 0 | 0 | 0 | 0 | 0 | 0 | 0 | 0 | 0 | 0 | 0 | 0 | 0 | 0 | 0 | 0 | 0 | 0 |  |  |  |  | 0 | 0 | 0 | 0 | 0 | 0 | 0 | 0 | 0 | 0.68336 | 4.7167 | 0 | 0 | 0 | 0 | 0 | 0 | 0 | 0 | 0 | 0 | 0 | 0 | 0 | 0 | 0 | 0 | 0 | 0 | 0 | 0 | 0 | 0 | 0 | 0 | 0 | 0 | 0 | 0 | 0 | 0 | 0 | 0 | 0 | 0 | 0 | 0 | 0 | 0
0 | 0 | Motors | 0 | 0 | 0 | 0 | 0 | 0 | 0 | 0 | 0 | 0 | 0 | 0 | [5 empty] | 0 | 0 | 0 | 0 | 0 | 0 | 0 | 0 | 0 | 0 | 0 | 0 | 0 | 0 | 0 | 0 | 0 | 0 | 0 | 0 |  |  |  |  | 0 | 0 | 0 | 0 | 0 | 0 | 0 | 0 | 0 | 0 | 0 | 0 | 0 | 0 | 0 | 0 | 0 | 0 | 0 | 0 | 0 | 0 | 0 | 0 | 0 | 0 | 0 | 0 | 0 | 0 | 0 | 0 | 0 | 0 | 0 | 0 | 0 | 0 | 0 | 0 | 0 | 0 | 0 | 0 | 0 | 0 | 0 | 0 | 0
Nonresidential - Motors | VS or S NR | Motors 1-200 HP | hp | 50 | 0 | 0.00192 | 9.2496 | 0 | 530 | 15 | 0.96 | 0 | 0 | 0 | 0 |  |  |  |  | 0 | 0 | 0 | 0 | 0 | 0 | 0 | 0 | 0 | 0 | 0 | 0 | 0 | 0 | 0 | 0 | 0 | 0 | 0 | 0 |  |  |  |  | 0 | 0 | 0 | 0 | 0 | 0 | 0 | 0 | 0 | 0.68336 | 4.7167 | 0 | 0 | 0 | 0 | 0 | 0 | 0 | 0 | 0 | 0 | 0 | 0 | 0 | 0 | 0 | 0 | 0 | 0 | 0 | 0 | 0 | 0 | 0 | 0 | 0 | 0 | 0 | 0 | 0 | 0 | 0 | 0 | 0 | 0 | 0 | 0 | 0 | 0
0 | 0 | Food Service | 0 | 0 | 0 | 0 | 0 | 0 | 0 | 0 | 0 | 0 | 0 | 0 | [5 empty] | 0 | 0 | 0 | 0 | 0 | 0 | 0 | 0 | 0 | 0 | 0 | 0 | 0 |  | 0 | 0 | 0 | 0 | 0 | 0 |  |  |  |  | 0 | 0 | 0 | 0 | 0 | 0 | 0 | 0 | 0 | 0 | 0 | 0 | 0 | 0 | 0 | 0 | 0 | 0 | 0 | 0 | 0 | 0 | 0 | 0 | 0 | 0 | 0 | 0 | 0 | 0 | 0 | 0 | 0 | 0 | 0 | 0 | 0 | 0 | 0 | 0 | 0 | 0 | 0 | 0 | 0 | 0 | 0 | 0 | 0
Nonresidential - Food Service & Processing | VS or S NR | Pressureless Steamers <=0.4 kW idle | unit | 750 | 0 | 0.2 | 6620 | 0 | 0 | 12 | 0.96 | 40 | 1 | 1 | 0 | [5 empty] | 0 | 0 | 0 | 0 | 0 | 0 | 0 | 0 | 0 | 0 | 0 | 0 | 0 | 0 | 0 | 0 | 1 | 0 | 0 |  |  |  |  | 750 | 0 | 0 | 0 | 0.192 | 6355.2 | 0 | 76262.4 | 0 | 0.57879 | 4.0305 | 0 | 0 | 0 | 0 | 0 | 0 | 0 | 0 | 0 | 0 | 0 | 0 | 0 | 0 | 0 | 0 | 0 | 0 | 0 | 0 | 0 | 0 | 0 | 0 | 0 | 0 | 0 | 0 | 0 | 0 | 0 | 0 | 0 | 0 | 3678.3311 | 0 | 0 | 3678.3311
Nonresidential - Food Service & Processing | VS or S NR | Pressureless Steamers <=0.2 kW idle | unit | 900 | 0 | 0.4 | 7780 | 0 | 500 | 12 | 0.96 | 24 | 4 | 4 | 0 | [5 empty] | 0 |  | 1 | 1 | 0 | 0 | 0 | 2 | 2 | -2 | 0 | 0 | 0 | 0 | 0 | 0 | 0 | 0 | 0 |  |  |  |  | 3600 | 0 | 2000 | 1920 | 1.536 | 29875.2 | 0 | 358502.4 | 0 | 0.57879 | 4.0305 | 0 | 0 | 0 | 0 | 0 | 0 | 0 | 0 | 0 | 0 | 0 | 0 | 0 | 0 | 0 | 0 | 0 | 0 | 0 | 0 | 0 | 0 | 0 | 0 | 0 | 0 | 0 | 0 | 0 | 0 | 0 | 0 | 0 | 0 | 17291.4902 | 0 | 0 | 17291.4902
Nonresidential - Food Service & Processing | VS or S NR | Insulated Holding Cabinet- Full Size <=.8 kW | unit | 458 | 0 | 0.7 | 3900 | 0 | 1000 | 12 | 0.96 | 0 | 8 | 8 | 0 |  |  |  |  | 4 | 0 | 0 | 0 | 8 | 0 | 0 | 0 | 0 | 4 | -8 | 0 | 0 | 0 | 0 | 0 | 0 | 0 | 0 | 0 |  |  |  |  | 3664 | 0 | 8000 | 7680 | 5.376 | 29952 | 0 | 359424 | 0 | 0.57879 | 4.0305 | 0 | 0 | 0 | 0 | 0 | 0 | 0 | 0 | 0 | 0 | 0 | 0 | 0 | 0 | 0 | 0 | 0 | 0 | 0 | 0 | 0 | 0 | 0 | 0 | 0 | 0 | 0 | 0 | 0 | 0 | 0 | 0 | 0 | 0 | 17335.9413 | 0 | 0 | 17335.9413
Nonresidential - Food Service & Processing | VS or S NR | Insulated Holding Cabinet- Full Size <=.6 kW | unit | 733 | 0 | 1 | 5500 | 0 | 1000 | 12 | 0.96 | 0 | 0 | 0 | 0 | [5 empty] | 0 | 0 | 0 | 0 | 0 | 0 | 0 | 0 | 0 | 0 | 0 | 0 | 0 | 0 | 0 | 0 | 0 | 0 | 0 |  |  |  |  | 0 | 0 | 0 | 0 | 0 | 0 | 0 | 0 | 0 | 0.57879 | 4.0305 | 0 | 0 | 0 | 0 | 0 | 0 | 0 | 0 | 0 | 0 | 0 | 0 | 0 | 0 | 0 | 0 | 0 | 0 | 0 | 0 | 0 | 0 | 0 | 0 | 0 | 0 | 0 | 0 | 0 | 0 | 0 | 0 | 0 | 0 | 0 | 0 | 0 | 0
Nonresidential - Food Service & Processing | VS or S NR | Insulated Holding Cabinet-Three Quarter Size <=.8 kW | unit | 367 | 0 | 0.5 | 2790 | 0 | 800 | 12 | 0.96 | 0 | 20 | 20 | 0 | [5 empty] | 0 | 0 | 0 | 5 | 0 | 0 | 0 | 0 | 0 | 4 | 0 | 0 | 0 | 0 | 11 | 0 | 0 | 0 | 0 |  |  |  |  | 7340 | 0 | 16000 | 15360 | 9.6 | 53568 | 0 | 642816 | 0 | 0.57879 | 4.0305 | 0 | 0 | 0 | 0 | 0 | 0 | 0 | 0 | 0 | 0 | 0 | 0 | 0 | 0 | 0 | 0 | 0 | 0 | 0 | 0 | 0 | 0 | 0 | 0 | 0 | 0 | 0 | 0 | 0 | 0 | 0 | 0 | 0 | 0 | 31004.6642 | 0 | 0 | 31004.6642
Nonresidential - Food Service & Processing | VS or S NR | Insulated Holding Cabinet-Three Quarter Size <=.6 kW | unit | 550 | 0 | 0.7 | 3850 | 0 | 800 | 12 | 0.96 | 0 | 0 | 0 | 0 | [5 empty] | 0 | 0 | 0 | 0 | 0 | 0 | 0 | 0 | 0 | 0 | 0 | 0 | 0 | 0 | 0 | 0 | 0 | 0 | 0 |  |  |  |  | 0 | 0 | 0 | 0 | 0 | 0 | 0 | 0 | 0 | 0.57879 | 4.0305 | 0 | 0 | 0 | 0 | 0 | 0 | 0 | 0 | 0 | 0 | 0 | 0 | 0 | 0 | 0 | 0 | 0 | 0 | 0 | 0 | 0 | 0 | 0 | 0 | 0 | 0 | 0 | 0 | 0 | 0 | 0 | 0 | 0 | 0 | 0 | 0 | 0 | 0
Nonresidential - Food Service & Processing | VS or S NR | Insulated Holding Cabinet-Half Size <=.4 kW | unit | 275 | 0 | 0.35 | 1950 | 0 | 600 | 12 | 0.96 | 6 | 79 | 79 | 0 | [5 empty] | 0 | 0 | 0 | 0 | 3 | 0 | 0 | 0 | 0 | 71 | 5 | 0 | 0 | 0 | 0 | 0 | 0 | 0 | 0 |  |  |  |  | 21725 | 0 | 47400 | 45504 | 26.544 | 147888 | 0 | 1774656 | 0 | 0.57879 | 4.0305 | 0 | 0 | 0 | 0 | 0 | 0 | 0 | 0 | 0 | 0 | 0 | 0 | 0 | 0 | 0 | 0 | 0 | 0 | 0 | 0 | 0 | 0 | 0 | 0 | 0 | 0 | 0 | 0 | 0 | 0 | 0 | 0 | 0 | 0 | 85596.2102 | 0 | 0 | 85596.2102
Nonresidential - Food Service & Processing | VS or S NR | Insulated Holding Cabinet-Half Size <=.3 kW | unit | 367 | 0 | 0.45 | 2750 | 0 | 600 | 12 | 0.96 | 0 | 0 | 0 | 0 | [5 empty] | 0 | 0 | 0 | 0 | 0 | 0 | 0 | 0 | 0 | 0 | 0 | 0 | 0 | 0 |  | 0 | 0 | 0 | 0 |  |  |  |  | 0 | 0 | 0 | 0 | 0 | 0 | 0 | 0 | 0 | 0.57879 | 4.0305 | 0 | 0 | 0 | 0 | 0 | 0 | 0 | 0 | 0 | 0 | 0 | 0 | 0 | 0 | 0 | 0 | 0 | 0 | 0 | 0 | 0 | 0 | 0 | 0 | 0 | 0 | 0 | 0 | 0 | 0 | 0 | 0 | 0 | 0 | 0 | 0 | 0 | 0
0 | 0 | 0 | 0 | 0 | 0 | 0 | 0 | 0 | 0 | 0 | 0 | 0 | 0 | 0 | [29 empty] | 0 | 0 | 0 | 0 | 0 | 0 | 0 | 0 | 0 | 0 | 0 | 0 | 0 | 0 | 0 | 0 | 0 | 0 | 0 | 0 | 0 | 0 | 0 | 0 | 0 | 0 | 0 | 0 | 0 | 0 | 0 | 0 | 0 | 0 | 0 | 0 | 0 | 0 | 0 | 0 | 0 | 0 | 0 | 0 | 0 | 0 | 0 | 0 | 0
0 | 0 | 0 | 0 | 0 | 0 | 0 | 0 | 0 | 0 | 0 | 0 | 0 | 0 | 0 | [29 empty] | 0 | 0 | 0 | 0 | 0 | 0 | 0 | 0 | 0 | 0 | 0 | 0 | 0 | 0 | 0 | 0 | 0 | 0 | 0 | 0 | 0 | 0 | 0 | 0 | 0 | 0 | 0 | 0 | 0 | 0 | 0 | 0 | 0 | 0 | 0 | 0 | 0 | 0 | 0 | 0 | 0 | 0 | 0 | 0 | 0 | 0 | 0 | 0 | 0
0 | 0 | 0 | 0 | 0 | 0 | 0 | 0 | 0 | 0 | 0 | 0 | 0 | 0 | 0 | [29 empty] | 0 | 0 | 0 | 0 | 0 | 0 | 0 | 0 | 0 | 0 | 0 | 0 | 0 | 0 | 0 | 0 | 0 | 0 | 0 | 0 | 0 | 0 | 0 | 0 | 0 | 0 | 0 | 0 | 0 | 0 | 0 | 0 | 0 | 0 | 0 | 0 | 0 | 0 | 0 | 0 | 0 | 0 | 0 | 0 | 0 | 0 | 0 | 0 | 0
0 | 0 | 0 | 0 | 0 | 0 | 0 | 0 | 0 | 0 | 0 | 0 | 0 | 0 | 0 | [29 empty] | 0 | 0 | 0 | 0 | 0 | 0 | 0 | 0 | 0 | 0 | 0 | 0 | 0 | 0 | 0 | 0 | 0 | 0 | 0 | 0 | 0 | 0 | 0 | 0 | 0 | 0 | 0 | 0 | 0 | 0 | 0 | 0 | 0 | 0 | 0 | 0 | 0 | 0 | 0 | 0 | 0 | 0 | 0 | 0 | 0 | 0 | 0 | 0 | 0
0 | 0 | 0 | 0 | 0 | 0 | 0 | 0 | 0 | 0 | 0 | 0 | 0 | 0 | 0 | [29 empty] | 0 | 0 | 0 | 0 | 0 | 0 | 0 | 0 | 0 | 0 | 0 | 0 | 0 | 0 | 0 | 0 | 0 | 0 | 0 | 0 | 0 | 0 | 0 | 0 | 0 | 0 | 0 | 0 | 0 | 0 | 0 | 0 | 0 | 0 | 0 | 0 | 0 | 0 | 0 | 0 | 0 | 0 | 0 | 0 | 0 | 0 | 0 | 0 | 0
0 | 0 | 0 | 0 | 0 | 0 | 0 | 0 | 0 | 0 | 0 | 0 | 0 | 0 | 0 | [29 empty] | 0 | 0 | 0 | 0 | 0 | 0 | 0 | 0 | 0 | 0 | 0 | 0 | 0 | 0 | 0 | 0 | 0 | 0 | 0 | 0 | 0 | 0 | 0 | 0 | 0 | 0 | 0 | 0 | 0 | 0 | 0 | 0 | 0 | 0 | 0 | 0 | 0 | 0 | 0 | 0 | 0 | 0 | 0 | 0 | 0 | 0 | 0 | 0 | 0
0 | 0 | 0 | 0 | 0 | 0 | 0 | 0 | 0 | 0 | 0 | 0 | 0 | 0 | 0 | [29 empty] | 0 | 0 | 0 | 0 | 0 | 0 | 0 | 0 | 0 | 0 | 0 | 0 | 0 | 0 | 0 | 0 | 0 | 0 | 0 | 0 | 0 | 0 | 0 | 0 | 0 | 0 | 0 | 0 | 0 | 0 | 0 | 0 | 0 | 0 | 0 | 0 | 0 | 0 | 0 | 0 | 0 | 0 | 0 | 0 | 0 | 0 | 0 | 0 | 0
0 | 0 | 0 | 0 | 0 | 0 | 0 | 0 | 0 | 0 | 0 | 0 | 0 | 0 | 0 | [29 empty] | 0 | 0 | 0 | 0 | 0 | 0 | 0 | 0 | 0 | 0 | 0 | 0 | 0 | 0 | 0 | 0 | 0 | 0 | 0 | 0 | 0 | 0 | 0 | 0 | 0 | 0 | 0 | 0 | 0 | 0 | 0 | 0 | 0 | 0 | 0 | 0 | 0 | 0 | 0 | 0 | 0 | 0 | 0 | 0 | 0 | 0 | 0 | 0 | 0
0 | 0 | 0 | 0 | 0 | 0 | 0 | 0 | 0 | 0 | 0 | 0 | 0 | 0 | 0 | [29 empty] | 0 | 0 | 0 | 0 | 0 | 0 | 0 | 0 | 0 | 0 | 0 | 0 | 0 | 0 | 0 | 0 | 0 | 0 | 0 | 0 | 0 | 0 | 0 | 0 | 0 | 0 | 0 | 0 | 0 | 0 | 0 | 0 | 0 | 0 | 0 | 0 | 0 | 0 | 0 | 0 | 0 | 0 | 0 | 0 | 0 | 0 | 0 | 0 | 0
0 | 0 | 0 | 0 | 0 | 0 | 0 | 0 | 0 | 0 | 0 | 0 | 0 | 0 | 0 | [29 empty] | 0 | 0 | 0 | 0 | 0 | 0 | 0 | 0 | 0 | 0 | 0 | 0 | 0 | 0 | 0 | 0 | 0 | 0 | 0 | 0 | 0 | 0 | 0 | 0 | 0 | 0 | 0 | 0 | 0 | 0 | 0 | 0 | 0 | 0 | 0 | 0 | 0 | 0 | 0 | 0 | 0 | 0 | 0 | 0 | 0 | 0 | 0 | 0 | 0
0 | 0 | 0 | 0 | 0 | 0 | 0 | 0 | 0 | 0 | 0 | 0 | 0 | 0 | 0 | [29 empty] | 0 | 0 | 0 | 0 | 0 | 0 | 0 | 0 | 0 | 0 | 0 | 0 | 0 | 0 | 0 | 0 | 0 | 0 | 0 | 0 | 0 | 0 | 0 | 0 | 0 | 0 | 0 | 0 | 0 | 0 | 0 | 0 | 0 | 0 | 0 | 0 | 0 | 0 | 0 | 0 | 0 | 0 | 0 | 0 | 0 | 0 | 0 | 0 | 0
0 | 0 | 0 | 0 | 0 | 0 | 0 | 0 | 0 | 0 | 0 | 0 | 0 | 0 | 0 | [29 empty] | 0 | 0 | 0 | 0 | 0 | 0 | 0 | 0 | 0 | 0 | 0 | 0 | 0 | 0 | 0 | 0 | 0 | 0 | 0 | 0 | 0 | 0 | 0 | 0 | 0 | 0 | 0 | 0 | 0 | 0 | 0 | 0 | 0 | 0 | 0 | 0 | 0 | 0 | 0 | 0 | 0 | 0 | 0 | 0 | 0 | 0 | 0 | 0 | 0
0 | 0 | 0 | 0 | 0 | 0 | 0 | 0 | 0 | 0 | 0 | 0 | 0 | 0 | 0 | [29 empty] | 0 | 0 | 0 | 0 | 0 | 0 | 0 | 0 | 0 | 0 | 0 | 0 | 0 | 0 | 0 | 0 | 0 | 0 | 0 | 0 | 0 | 0 | 0 | 0 | 0 | 0 | 0 | 0 | 0 | 0 | 0 | 0 | 0 | 0 | 0 | 0 | 0 | 0 | 0 | 0 | 0 | 0 | 0 | 0 | 0 | 0 | 0 | 0 | 0
0 | 0 | 0 | 0 | 0 | 0 | 0 | 0 | 0 | 0 | 0 | 0 | 0 | 0 | 0 | [29 empty] | 0 | 0 | 0 | 0 | 0 | 0 | 0 | 0 | 0 | 0 | 0 | 0 | 0 | 0 | 0 | 0 | 0 | 0 | 0 | 0 | 0 | 0 | 0 | 0 | 0 | 0 | 0 | 0 | 0 | 0 | 0 | 0 | 0 | 0 | 0 | 0 | 0 | 0 | 0 | 0 | 0 | 0 | 0 | 0 | 0 | 0 | 0 | 0 | 0
0 | 0 | 0 | 0 | 0 | 0 | 0 | 0 | 0 | 0 | 0 | 0 | 0 | 0 | 0 | [29 empty] | 0 | 0 | 0 | 0 | 0 | 0 | 0 | 0 | 0 | 0 | 0 | 0 | 0 | 0 | 0 | 0 | 0 | 0 | 0 | 0 | 0 | 0 | 0 | 0 | 0 | 0 | 0 | 0 | 0 | 0 | 0 | 0 | 0 | 0 | 0 | 0 | 0 | 0 | 0 | 0 | 0 | 0 | 0 | 0 | 0 | 0 | 0 | 0 | 0
0 | 0 | 0 | 0 | 0 | 0 | 0 | 0 | 0 | 0 | 0 | 0 | 0 | 0 | 0 | [29 empty] | 0 | 0 | 0 | 0 | 0 | 0 | 0 | 0 | 0 | 0 | 0 | 0 | 0 | 0 | 0 | 0 | 0 | 0 | 0 | 0 | 0 | 0 | 0 | 0 | 0 | 0 | 0 | 0 | 0 | 0 | 0 | 0 | 0 | 0 | 0 | 0 | 0 | 0 | 0 | 0 | 0 | 0 | 0 | 0 | 0 | 0 | 0 | 0 | 0
0 | 0 | 0 | 0 | 0 | 0 | 0 | 0 | 0 | 0 | 0 | 0 | 0 | 0 | 0 | [29 empty] | 0 | 0 | 0 | 0 | 0 | 0 | 0 | 0 | 0 | 0 | 0 | 0 | 0 | 0 | 0 | 0 | 0 | 0 | 0 | 0 | 0 | 0 | 0 | 0 | 0 | 0 | 0 | 0 | 0 | 0 | 0 | 0 | 0 | 0 | 0 | 0 | 0 | 0 | 0 | 0 | 0 | 0 | 0 | 0 | 0 | 0 | 0 | 0 | 0
0 | 0 | 0 | 0 | 0 | 0 | 0 | 0 | 0 | 0 | 0 | 0 | 0 | 0 | 0 | [29 empty] | 0 | 0 | 0 | 0 | 0 | 0 | 0 | 0 | 0 | 0 | 0 | 0 | 0 | 0 | 0 | 0 | 0 | 0 | 0 | 0 | 0 | 0 | 0 | 0 | 0 | 0 | 0 | 0 | 0 | 0 | 0 | 0 | 0 | 0 | 0 | 0 | 0 | 0 | 0 | 0 | 0 | 0 | 0 | 0 | 0 | 0 | 0 | 0 | 0
0 | 0 | 0 | 0 | 0 | 0 | 0 | 0 | 0 | 0 | 0 | 0 | 0 | 0 | 0 | [29 empty] | 0 | 0 | 0 | 0 | 0 | 0 | 0 | 0 | 0 | 0 | 0 | 0 | 0 | 0 | 0 | 0 | 0 | 0 | 0 | 0 | 0 | 0 | 0 | 0 | 0 | 0 | 0 | 0 | 0 | 0 | 0 | 0 | 0 | 0 | 0 | 0 | 0 | 0 | 0 | 0 | 0 | 0 | 0 | 0 | 0 | 0 | 0 | 0 | 0
0 | 0 | 0 | 0 | 0 | 0 | 0 | 0 | 0 | 0 | 0 | 0 | 0 | 0 | 0 | [29 empty] | 0 | 0 | 0 | 0 | 0 | 0 | 0 | 0 | 0 | 0 | 0 | 0 | 0 | 0 | 0 | 0 | 0 | 0 | 0 | 0 | 0 | 0 | 0 | 0 | 0 | 0 | 0 | 0 | 0 | 0 | 0 | 0 | 0 | 0 | 0 | 0 | 0 | 0 | 0 | 0 | 0 | 0 | 0 | 0 | 0 | 0 | 0 | 0 | 0
0 | 0 | 0 | 0 | 0 | 0 | 0 | 0 | 0 | 0 | 0 | 0 | 0 | 0 | 0 | [29 empty] | 0 | 0 | 0 | 0 | 0 | 0 | 0 | 0 | 0 | 0 | 0 | 0 | 0 | 0 | 0 | 0 | 0 | 0 | 0 | 0 | 0 | 0 | 0 | 0 | 0 | 0 | 0 | 0 | 0 | 0 | 0 | 0 | 0 | 0 | 0 | 0 | 0 | 0 | 0 | 0 | 0 | 0 | 0 | 0 | 0 | 0 | 0 | 0 | 0
0 | 0 | 0 | 0 | 0 | 0 | 0 | 0 | 0 | 0 | 0 | 0 | 0 | 0 | 0 | [29 empty] | 0 | 0 | 0 | 0 | 0 | 0 | 0 | 0 | 0 | 0 | 0 | 0 | 0 | 0 | 0 | 0 | 0 | 0 | 0 | 0 | 0 | 0 | 0 | 0 | 0 | 0 | 0 | 0 | 0 | 0 | 0 | 0 | 0 | 0 | 0 | 0 | 0 | 0 | 0 | 0 | 0 | 0 | 0 | 0 | 0 | 0 | 0 | 0 | 0
0 | 0 | 0 | 0 | 0 | 0 | 0 | 0 | 0 | 0 | 0 | 0 | 0 | 0 | 0 | [29 empty] | 0 | 0 | 0 | 0 | 0 | 0 | 0 | 0 | 0 | 0 | 0 | 0 | 0 | 0 | 0 | 0 | 0 | 0 | 0 | 0 | 0 | 0 | 0 | 0 | 0 | 0 | 0 | 0 | 0 | 0 | 0 | 0 | 0 | 0 | 0 | 0 | 0 | 0 | 0 | 0 | 0 | 0 | 0 | 0 | 0 | 0 | 0 | 0 | 0
0 | 0 | 0 | 0 | 0 | 0 | 0 | 0 | 0 | 0 | 0 | 0 | 0 | 0 | 0 | [29 empty] | 0 | 0 | 0 | 0 | 0 | 0 | 0 | 0 | 0 | 0 | 0 | 0 | 0 | 0 | 0 | 0 | 0 | 0 | 0 | 0 | 0 | 0 | 0 | 0 | 0 | 0 | 0 | 0 | 0 | 0 | 0 | 0 | 0 | 0 | 0 | 0 | 0 | 0 | 0 | 0 | 0 | 0 | 0 | 0 | 0 | 0 | 0 | 0 | 0
0 | 0 | 0 | 0 | 0 | 0 | 0 | 0 | 0 | 0 | 0 | 0 | 0 | 0 | 0 | [29 empty] | 0 | 0 | 0 | 0 | 0 | 0 | 0 | 0 | 0 | 0 | 0 | 0 | 0 | 0 | 0 | 0 | 0 | 0 | 0 | 0 | 0 | 0 | 0 | 0 | 0 | 0 | 0 | 0 | 0 | 0 | 0 | 0 | 0 | 0 | 0 | 0 | 0 | 0 | 0 | 0 | 0 | 0 | 0 | 0 | 0 | 0 | 0 | 0 | 0
0 | 0 | 0 | 0 | 0 | 0 | 0 | 0 | 0 | 0 | 0 | 0 | 0 | 0 | 0 | [29 empty] | 0 | 0 | 0 | 0 | 0 | 0 | 0 | 0 | 0 | 0 | 0 | 0 | 0 | 0 | 0 | 0 | 0 | 0 | 0 | 0 | 0 | 0 | 0 | 0 | 0 | 0 | 0 | 0 | 0 | 0 | 0 | 0 | 0 | 0 | 0 | 0 | 0 | 0 | 0 | 0 | 0 | 0 | 0 | 0 | 0 | 0 | 0 | 0 | 0
0 | 0 | 0 | 0 | 0 | 0 | 0 | 0 | 0 | 0 | 0 | 0 | 0 | 0 | 0 | [29 empty] | 0 | 0 | 0 | 0 | 0 | 0 | 0 | 0 | 0 | 0 | 0 | 0 | 0 | 0 | 0 | 0 | 0 | 0 | 0 | 0 | 0 | 0 | 0 | 0 | 0 | 0 | 0 | 0 | 0 | 0 | 0 | 0 | 0 | 0 | 0 | 0 | 0 | 0 | 0 | 0 | 0 | 0 | 0 | 0 | 0 | 0 | 0 | 0 | 0
0 | 0 | 0 | 0 | 0 | 0 | 0 | 0 | 0 | 0 | 0 | 0 | 0 | 0 | 0 | [29 empty] | 0 | 0 | 0 | 0 | 0 | 0 | 0 | 0 | 0 | 0 | 0 | 0 | 0 | 0 | 0 | 0 | 0 | 0 | 0 | 0 | 0 | 0 | 0 | 0 | 0 | 0 | 0 | 0 | 0 | 0 | 0 | 0 | 0 | 0 | 0 | 0 | 0 | 0 | 0 | 0 | 0 | 0 | 0 | 0 | 0 | 0 | 0 | 0 | 0
0 | 0 | 0 | 0 | 0 | 0 | 0 | 0 | 0 | 0 | 0 | 0 | 0 | 0 | 0 | [29 empty] | 0 | 0 | 0 | 0 | 0 | 0 | 0 | 0 | 0 | 0 | 0 | 0 | 0 | 0 | 0 | 0 | 0 | 0 | 0 | 0 | 0 | 0 | 0 | 0 | 0 | 0 | 0 | 0 | 0 | 0 | 0 | 0 | 0 | 0 | 0 | 0 | 0 | 0 | 0 | 0 | 0 | 0 | 0 | 0 | 0 | 0 | 0 | 0 | 0
0 | 0 | 0 | 0 | 0 | 0 | 0 | 0 | 0 | 0 | 0 | 0 | 0 | 0 | 0 | [29 empty] | 0 | 0 | 0 | 0 | 0 | 0 | 0 | 0 | 0 | 0 | 0 | 0 | 0 | 0 | 0 | 0 | 0 | 0 | 0 | 0 | 0 | 0 | 0 | 0 | 0 | 0 | 0 | 0 | 0 | 0 | 0 | 0 | 0 | 0 | 0 | 0 | 0 | 0 | 0 | 0 | 0 | 0 | 0 | 0 | 0 | 0 | 0 | 0 | 0
0 | 0 | 0 | 0 | 0 | 0 | 0 | 0 | 0 | 0 | 0 | 0 | 0 | 0 | 0 | [29 empty] | 0 | 0 | 0 | 0 | 0 | 0 | 0 | 0 | 0 | 0 | 0 | 0 | 0 | 0 | 0 | 0 | 0 | 0 | 0 | 0 | 0 | 0 | 0 | 0 | 0 | 0 | 0 | 0 | 0 | 0 | 0 | 0 | 0 | 0 | 0 | 0 | 0 | 0 | 0 | 0 | 0 | 0 | 0 | 0 | 0 | 0 | 0 | 0 | 0
0 | 0 | 0 | 0 | 0 | 0 | 0 | 0 | 0 | 0 | 0 | 0 | 0 | 0 | 0 | [29 empty] | 0 | 0 | 0 | 0 | 0 | 0 | 0 | 0 | 0 | 0 | 0 | 0 | 0 | 0 | 0 | 0 | 0 | 0 | 0 | 0 | 0 | 0 | 0 | 0 | 0 | 0 | 0 | 0 | 0 | 0 | 0 | 0 | 0 | 0 | 0 | 0 | 0 | 0 | 0 | 0 | 0 | 0 | 0 | 0 | 0 | 0 | 0 | 0 | 0
0 | 0 | 0 | 0 | 0 | 0 | 0 | 0 | 0 | 0 | 0 | 0 | 0 | 0 | 0 | [29 empty] | 0 | 0 | 0 | 0 | 0 | 0 | 0 | 0 | 0 | 0 | 0 | 0 | 0 | 0 | 0 | 0 | 0 | 0 | 0 | 0 | 0 | 0 | 0 | 0 | 0 | 0 | 0 | 0 | 0 | 0 | 0 | 0 | 0 | 0 | 0 | 0 | 0 | 0 | 0 | 0 | 0 | 0 | 0 | 0 | 0 | 0 | 0 | 0 | 0
0 | 0 | 0 | 0 | 0 | 0 | 0 | 0 | 0 | 0 | 0 | 0 | 0 | 0 | 0 | [29 empty] | 0 | 0 | 0 | 0 | 0 | 0 | 0 | 0 | 0 | 0 | 0 | 0 | 0 | 0 | 0 | 0 | 0 | 0 | 0 | 0 | 0 | 0 | 0 | 0 | 0 | 0 | 0 | 0 | 0 | 0 | 0 | 0 | 0 | 0 | 0 | 0 | 0 | 0 | 0 | 0 | 0 | 0 | 0 | 0 | 0 | 0 | 0 | 0 | 0
0 | 0 | 0 | 0 | 0 | 0 | 0 | 0 | 0 | 0 | 0 | 0 | 0 | 0 | 0 | [29 empty] | 0 | 0 | 0 | 0 | 0 | 0 | 0 | 0 | 0 | 0 | 0 | 0 | 0 | 0 | 0 | 0 | 0 | 0 | 0 | 0 | 0 | 0 | 0 | 0 | 0 | 0 | 0 | 0 | 0 | 0 | 0 | 0 | 0 | 0 | 0 | 0 | 0 | 0 | 0 | 0 | 0 | 0 | 0 | 0 | 0 | 0 | 0 | 0 | 0
0 | 0 | 0 | 0 | 0 | 0 | 0 | 0 | 0 | 0 | 0 | 0 | 0 | 0 | 0 | [29 empty] | 0 | 0 | 0 | 0 | 0 | 0 | 0 | 0 | 0 | 0 | 0 | 0 | 0 | 0 | 0 | 0 | 0 | 0 | 0 | 0 | 0 | 0 | 0 | 0 | 0 | 0 | 0 | 0 | 0 | 0 | 0 | 0 | 0 | 0 | 0 | 0 | 0 | 0 | 0 | 0 | 0 | 0 | 0 | 0 | 0 | 0 | 0 | 0 | 0
0 | 0 | 0 | 0 | 0 | 0 | 0 | 0 | 0 | 0 | 0 | 0 | 0 | 0 | 0 | [29 empty] | 0 | 0 | 0 | 0 | 0 | 0 | 0 | 0 | 0 | 0 | 0 | 0 | 0 | 0 | 0 | 0 | 0 | 0 | 0 | 0 | 0 | 0 | 0 | 0 | 0 | 0 | 0 | 0 | 0 | 0 | 0 | 0 | 0 | 0 | 0 | 0 | 0 | 0 | 0 | 0 | 0 | 0 | 0 | 0 | 0 | 0 | 0 | 0 | 0
0 | 0 | 0 | 0 | 0 | 0 | 0 | 0 | 0 | 0 | 0 | 0 | 0 | 0 | 0 | [29 empty] | 0 | 0 | 0 | 0 | 0 | 0 | 0 | 0 | 0 | 0 | 0 | 0 | 0 | 0 | 0 | 0 | 0 | 0 | 0 | 0 | 0 | 0 | 0 | 0 | 0 | 0 | 0 | 0 | 0 | 0 | 0 | 0 | 0 | 0 | 0 | 0 | 0 | 0 | 0 | 0 | 0 | 0 | 0 | 0 | 0 | 0 | 0 | 0 | 0
0 | 0 | 0 | 0 | 0 | 0 | 0 | 0 | 0 | 0 | 0 | 0 | 0 | 0 | 0 | [29 empty] | 0 | 0 | 0 | 0 | 0 | 0 | 0 | 0 | 0 | 0 | 0 | 0 | 0 | 0 | 0 | 0 | 0 | 0 | 0 | 0 | 0 | 0 | 0 | 0 | 0 | 0 | 0 | 0 | 0 | 0 | 0 | 0 | 0 | 0 | 0 | 0 | 0 | 0 | 0 | 0 | 0 | 0 | 0 | 0 | 0 | 0 | 0 | 0 | 0
0 | 0 | 0 | 0 | 0 | 0 | 0 | 0 | 0 | 0 | 0 | 0 | 0 | 0 | 0 | [29 empty] | 0 | 0 | 0 | 0 | 0 | 0 | 0 | 0 | 0 | 0 | 0 | 0 | 0 | 0 | 0 | 0 | 0 | 0 | 0 | 0 | 0 | 0 | 0 | 0 | 0 | 0 | 0 | 0 | 0 | 0 | 0 | 0 | 0 | 0 | 0 | 0 | 0 | 0 | 0 | 0 | 0 | 0 | 0 | 0 | 0 | 0 | 0 | 0 | 0
0 | 0 | 0 | 0 | 0 | 0 | 0 | 0 | 0 | 0 | 0 | 0 | 0 | 0 | 0 | [29 empty] | 0 | 0 | 0 | 0 | 0 | 0 | 0 | 0 | 0 | 0 | 0 | 0 | 0 | 0 | 0 | 0 | 0 | 0 | 0 | 0 | 0 | 0 | 0 | 0 | 0 | 0 | 0 | 0 | 0 | 0 | 0 | 0 | 0 | 0 | 0 | 0 | 0 | 0 | 0 | 0 | 0 | 0 | 0 | 0 | 0 | 0 | 0 | 0 | 0
0 | 0 | 0 | 0 | 0 | 0 | 0 | 0 | 0 | 0 | 0 | 0 | 0 | 0 | 0 | [29 empty] | 0 | 0 | 0 | 0 | 0 | 0 | 0 | 0 | 0 | 0 | 0 | 0 | 0 | 0 | 0 | 0 | 0 | 0 | 0 | 0 | 0 | 0 | 0 | 0 | 0 | 0 | 0 | 0 | 0 | 0 | 0 | 0 | 0 | 0 | 0 | 0 | 0 | 0 | 0 | 0 | 0 | 0 | 0 | 0 | 0 | 0 | 0 | 0 | 0
0 | 0 | 0 | 0 | 0 | 0 | 0 | 0 | 0 | 0 | 0 | 0 | 0 | 0 | 0 | [29 empty] | 0 | 0 | 0 | 0 | 0 | 0 | 0 | 0 | 0 | 0 | 0 | 0 | 0 | 0 | 0 | 0 | 0 | 0 | 0 | 0 | 0 | 0 | 0 | 0 | 0 | 0 | 0 | 0 | 0 | 0 | 0 | 0 | 0 | 0 | 0 | 0 | 0 | 0 | 0 | 0 | 0 | 0 | 0 | 0 | 0 | 0 | 0 | 0 | 0
0 | 0 | 0 | 0 | 0 | 0 | 0 | 0 | 0 | 0 | 0 | 0 | 0 | 0 | 0 | [29 empty] | 0 | 0 | 0 | 0 | 0 | 0 | 0 | 0 | 0 | 0 | 0 | 0 | 0 | 0 | 0 | 0 | 0 | 0 | 0 | 0 | 0 | 0 | 0 | 0 | 0 | 0 | 0 | 0 | 0 | 0 | 0 | 0 | 0 | 0 | 0 | 0 | 0 | 0 | 0 | 0 | 0 | 0 | 0 | 0 | 0 | 0 | 0 | 0 | 0
0 | 0 | 0 | 0 | 0 | 0 | 0 | 0 | 0 | 0 | 0 | 0 | 0 | 0 | 0 | [29 empty] | 0 | 0 | 0 | 0 | 0 | 0 | 0 | 0 | 0 | 0 | 0 | 0 | 0 | 0 | 0 | 0 | 0 | 0 | 0 | 0 | 0 | 0 | 0 | 0 | 0 | 0 | 0 | 0 | 0 | 0 | 0 | 0 | 0 | 0 | 0 | 0 | 0 | 0 | 0 | 0 | 0 | 0 | 0 | 0 | 0 | 0 | 0 | 0 | 0
0 | 0 | 0 | 0 | 0 | 0 | 0 | 0 | 0 | 0 | 0 | 0 | 0 | 0 | 0 | [29 empty] | 0 | 0 | 0 | 0 | 0 | 0 | 0 | 0 | 0 | 0 | 0 | 0 | 0 | 0 | 0 | 0 | 0 | 0 | 0 | 0 | 0 | 0 | 0 | 0 | 0 | 0 | 0 | 0 | 0 | 0 | 0 | 0 | 0 | 0 | 0 | 0 | 0 | 0 | 0 | 0 | 0 | 0 | 0 | 0 | 0 | 0 | 0 | 0 | 0
0 | 0 | 0 | 0 | 0 | 0 | 0 | 0 | 0 | 0 | 0 | 0 | 0 | 0 | 0 | [29 empty] | 0 | 0 | 0 | 0 | 0 | 0 | 0 | 0 | 0 | 0 | 0 | 0 | 0 | 0 | 0 | 0 | 0 | 0 | 0 | 0 | 0 | 0 | 0 | 0 | 0 | 0 | 0 | 0 | 0 | 0 | 0 | 0 | 0 | 0 | 0 | 0 | 0 | 0 | 0 | 0 | 0 | 0 | 0 | 0 | 0 | 0 | 0 | 0 | 0
0 | 0 | 0 | 0 | 0 | 0 | 0 | 0 | 0 | 0 | 0 | 0 | 0 | 0 | 0 | [29 empty] | 0 | 0 | 0 | 0 | 0 | 0 | 0 | 0 | 0 | 0 | 0 | 0 | 0 | 0 | 0 | 0 | 0 | 0 | 0 | 0 | 0 | 0 | 0 | 0 | 0 | 0 | 0 | 0 | 0 | 0 | 0 | 0 | 0 | 0 | 0 | 0 | 0 | 0 | 0 | 0 | 0 | 0 | 0 | 0 | 0 | 0 | 0 | 0 | 0
0 | 0 | 0 | 0 | 0 | 0 | 0 | 0 | 0 | 0 | 0 | 0 | 0 | 0 | 0 | [29 empty] | 0 | 0 | 0 | 0 | 0 | 0 | 0 | 0 | 0 | 0 | 0 | 0 | 0 | 0 | 0 | 0 | 0 | 0 | 0 | 0 | 0 | 0 | 0 | 0 | 0 | 0 | 0 | 0 | 0 | 0 | 0 | 0 | 0 | 0 | 0 | 0 | 0 | 0 | 0 | 0 | 0 | 0 | 0 | 0 | 0 | 0 | 0 | 0 | 0
0 | 0 | 0 | 0 | 0 | 0 | 0 | 0 | 0 | 0 | 0 | 0 | 0 | 0 | 0 | [29 empty] | 0 | 0 | 0 | 0 | 0 | 0 | 0 | 0 | 0 | 0 | 0 | 0 | 0 | 0 | 0 | 0 | 0 | 0 | 0 | 0 | 0 | 0 | 0 | 0 | 0 | 0 | 0 | 0 | 0 | 0 | 0 | 0 | 0 | 0 | 0 | 0 | 0 | 0 | 0 | 0 | 0 | 0 | 0 | 0 | 0 | 0 | 0 | 0 | 0
0 | 0 | 0 | 0 | 0 | 0 | 0 | 0 | 0 | 0 | 0 | 0 | 0 | 0 | 0 | [29 empty] | 0 | 0 | 0 | 0 | 0 | 0 | 0 | 0 | 0 | 0 | 0 | 0 | 0 | 0 | 0 | 0 | 0 | 0 | 0 | 0 | 0 | 0 | 0 | 0 | 0 | 0 | 0 | 0 | 0 | 0 | 0 | 0 | 0 | 0 | 0 | 0 | 0 | 0 | 0 | 0 | 0 | 0 | 0 | 0 | 0 | 0 | 0 | 0 | 0
0 | 0 | 0 | 0 | 0 | 0 | 0 | 0 | 0 | 0 | 0 | 0 | 0 | 0 | 0 | [29 empty] | 0 | 0 | 0 | 0 | 0 | 0 | 0 | 0 | 0 | 0 | 0 | 0 | 0 | 0 | 0 | 0 | 0 | 0 | 0 | 0 | 0 | 0 | 0 | 0 | 0 | 0 | 0 | 0 | 0 | 0 | 0 | 0 | 0 | 0 | 0 | 0 | 0 | 0 | 0 | 0 | 0 | 0 | 0 | 0 | 0 | 0 | 0 | 0 | 0
0 | 0 | 0 | 0 | 0 | 0 | 0 | 0 | 0 | 0 | 0 | 0 | 0 | 0 | 0 | [29 empty] | 0 | 0 | 0 | 0 | 0 | 0 | 0 | 0 | 0 | 0 | 0 | 0 | 0 | 0 | 0 | 0 | 0 | 0 | 0 | 0 | 0 | 0 | 0 | 0 | 0 | 0 | 0 | 0 | 0 | 0 | 0 | 0 | 0 | 0 | 0 | 0 | 0 | 0 | 0 | 0 | 0 | 0 | 0 | 0 | 0 | 0 | 0 | 0 | 0
0 | 0 | 0 | 0 | 0 | 0 | 0 | 0 | 0 | 0 | 0 | 0 | 0 | 0 | 0 | [29 empty] | 0 | 0 | 0 | 0 | 0 | 0 | 0 | 0 | 0 | 0 | 0 | 0 | 0 | 0 | 0 | 0 | 0 | 0 | 0 | 0 | 0 | 0 | 0 | 0 | 0 | 0 | 0 | 0 | 0 | 0 | 0 | 0 | 0 | 0 | 0 | 0 | 0 | 0 | 0 | 0 | 0 | 0 | 0 | 0 | 0 | 0 | 0 | 0 | 0
0 | 0 | 0 | 0 | 0 | 0 | 0 | 0 | 0 | 0 | 0 | 0 | 0 | 0 | 0 | [29 empty] | 0 | 0 | 0 | 0 | 0 | 0 | 0 | 0 | 0 | 0 | 0 | 0 | 0 | 0 | 0 | 0 | 0 | 0 | 0 | 0 | 0 | 0 | 0 | 0 | 0 | 0 | 0 | 0 | 0 | 0 | 0 | 0 | 0 | 0 | 0 | 0 | 0 | 0 | 0 | 0 | 0 | 0 | 0 | 0 | 0 | 0 | 0 | 0 | 0
0 | 0 | 0 | 0 | 0 | 0 | 0 | 0 | 0 | 0 | 0 | 0 | 0 | 0 | 0 | [29 empty] | 0 | 0 | 0 | 0 | 0 | 0 | 0 | 0 | 0 | 0 | 0 | 0 | 0 | 0 | 0 | 0 | 0 | 0 | 0 | 0 | 0 | 0 | 0 | 0 | 0 | 0 | 0 | 0 | 0 | 0 | 0 | 0 | 0 | 0 | 0 | 0 | 0 | 0 | 0 | 0 | 0 | 0 | 0 | 0 | 0 | 0 | 0 | 0 | 0
0 | 0 | 0 | 0 | 0 | 0 | 0 | 0 | 0 | 0 | 0 | 0 | 0 | 0 | 0 | [29 empty] | 0 | 0 | 0 | 0 | 0 | 0 | 0 | 0 | 0 | 0 | 0 | 0 | 0 | 0 | 0 | 0 | 0 | 0 | 0 | 0 | 0 | 0 | 0 | 0 | 0 | 0 | 0 | 0 | 0 | 0 | 0 | 0 | 0 | 0 | 0 | 0 | 0 | 0 | 0 | 0 | 0 | 0 | 0 | 0 | 0 | 0 | 0 | 0 | 0
0 | 0 | 0 | 0 | 0 | 0 | 0 | 0 | 0 | 0 | 0 | 0 | 0 | 0 | 0 | [29 empty] | 0 | 0 | 0 | 0 | 0 | 0 | 0 | 0 | 0 | 0 | 0 | 0 | 0 | 0 | 0 | 0 | 0 | 0 | 0 | 0 | 0 | 0 | 0 | 0 | 0 | 0 | 0 | 0 | 0 | 0 | 0 | 0 | 0 | 0 | 0 | 0 | 0 | 0 | 0 | 0 | 0 | 0 | 0 | 0 | 0 | 0 | 0 | 0 | 0
0 | 0 | 0 | 0 | 0 | 0 | 0 | 0 | 0 | 0 | 0 | 0 | 0 | 0 | 0 | [29 empty] | 0 | 0 | 0 | 0 | 0 | 0 | 0 | 0 | 0 | 0 | 0 | 0 | 0 | 0 | 0 | 0 | 0 | 0 | 0 | 0 | 0 | 0 | 0 | 0 | 0 | 0 | 0 | 0 | 0 | 0 | 0 | 0 | 0 | 0 | 0 | 0 | 0 | 0 | 0 | 0 | 0 | 0 | 0 | 0 | 0 | 0 | 0 | 0 | 0
0 | 0 | 0 | 0 | 0 | 0 | 0 | 0 | 0 | 0 | 0 | 0 | 0 | 0 | 0 | [29 empty] | 0 | 0 | 0 | 0 | 0 | 0 | 0 | 0 | 0 | 0 | 0 | 0 | 0 | 0 | 0 | 0 | 0 | 0 | 0 | 0 | 0 | 0 | 0 | 0 | 0 | 0 | 0 | 0 | 0 | 0 | 0 | 0 | 0 | 0 | 0 | 0 | 0 | 0 | 0 | 0 | 0 | 0 | 0 | 0 | 0 | 0 | 0 | 0 | 0
0 | 0 | 0 | 0 | 0 | 0 | 0 | 0 | 0 | 0 | 0 | 0 | 0 | 0 | 0 | [29 empty] | 0 | 0 | 0 | 0 | 0 | 0 | 0 | 0 | 0 | 0 | 0 | 0 | 0 | 0 | 0 | 0 | 0 | 0 | 0 | 0 | 0 | 0 | 0 | 0 | 0 | 0 | 0 | 0 | 0 | 0 | 0 | 0 | 0 | 0 | 0 | 0 | 0 | 0 | 0 | 0 | 0 | 0 | 0 | 0 | 0 | 0 | 0 | 0 | 0
0 | 0 | 0 | 0 | 0 | 0 | 0 | 0 | 0 | 0 | 0 | 0 | 0 | 0 | 0 | [29 empty] | 0 | 0 | 0 | 0 | 0 | 0 | 0 | 0 | 0 | 0 | 0 | 0 | 0 | 0 | 0 | 0 | 0 | 0 | 0 | 0 | 0 | 0 | 0 | 0 | 0 | 0 | 0 | 0 | 0 | 0 | 0 | 0 | 0 | 0 | 0 | 0 | 0 | 0 | 0 | 0 | 0 | 0 | 0 | 0 | 0 | 0 | 0 | 0 | 0
0 | 0 | 0 | 0 | 0 | 0 | 0 | 0 | 0 | 0 | 0 | 0 | 0 | 0 | 0 | [29 empty] | 0 | 0 | 0 | 0 | 0 | 0 | 0 | 0 | 0 | 0 | 0 | 0 | 0 | 0 | 0 | 0 | 0 | 0 | 0 | 0 | 0 | 0 | 0 | 0 | 0 | 0 | 0 | 0 | 0 | 0 | 0 | 0 | 0 | 0 | 0 | 0 | 0 | 0 | 0 | 0 | 0 | 0 | 0 | 0 | 0 | 0 | 0 | 0 | 0
0 | 0 | 0 | 0 | 0 | 0 | 0 | 0 | 0 | 0 | 0 | 0 | 0 | 0 | 0 | [29 empty] | 0 | 0 | 0 | 0 | 0 | 0 | 0 | 0 | 0 | 0 | 0 | 0 | 0 | 0 | 0 | 0 | 0 | 0 | 0 | 0 | 0 | 0 | 0 | 0 | 0 | 0 | 0 | 0 | 0 | 0 | 0 | 0 | 0 | 0 | 0 | 0 | 0 | 0 | 0 | 0 | 0 | 0 | 0 | 0 | 0 | 0 | 0 | 0 | 0
0 | 0 | 0 | 0 | 0 | 0 | 0 | 0 | 0 | 0 | 0 | 0 | 0 | 0 | 0 | [29 empty] | 0 | 0 | 0 | 0 | 0 | 0 | 0 | 0 | 0 | 0 | 0 | 0 | 0 | 0 | 0 | 0 | 0 | 0 | 0 | 0 | 0 | 0 | 0 | 0 | 0 | 0 | 0 | 0 | 0 | 0 | 0 | 0 | 0 | 0 | 0 | 0 | 0 | 0 | 0 | 0 | 0 | 0 | 0 | 0 | 0 | 0 | 0 | 0 | 0
0 | 0 | 0 | 0 | 0 | 0 | 0 | 0 | 0 | 0 | 0 | 0 | 0 | 0 | 0 | [29 empty] | 0 | 0 | 0 | 0 | 0 | 0 | 0 | 0 | 0 | 0 | 0 | 0 | 0 | 0 | 0 | 0 | 0 | 0 | 0 | 0 | 0 | 0 | 0 | 0 | 0 | 0 | 0 | 0 | 0 | 0 | 0 | 0 | 0 | 0 | 0 | 0 | 0 | 0 | 0 | 0 | 0 | 0 | 0 | 0 | 0 | 0 | 0 | 0 | 0
0 | 0 | 0 | 0 | 0 | 0 | 0 | 0 | 0 | 0 | 0 | 0 | 0 | 0 | 0 | [29 empty] | 0 | 0 | 0 | 0 | 0 | 0 | 0 | 0 | 0 | 0 | 0 | 0 | 0 | 0 | 0 | 0 | 0 | 0 | 0 | 0 | 0 | 0 | 0 | 0 | 0 | 0 | 0 | 0 | 0 | 0 | 0 | 0 | 0 | 0 | 0 | 0 | 0 | 0 | 0 | 0 | 0 | 0 | 0 | 0 | 0 | 0 | 0 | 0 | 0
0 | 0 | 0 | 0 | 0 | 0 | 0 | 0 | 0 | 0 | 0 | 0 | 0 | 0 | 0 | [29 empty] | 0 | 0 | 0 | 0 | 0 | 0 | 0 | 0 | 0 | 0 | 0 | 0 | 0 | 0 | 0 | 0 | 0 | 0 | 0 | 0 | 0 | 0 | 0 | 0 | 0 | 0 | 0 | 0 | 0 | 0 | 0 | 0 | 0 | 0 | 0 | 0 | 0 | 0 | 0 | 0 | 0 | 0 | 0 | 0 | 0 | 0 | 0 | 0 | 0
0 | 0 | 0 | 0 | 0 | 0 | 0 | 0 | 0 | 0 | 0 | 0 | 0 | 0 | 0 | [29 empty] | 0 | 0 | 0 | 0 | 0 | 0 | 0 | 0 | 0 | 0 | 0 | 0 | 0 | 0 | 0 | 0 | 0 | 0 | 0 | 0 | 0 | 0 | 0 | 0 | 0 | 0 | 0 | 0 | 0 | 0 | 0 | 0 | 0 | 0 | 0 | 0 | 0 | 0 | 0 | 0 | 0 | 0 | 0 | 0 | 0 | 0 | 0 | 0 | 0
0 | 0 | 0 | 0 | 0 | 0 | 0 | 0 | 0 | 0 | 0 | 0 | 0 | 0 | 0 | [29 empty] | 0 | 0 | 0 | 0 | 0 | 0 | 0 | 0 | 0 | 0 | 0 | 0 | 0 | 0 | 0 | 0 | 0 | 0 | 0 | 0 | 0 | 0 | 0 | 0 | 0 | 0 | 0 | 0 | 0 | 0 | 0 | 0 | 0 | 0 | 0 | 0 | 0 | 0 | 0 | 0 | 0 | 0 | 0 | 0 | 0 | 0 | 0 | 0 | 0
0 | 0 | 0 | 0 | 0 | 0 | 0 | 0 | 0 | 0 | 0 | 0 | 0 | 0 | 0 | [29 empty] | 0 | 0 | 0 | 0 | 0 | 0 | 0 | 0 | 0 | 0 | 0 | 0 | 0 | 0 | 0 | 0 | 0 | 0 | 0 | 0 | 0 | 0 | 0 | 0 | 0 | 0 | 0 | 0 | 0 | 0 | 0 | 0 | 0 | 0 | 0 | 0 | 0 | 0 | 0 | 0 | 0 | 0 | 0 | 0 | 0 | 0 | 0 | 0 | 0
0 | 0 | 0 | 0 | 0 | 0 | 0 | 0 | 0 | 0 | 0 | 0 | 0 | 0 | 0 | [29 empty] | 0 | 0 | 0 | 0 | 0 | 0 | 0 | 0 | 0 | 0 | 0 | 0 | 0 | 0 | 0 | 0 | 0 | 0 | 0 | 0 | 0 | 0 | 0 | 0 | 0 | 0 | 0 | 0 | 0 | 0 | 0 | 0 | 0 | 0 | 0 | 0 | 0 | 0 | 0 | 0 | 0 | 0 | 0 | 0 | 0 | 0 | 0 | 0 | 0
0 | 0 | 0 | 0 | 0 | 0 | 0 | 0 | 0 | 0 | 0 | 0 | 0 | 0 | 0 | [29 empty] | 0 | 0 | 0 | 0 | 0 | 0 | 0 | 0 | 0 | 0 | 0 | 0 | 0 | 0 | 0 | 0 | 0 | 0 | 0 | 0 | 0 | 0 | 0 | 0 | 0 | 0 | 0 | 0 | 0 | 0 | 0 | 0 | 0 | 0 | 0 | 0 | 0 | 0 | 0 | 0 | 0 | 0 | 0 | 0 | 0 | 0 | 0 | 0 | 0
0 | 0 | 0 | 0 | 0 | 0 | 0 | 0 | 0 | 0 | 0 | 0 | 0 | 0 | 0 | [29 empty] | 0 | 0 | 0 | 0 | 0 | 0 | 0 | 0 | 0 | 0 | 0 | 0 | 0 | 0 | 0 | 0 | 0 | 0 | 0 | 0 | 0 | 0 | 0 | 0 | 0 | 0 | 0 | 0 | 0 | 0 | 0 | 0 | 0 | 0 | 0 | 0 | 0 | 0 | 0 | 0 | 0 | 0 | 0 | 0 | 0 | 0 | 0 | 0 | 0
0 | 0 | 0 | 0 | 0 | 0 | 0 | 0 | 0 | 0 | 0 | 0 | 0 | 0 | 0 | [29 empty] | 0 | 0 | 0 | 0 | 0 | 0 | 0 | 0 | 0 | 0 | 0 | 0 | 0 | 0 | 0 | 0 | 0 | 0 | 0 | 0 | 0 | 0 | 0 | 0 | 0 | 0 | 0 | 0 | 0 | 0 | 0 | 0 | 0 | 0 | 0 | 0 | 0 | 0 | 0 | 0 | 0 | 0 | 0 | 0 | 0 | 0 | 0 | 0 | 0
0 | 0 | 0 | 0 | 0 | 0 | 0 | 0 | 0 | 0 | 0 | 0 | 0 | 0 | 0 | [29 empty] | 0 | 0 | 0 | 0 | 0 | 0 | 0 | 0 | 0 | 0 | 0 | 0 | 0 | 0 | 0 | 0 | 0 | 0 | 0 | 0 | 0 | 0 | 0 | 0 | 0 | 0 | 0 | 0 | 0 | 0 | 0 | 0 | 0 | 0 | 0 | 0 | 0 | 0 | 0 | 0 | 0 | 0 | 0 | 0 | 0 | 0 | 0 | 0 | 0
0 | 0 | 0 | 0 | 0 | 0 | 0 | 0 | 0 | 0 | 0 | 0 | 0 | 0 | 0 | [29 empty] | 0 | 0 | 0 | 0 | 0 | 0 | 0 | 0 | 0 | 0 | 0 | 0 | 0 | 0 | 0 | 0 | 0 | 0 | 0 | 0 | 0 | 0 | 0 | 0 | 0 | 0 | 0 | 0 | 0 | 0 | 0 | 0 | 0 | 0 | 0 | 0 | 0 | 0 | 0 | 0 | 0 | 0 | 0 | 0 | 0 | 0 | 0 | 0 | 0
0 | 0 | 0 | 0 | 0 | 0 | 0 | 0 | 0 | 0 | 0 | 0 | 0 | 0 | 0 | [29 empty] | 0 | 0 | 0 | 0 | 0 | 0 | 0 | 0 | 0 | 0 | 0 | 0 | 0 | 0 | 0 | 0 | 0 | 0 | 0 | 0 | 0 | 0 | 0 | 0 | 0 | 0 | 0 | 0 | 0 | 0 | 0 | 0 | 0 | 0 | 0 | 0 | 0 | 0 | 0 | 0 | 0 | 0 | 0 | 0 | 0 | 0 | 0 | 0 | 0
0 | 0 | 0 | 0 | 0 | 0 | 0 | 0 | 0 | 0 | 0 | 0 | 0 | 0 | 0 | [29 empty] | 0 | 0 | 0 | 0 | 0 | 0 | 0 | 0 | 0 | 0 | 0 | 0 | 0 | 0 | 0 | 0 | 0 | 0 | 0 | 0 | 0 | 0 | 0 | 0 | 0 | 0 | 0 | 0 | 0 | 0 | 0 | 0 | 0 | 0 | 0 | 0 | 0 | 0 | 0 | 0 | 0 | 0 | 0 | 0 | 0 | 0 | 0 | 0 | 0
0 | 0 | 0 | 0 | 0 | 0 | 0 | 0 | 0 | 0 | 0 | 0 | 0 | 0 | 0 | [29 empty] | 0 | 0 | 0 | 0 | 0 | 0 | 0 | 0 | 0 | 0 | 0 | 0 | 0 | 0 | 0 | 0 | 0 | 0 | 0 | 0 | 0 | 0 | 0 | 0 | 0 | 0 | 0 | 0 | 0 | 0 | 0 | 0 | 0 | 0 | 0 | 0 | 0 | 0 | 0 | 0 | 0 | 0 | 0 | 0 | 0 | 0 | 0 | 0 | 0
0 | 0 | 0 | 0 | 0 | 0 | 0 | 0 | 0 | 0 | 0 | 0 | 0 | 0 | 0 | [29 empty] | 0 | 0 | 0 | 0 | 0 | 0 | 0 | 0 | 0 | 0 | 0 | 0 | 0 | 0 | 0 | 0 | 0 | 0 | 0 | 0 | 0 | 0 | 0 | 0 | 0 | 0 | 0 | 0 | 0 | 0 | 0 | 0 | 0 | 0 | 0 | 0 | 0 | 0 | 0 | 0 | 0 | 0 | 0 | 0 | 0 | 0 | 0 | 0 | 0
0 | 0 | 0 | 0 | 0 | 0 | 0 | 0 | 0 | 0 | 0 | 0 | 0 | 0 | 0 | [29 empty] | 0 | 0 | 0 | 0 | 0 | 0 | 0 | 0 | 0 | 0 | 0 | 0 | 0 | 0 | 0 | 0 | 0 | 0 | 0 | 0 | 0 | 0 | 0 | 0 | 0 | 0 | 0 | 0 | 0 | 0 | 0 | 0 | 0 | 0 | 0 | 0 | 0 | 0 | 0 | 0 | 0 | 0 | 0 | 0 | 0 | 0 | 0 | 0 | 0
0 | 0 | 0 | 0 | 0 | 0 | 0 | 0 | 0 | 0 | 0 | 0 | 0 | 0 | 0 | [29 empty] | 0 | 0 | 0 | 0 | 0 | 0 | 0 | 0 | 0 | 0 | 0 | 0 | 0 | 0 | 0 | 0 | 0 | 0 | 0 | 0 | 0 | 0 | 0 | 0 | 0 | 0 | 0 | 0 | 0 | 0 | 0 | 0 | 0 | 0 | 0 | 0 | 0 | 0 | 0 | 0 | 0 | 0 | 0 | 0 | 0 | 0 | 0 | 0 | 0
0 | 0 | 0 | 0 | 0 | 0 | 0 | 0 | 0 | 0 | 0 | 0 | 0 | 0 | 0 | [29 empty] | 0 | 0 | 0 | 0 | 0 | 0 | 0 | 0 | 0 | 0 | 0 | 0 | 0 | 0 | 0 | 0 | 0 | 0 | 0 | 0 | 0 | 0 | 0 | 0 | 0 | 0 | 0 | 0 | 0 | 0 | 0 | 0 | 0 | 0 | 0 | 0 | 0 | 0 | 0 | 0 | 0 | 0 | 0 | 0 | 0 | 0 | 0 | 0 | 0
0 | 0 | 0 | 0 | 0 | 0 | 0 | 0 | 0 | 0 | 0 | 0 | 0 | 0 | 0 | [29 empty] | 0 | 0 | 0 | 0 | 0 | 0 | 0 | 0 | 0 | 0 | 0 | 0 | 0 | 0 | 0 | 0 | 0 | 0 | 0 | 0 | 0 | 0 | 0 | 0 | 0 | 0 | 0 | 0 | 0 | 0 | 0 | 0 | 0 | 0 | 0 | 0 | 0 | 0 | 0 | 0 | 0 | 0 | 0 | 0 | 0 | 0 | 0 | 0 | 0
0 | 0 | 0 | 0 | 0 | 0 | 0 | 0 | 0 | 0 | 0 | 0 | 0 | 0 | 0 | [29 empty] | 0 | 0 | 0 | 0 | 0 | 0 | 0 | 0 | 0 | 0 | 0 | 0 | 0 | 0 | 0 | 0 | 0 | 0 | 0 | 0 | 0 | 0 | 0 | 0 | 0 | 0 | 0 | 0 | 0 | 0 | 0 | 0 | 0 | 0 | 0 | 0 | 0 | 0 | 0 | 0 | 0 | 0 | 0 | 0 | 0 | 0 | 0 | 0 | 0
0 | 0 | 0 | 0 | 0 | 0 | 0 | 0 | 0 | 0 | 0 | 0 | 0 | 0 | 0 | [29 empty] | 0 | 0 | 0 | 0 | 0 | 0 | 0 | 0 | 0 | 0 | 0 | 0 | 0 | 0 | 0 | 0 | 0 | 0 | 0 | 0 | 0 | 0 | 0 | 0 | 0 | 0 | 0 | 0 | 0 | 0 | 0 | 0 | 0 | 0 | 0 | 0 | 0 | 0 | 0 | 0 | 0 | 0 | 0 | 0 | 0 | 0 | 0 | 0 | 0
0 | 0 | 0 | 0 | 0 | 0 | 0 | 0 | 0 | 0 | 0 | 0 | 0 | 0 | 0 | [29 empty] | 0 | 0 | 0 | 0 | 0 | 0 | 0 | 0 | 0 | 0 | 0 | 0 | 0 | 0 | 0 | 0 | 0 | 0 | 0 | 0 | 0 | 0 | 0 | 0 | 0 | 0 | 0 | 0 | 0 | 0 | 0 | 0 | 0 | 0 | 0 | 0 | 0 | 0 | 0 | 0 | 0 | 0 | 0 | 0 | 0 | 0 | 0 | 0 | 0
0 | 0 | 0 | 0 | 0 | 0 | 0 | 0 | 0 | 0 | 0 | 0 | 0 | 0 | 0 | [29 empty] | 0 | 0 | 0 | 0 | 0 | 0 | 0 | 0 | 0 | 0 | 0 | 0 | 0 | 0 | 0 | 0 | 0 | 0 | 0 | 0 | 0 | 0 | 0 | 0 | 0 | 0 | 0 | 0 | 0 | 0 | 0 | 0 | 0 | 0 | 0 | 0 | 0 | 0 | 0 | 0 | 0 | 0 | 0 | 0 | 0 | 0 | 0 | 0 | 0
0 | 0 | 0 | 0 | 0 | 0 | 0 | 0 | 0 | 0 | 0 | 0 | 0 | 0 | 0 | [29 empty] | 0 | 0 | 0 | 0 | 0 | 0 | 0 | 0 | 0 | 0 | 0 | 0 | 0 | 0 | 0 | 0 | 0 | 0 | 0 | 0 | 0 | 0 | 0 | 0 | 0 | 0 | 0 | 0 | 0 | 0 | 0 | 0 | 0 | 0 | 0 | 0 | 0 | 0 | 0 | 0 | 0 | 0 | 0 | 0 | 0 | 0 | 0 | 0 | 0
0 | 0 | 0 | 0 | 0 | 0 | 0 | 0 | 0 | 0 | 0 | 0 | 0 | 0 | 0 | [29 empty] | 0 | 0 | 0 | 0 | 0 | 0 | 0 | 0 | 0 | 0 | 0 | 0 | 0 | 0 | 0 | 0 | 0 | 0 | 0 | 0 | 0 | 0 | 0 | 0 | 0 | 0 | 0 | 0 | 0 | 0 | 0 | 0 | 0 | 0 | 0 | 0 | 0 | 0 | 0 | 0 | 0 | 0 | 0 | 0 | 0 | 0 | 0 | 0 | 0
0 | 0 | 0 | 0 | 0 | 0 | 0 | 0 | 0 | 0 | 0 | 0 | 0 | 0 | 0 | [29 empty] | 0 | 0 | 0 | 0 | 0 | 0 | 0 | 0 | 0 | 0 | 0 | 0 | 0 | 0 | 0 | 0 | 0 | 0 | 0 | 0 | 0 | 0 | 0 | 0 | 0 | 0 | 0 | 0 | 0 | 0 | 0 | 0 | 0 | 0 | 0 | 0 | 0 | 0 | 0 | 0 | 0 | 0 | 0 | 0 | 0 | 0 | 0 | 0 | 0
0 | 0 | 0 | 0 | 0 | 0 | 0 | 0 | 0 | 0 | 0 | 0 | 0 | 0 | 0 | [29 empty] | 0 | 0 | 0 | 0 | 0 | 0 | 0 | 0 | 0 | 0 | 0 | 0 | 0 | 0 | 0 | 0 | 0 | 0 | 0 | 0 | 0 | 0 | 0 | 0 | 0 | 0 | 0 | 0 | 0 | 0 | 0 | 0 | 0 | 0 | 0 | 0 | 0 | 0 | 0 | 0 | 0 | 0 | 0 | 0 | 0 | 0 | 0 | 0 | 0
0 | 0 | 0 | 0 | 0 | 0 | 0 | 0 | 0 | 0 | 0 | 0 | 0 | 0 | 0 | [29 empty] | 0 | 0 | 0 | 0 | 0 | 0 | 0 | 0 | 0 | 0 | 0 | 0 | 0 | 0 | 0 | 0 | 0 | 0 | 0 | 0 | 0 | 0 | 0 | 0 | 0 | 0 | 0 | 0 | 0 | 0 | 0 | 0 | 0 | 0 | 0 | 0 | 0 | 0 | 0 | 0 | 0 | 0 | 0 | 0 | 0 | 0 | 0 | 0 | 0
0 | 0 | 0 | 0 | 0 | 0 | 0 | 0 | 0 | 0 | 0 | 0 | 0 | 0 | 0 | [29 empty] | 0 | 0 | 0 | 0 | 0 | 0 | 0 | 0 | 0 | 0 | 0 | 0 | 0 | 0 | 0 | 0 | 0 | 0 | 0 | 0 | 0 | 0 | 0 | 0 | 0 | 0 | 0 | 0 | 0 | 0 | 0 | 0 | 0 | 0 | 0 | 0 | 0 | 0 | 0 | 0 | 0 | 0 | 0 | 0 | 0 | 0 | 0 | 0 | 0
0 | 0 | 0 | 0 | 0 | 0 | 0 | 0 | 0 | 0 | 0 | 0 | 0 | 0 | 0 | [29 empty] | 0 | 0 | 0 | 0 | 0 | 0 | 0 | 0 | 0 | 0 | 0 | 0 | 0 | 0 | 0 | 0 | 0 | 0 | 0 | 0 | 0 | 0 | 0 | 0 | 0 | 0 | 0 | 0 | 0 | 0 | 0 | 0 | 0 | 0 | 0 | 0 | 0 | 0 | 0 | 0 | 0 | 0 | 0 | 0 | 0 | 0 | 0 | 0 | 0
0 | 0 | 0 | 0 | 0 | 0 | 0 | 0 | 0 | 0 | 0 | 0 | 0 | 0 | 0 | [29 empty] | 0 | 0 | 0 | 0 | 0 | 0 | 0 | 0 | 0 | 0 | 0 | 0 | 0 | 0 | 0 | 0 | 0 | 0 | 0 | 0 | 0 | 0 | 0 | 0 | 0 | 0 | 0 | 0 | 0 | 0 | 0 | 0 | 0 | 0 | 0 | 0 | 0 | 0 | 0 | 0 | 0 | 0 | 0 | 0 | 0 | 0 | 0 | 0 | 0
0 | 0 | 0 | 0 | 0 | 0 | 0 | 0 | 0 | 0 | 0 | 0 | 0 | 0 | 0 | [29 empty] | 0 | 0 | 0 | 0 | 0 | 0 | 0 | 0 | 0 | 0 | 0 | 0 | 0 | 0 | 0 | 0 | 0 | 0 | 0 | 0 | 0 | 0 | 0 | 0 | 0 | 0 | 0 | 0 | 0 | 0 | 0 | 0 | 0 | 0 | 0 | 0 | 0 | 0 | 0 | 0 | 0 | 0 | 0 | 0 | 0 | 0 | 0 | 0 | 0
0 | 0 | 0 | 0 | 0 | 0 | 0 | 0 | 0 | 0 | 0 | 0 | 0 | 0 | 0 | [29 empty] | 0 | 0 | 0 | 0 | 0 | 0 | 0 | 0 | 0 | 0 | 0 | 0 | 0 | 0 | 0 | 0 | 0 | 0 | 0 | 0 | 0 | 0 | 0 | 0 | 0 | 0 | 0 | 0 | 0 | 0 | 0 | 0 | 0 | 0 | 0 | 0 | 0 | 0 | 0 | 0 | 0 | 0 | 0 | 0 | 0 | 0 | 0 | 0 | 0
0 | 0 | 0 | 0 | 0 | 0 | 0 | 0 | 0 | 0 | 0 | 0 | 0 | 0 | 0 | [29 empty] | 0 | 0 | 0 | 0 | 0 | 0 | 0 | 0 | 0 | 0 | 0 | 0 | 0 | 0 | 0 | 0 | 0 | 0 | 0 | 0 | 0 | 0 | 0 | 0 | 0 | 0 | 0 | 0 | 0 | 0 | 0 | 0 | 0 | 0 | 0 | 0 | 0 | 0 | 0 | 0 | 0 | 0 | 0 | 0 | 0 | 0 | 0 | 0 | 0
0 | 0 | 0 | 0 | 0 | 0 | 0 | 0 | 0 | 0 | 0 | 0 | 0 | 0 | 0 | [29 empty] | 0 | 0 | 0 | 0 | 0 | 0 | 0 | 0 | 0 | 0 | 0 | 0 | 0 | 0 | 0 | 0 | 0 | 0 | 0 | 0 | 0 | 0 | 0 | 0 | 0 | 0 | 0 | 0 | 0 | 0 | 0 | 0 | 0 | 0 | 0 | 0 | 0 | 0 | 0 | 0 | 0 | 0 | 0 | 0 | 0 | 0 | 0 | 0 | 0
0 | 0 | 0 | 0 | 0 | 0 | 0 | 0 | 0 | 0 | 0 | 0 | 0 | 0 | 0 | [29 empty] | 0 | 0 | 0 | 0 | 0 | 0 | 0 | 0 | 0 | 0 | 0 | 0 | 0 | 0 | 0 | 0 | 0 | 0 | 0 | 0 | 0 | 0 | 0 | 0 | 0 | 0 | 0 | 0 | 0 | 0 | 0 | 0 | 0 | 0 | 0 | 0 | 0 | 0 | 0 | 0 | 0 | 0 | 0 | 0 | 0 | 0 | 0 | 0 | 0
0 | 0 | 0 | 0 | 0 | 0 | 0 | 0 | 0 | 0 | 0 | 0 | 0 | 0 | 0 | [29 empty] | 0 | 0 | 0 | 0 | 0 | 0 | 0 | 0 | 0 | 0 | 0 | 0 | 0 | 0 | 0 | 0 | 0 | 0 | 0 | 0 | 0 | 0 | 0 | 0 | 0 | 0 | 0 | 0 | 0 | 0 | 0 | 0 | 0 | 0 | 0 | 0 | 0 | 0 | 0 | 0 | 0 | 0 | 0 | 0 | 0 | 0 | 0 | 0 | 0
0 | 0 | 0 | 0 | 0 | 0 | 0 | 0 | 0 | 0 | 0 | 0 | 0 | 0 | 0 | [29 empty] | 0 | 0 | 0 | 0 | 0 | 0 | 0 | 0 | 0 | 0 | 0 | 0 | 0 | 0 | 0 | 0 | 0 | 0 | 0 | 0 | 0 | 0 | 0 | 0 | 0 | 0 | 0 | 0 | 0 | 0 | 0 | 0 | 0 | 0 | 0 | 0 | 0 | 0 | 0 | 0 | 0 | 0 | 0 | 0 | 0 | 0 | 0 | 0 | 0
0 | 0 | 0 | 0 | 0 | 0 | 0 | 0 | 0 | 0 | 0 | 0 | 0 | 0 | 0 | [29 empty] | 0 | 0 | 0 | 0 | 0 | 0 | 0 | 0 | 0 | 0 | 0 | 0 | 0 | 0 | 0 | 0 | 0 | 0 | 0 | 0 | 0 | 0 | 0 | 0 | 0 | 0 | 0 | 0 | 0 | 0 | 0 | 0 | 0 | 0 | 0 | 0 | 0 | 0 | 0 | 0 | 0 | 0 | 0 | 0 | 0 | 0 | 0 | 0 | 0
0 | 0 | 0 | 0 | 0 | 0 | 0 | 0 | 0 | 0 | 0 | 0 | 0 | 0 | 0 | [29 empty] | 0 | 0 | 0 | 0 | 0 | 0 | 0 | 0 | 0 | 0 | 0 | 0 | 0 | 0 | 0 | 0 | 0 | 0 | 0 | 0 | 0 | 0 | 0 | 0 | 0 | 0 | 0 | 0 | 0 | 0 | 0 | 0 | 0 | 0 | 0 | 0 | 0 | 0 | 0 | 0 | 0 | 0 | 0 | 0 | 0 | 0 | 0 | 0 | 0
0 | 0 | 0 | 0 | 0 | 0 | 0 | 0 | 0 | 0 | 0 | 0 | 0 | 0 | 0 | [29 empty] | 0 | 0 | 0 | 0 | 0 | 0 | 0 | 0 | 0 | 0 | 0 | 0 | 0 | 0 | 0 | 0 | 0 | 0 | 0 | 0 | 0 | 0 | 0 | 0 | 0 | 0 | 0 | 0 | 0 | 0 | 0 | 0 | 0 | 0 | 0 | 0 | 0 | 0 | 0 | 0 | 0 | 0 | 0 | 0 | 0 | 0 | 0 | 0 | 0
0 | 0 | 0 | 0 | 0 | 0 | 0 | 0 | 0 | 0 | 0 | 0 | 0 | 0 | 0 | [29 empty] | 0 | 0 | 0 | 0 | 0 | 0 | 0 | 0 | 0 | 0 | 0 | 0 | 0 | 0 | 0 | 0 | 0 | 0 | 0 | 0 | 0 | 0 | 0 | 0 | 0 | 0 | 0 | 0 | 0 | 0 | 0 | 0 | 0 | 0 | 0 | 0 | 0 | 0 | 0 | 0 | 0 | 0 | 0 | 0 | 0 | 0 | 0 | 0 | 0
0 | 0 | 0 | 0 | 0 | 0 | 0 | 0 | 0 | 0 | 0 | 0 | 0 | 0 | 0 | [29 empty] | 0 | 0 | 0 | 0 | 0 | 0 | 0 | 0 | 0 | 0 | 0 | 0 | 0 | 0 | 0 | 0 | 0 | 0 | 0 | 0 | 0 | 0 | 0 | 0 | 0 | 0 | 0 | 0 | 0 | 0 | 0 | 0 | 0 | 0 | 0 | 0 | 0 | 0 | 0 | 0 | 0 | 0 | 0 | 0 | 0 | 0 | 0 | 0 | 0
0 | 0 | 0 | 0 | 0 | 0 | 0 | 0 | 0 | 0 | 0 | 0 | 0 | 0 | 0 | [29 empty] | 0 | 0 | 0 | 0 | 0 | 0 | 0 | 0 | 0 | 0 | 0 | 0 | 0 | 0 | 0 | 0 | 0 | 0 | 0 | 0 | 0 | 0 | 0 | 0 | 0 | 0 | 0 | 0 | 0 | 0 | 0 | 0 | 0 | 0 | 0 | 0 | 0 | 0 | 0 | 0 | 0 | 0 | 0 | 0 | 0 | 0 | 0 | 0 | 0
0 | 0 | 0 | 0 | 0 | 0 | 0 | 0 | 0 | 0 | 0 | 0 | 0 | 0 | 0 | [29 empty] | 0 | 0 | 0 | 0 | 0 | 0 | 0 | 0 | 0 | 0 | 0 | 0 | 0 | 0 | 0 | 0 | 0 | 0 | 0 | 0 | 0 | 0 | 0 | 0 | 0 | 0 | 0 | 0 | 0 | 0 | 0 | 0 | 0 | 0 | 0 | 0 | 0 | 0 | 0 | 0 | 0 | 0 | 0 | 0 | 0 | 0 | 0 | 0 | 0
0 | 0 | 0 | 0 | 0 | 0 | 0 | 0 | 0 | 0 | 0 | 0 | 0 | 0 | 0 | [29 empty] | 0 | 0 | 0 | 0 | 0 | 0 | 0 | 0 | 0 | 0 | 0 | 0 | 0 | 0 | 0 | 0 | 0 | 0 | 0 | 0 | 0 | 0 | 0 | 0 | 0 | 0 | 0 | 0 | 0 | 0 | 0 | 0 | 0 | 0 | 0 | 0 | 0 | 0 | 0 | 0 | 0 | 0 | 0 | 0 | 0 | 0 | 0 | 0 | 0
0 | 0 | 0 | 0 | 0 | 0 | 0 | 0 | 0 | 0 | 0 | 0 | 0 | 0 | 0 | [29 empty] | 0 | 0 | 0 | 0 | 0 | 0 | 0 | 0 | 0 | 0 | 0 | 0 | 0 | 0 | 0 | 0 | 0 | 0 | 0 | 0 | 0 | 0 | 0 | 0 | 0 | 0 | 0 | 0 | 0 | 0 | 0 | 0 | 0 | 0 | 0 | 0 | 0 | 0 | 0 | 0 | 0 | 0 | 0 | 0 | 0 | 0 | 0 | 0 | 0
0 | 0 | 0 | 0 | 0 | 0 | 0 | 0 | 0 | 0 | 0 | 0 | 0 | 0 | 0 | [29 empty] | 0 | 0 | 0 | 0 | 0 | 0 | 0 | 0 | 0 | 0 | 0 | 0 | 0 | 0 | 0 | 0 | 0 | 0 | 0 | 0 | 0 | 0 | 0 | 0 | 0 | 0 | 0 | 0 | 0 | 0 | 0 | 0 | 0 | 0 | 0 | 0 | 0 | 0 | 0 | 0 | 0 | 0 | 0 | 0 | 0 | 0 | 0 | 0 | 0
0 | 0 | 0 | 0 | 0 | 0 | 0 | 0 | 0 | 0 | 0 | 0 | 0 | 0 | 0 | [29 empty] | 0 | 0 | 0 | 0 | 0 | 0 | 0 | 0 | 0 | 0 | 0 | 0 | 0 | 0 | 0 | 0 | 0 | 0 | 0 | 0 | 0 | 0 | 0 | 0 | 0 | 0 | 0 | 0 | 0 | 0 | 0 | 0 | 0 | 0 | 0 | 0 | 0 | 0 | 0 | 0 | 0 | 0 | 0 | 0 | 0 | 0 | 0 | 0 | 0
0 | 0 | 0 | 0 | 0 | 0 | 0 | 0 | 0 | 0 | 0 | 0 | 0 | 0 | 0 | [29 empty] | 0 | 0 | 0 | 0 | 0 | 0 | 0 | 0 | 0 | 0 | 0 | 0 | 0 | 0 | 0 | 0 | 0 | 0 | 0 | 0 | 0 | 0 | 0 | 0 | 0 | 0 | 0 | 0 | 0 | 0 | 0 | 0 | 0 | 0 | 0 | 0 | 0 | 0 | 0 | 0 | 0 | 0 | 0 | 0 | 0 | 0 | 0 | 0 | 0
0 | 0 | 0 | 0 | 0 | 0 | 0 | 0 | 0 | 0 | 0 | 0 | 0 | 0 | 0 | [29 empty] | 0 | 0 | 0 | 0 | 0 | 0 | 0 | 0 | 0 | 0 | 0 | 0 | 0 | 0 | 0 | 0 | 0 | 0 | 0 | 0 | 0 | 0 | 0 | 0 | 0 | 0 | 0 | 0 | 0 | 0 | 0 | 0 | 0 | 0 | 0 | 0 | 0 | 0 | 0 | 0 | 0 | 0 | 0 | 0 | 0 | 0 | 0 | 0 | 0
0 | 0 | 0 | 0 | 0 | 0 | 0 | 0 | 0 | 0 | 0 | 0 | 0 | 0 | 0 | [29 empty] | 0 | 0 | 0 | 0 | 0 | 0 | 0 | 0 | 0 | 0 | 0 | 0 | 0 | 0 | 0 | 0 | 0 | 0 | 0 | 0 | 0 | 0 | 0 | 0 | 0 | 0 | 0 | 0 | 0 | 0 | 0 | 0 | 0 | 0 | 0 | 0 | 0 | 0 | 0 | 0 | 0 | 0 | 0 | 0 | 0 | 0 | 0 | 0 | 0
0 | 0 | 0 | 0 | 0 | 0 | 0 | 0 | 0 | 0 | 0 | 0 | 0 | 0 | 0 | [29 empty] | 0 | 0 | 0 | 0 | 0 | 0 | 0 | 0 | 0 | 0 | 0 | 0 | 0 | 0 | 0 | 0 | 0 | 0 | 0 | 0 | 0 | 0 | 0 | 0 | 0 | 0 | 0 | 0 | 0 | 0 | 0 | 0 | 0 | 0 | 0 | 0 | 0 | 0 | 0 | 0 | 0 | 0 | 0 | 0 | 0 | 0 | 0 | 0 | 0
0 | 0 | 0 | 0 | 0 | 0 | 0 | 0 | 0 | 0 | 0 | 0 | 0 | 0 | 0 | [29 empty] | 0 | 0 | 0 | 0 | 0 | 0 | 0 | 0 | 0 | 0 | 0 | 0 | 0 | 0 | 0 | 0 | 0 | 0 | 0 | 0 | 0 | 0 | 0 | 0 | 0 | 0 | 0 | 0 | 0 | 0 | 0 | 0 | 0 | 0 | 0 | 0 | 0 | 0 | 0 | 0 | 0 | 0 | 0 | 0 | 0 | 0 | 0 | 0 | 0
0 | 0 | 0 | 0 | 0 | 0 | 0 | 0 | 0 | 0 | 0 | 0 | 0 | 0 | 0 | [29 empty] | 0 | 0 | 0 | 0 | 0 | 0 | 0 | 0 | 0 | 0 | 0 | 0 | 0 | 0 | 0 | 0 | 0 | 0 | 0 | 0 | 0 | 0 | 0 | 0 | 0 | 0 | 0 | 0 | 0 | 0 | 0 | 0 | 0 | 0 | 0 | 0 | 0 | 0 | 0 | 0 | 0 | 0 | 0 | 0 | 0 | 0 | 0 | 0 | 0
0 | 0 | 0 | 0 | 0 | 0 | 0 | 0 | 0 | 0 | 0 | 0 | 0 | 0 | 0 | [29 empty] | 0 | 0 | 0 | 0 | 0 | 0 | 0 | 0 | 0 | 0 | 0 | 0 | 0 | 0 | 0 | 0 | 0 | 0 | 0 | 0 | 0 | 0 | 0 | 0 | 0 | 0 | 0 | 0 | 0 | 0 | 0 | 0 | 0 | 0 | 0 | 0 | 0 | 0 | 0 | 0 | 0 | 0 | 0 | 0 | 0 | 0 | 0 | 0 | 0
0 | 0 | 0 | 0 | 0 | 0 | 0 | 0 | 0 | 0 | 0 | 0 | 0 | 0 | 0 | [29 empty] | 0 | 0 | 0 | 0 | 0 | 0 | 0 | 0 | 0 | 0 | 0 | 0 | 0 | 0 | 0 | 0 | 0 | 0 | 0 | 0 | 0 | 0 | 0 | 0 | 0 | 0 | 0 | 0 | 0 | 0 | 0 | 0 | 0 | 0 | 0 | 0 | 0 | 0 | 0 | 0 | 0 | 0 | 0 | 0 | 0 | 0 | 0 | 0 | 0
0 | 0 | 0 | 0 | 0 | 0 | 0 | 0 | 0 | 0 | 0 | 0 | 0 | 0 | 0 | [29 empty] | 0 | 0 | 0 | 0 | 0 | 0 | 0 | 0 | 0 | 0 | 0 | 0 | 0 | 0 | 0 | 0 | 0 | 0 | 0 | 0 | 0 | 0 | 0 | 0 | 0 | 0 | 0 | 0 | 0 | 0 | 0 | 0 | 0 | 0 | 0 | 0 | 0 | 0 | 0 | 0 | 0 | 0 | 0 | 0 | 0 | 0 | 0 | 0 | 0
0 | 0 | 0 | 0 | 0 | 0 | 0 | 0 | 0 | 0 | 0 | 0 | 0 | 0 | 0 | [29 empty] | 0 | 0 | 0 | 0 | 0 | 0 | 0 | 0 | 0 | 0 | 0 | 0 | 0 | 0 | 0 | 0 | 0 | 0 | 0 | 0 | 0 | 0 | 0 | 0 | 0 | 0 | 0 | 0 | 0 | 0 | 0 | 0 | 0 | 0 | 0 | 0 | 0 | 0 | 0 | 0 | 0 | 0 | 0 | 0 | 0 | 0 | 0 | 0 | 0
0 | 0 | 0 | 0 | 0 | 0 | 0 | 0 | 0 | 0 | 0 | 0 | 0 | 0 | 0 | [29 empty] | 0 | 0 | 0 | 0 | 0 | 0 | 0 | 0 | 0 | 0 | 0 | 0 | 0 | 0 | 0 | 0 | 0 | 0 | 0 | 0 | 0 | 0 | 0 | 0 | 0 | 0 | 0 | 0 | 0 | 0 | 0 | 0 | 0 | 0 | 0 | 0 | 0 | 0 | 0 | 0 | 0 | 0 | 0 | 0 | 0 | 0 | 0 | 0 | 0
0 | 0 | 0 | 0 | 0 | 0 | 0 | 0 | 0 | 0 | 0 | 0 | 0 | 0 | 0 | [29 empty] | 0 | 0 | 0 | 0 | 0 | 0 | 0 | 0 | 0 | 0 | 0 | 0 | 0 | 0 | 0 | 0 | 0 | 0 | 0 | 0 | 0 | 0 | 0 | 0 | 0 | 0 | 0 | 0 | 0 | 0 | 0 | 0 | 0 | 0 | 0 | 0 | 0 | 0 | 0 | 0 | 0 | 0 | 0 | 0 | 0 | 0 | 0 | 0 | 0
0 | 0 | 0 | 0 | 0 | 0 | 0 | 0 | 0 | 0 | 0 | 0 | 0 | 0 | 0 | [29 empty] | 0 | 0 | 0 | 0 | 0 | 0 | 0 | 0 | 0 | 0 | 0 | 0 | 0 | 0 | 0 | 0 | 0 | 0 | 0 | 0 | 0 | 0 | 0 | 0 | 0 | 0 | 0 | 0 | 0 | 0 | 0 | 0 | 0 | 0 | 0 | 0 | 0 | 0 | 0 | 0 | 0 | 0 | 0 | 0 | 0 | 0 | 0 | 0 | 0
0 | 0 | 0 | 0 | 0 | 0 | 0 | 0 | 0 | 0 | 0 | 0 | 0 | 0 | 0 | [29 empty] | 0 | 0 | 0 | 0 | 0 | 0 | 0 | 0 | 0 | 0 | 0 | 0 | 0 | 0 | 0 | 0 | 0 | 0 | 0 | 0 | 0 | 0 | 0 | 0 | 0 | 0 | 0 | 0 | 0 | 0 | 0 | 0 | 0 | 0 | 0 | 0 | 0 | 0 | 0 | 0 | 0 | 0 | 0 | 0 | 0 | 0 | 0 | 0 | 0
0 | 0 | 0 | 0 | 0 | 0 | 0 | 0 | 0 | 0 | 0 | 0 | 0 | 0 | 0 | [29 empty] | 0 | 0 | 0 | 0 | 0 | 0 | 0 | 0 | 0 | 0 | 0 | 0 | 0 | 0 | 0 | 0 | 0 | 0 | 0 | 0 | 0 | 0 | 0 | 0 | 0 | 0 | 0 | 0 | 0 | 0 | 0 | 0 | 0 | 0 | 0 | 0 | 0 | 0 | 0 | 0 | 0 | 0 | 0 | 0 | 0 | 0 | 0 | 0 | 0
0 | 0 | 0 | 0 | 0 | 0 | 0 | 0 | 0 | 0 | 0 | 0 | 0 | 0 | 0 | [29 empty] | 0 | 0 | 0 | 0 | 0 | 0 | 0 | 0 | 0 | 0 | 0 | 0 | 0 | 0 | 0 | 0 | 0 | 0 | 0 | 0 | 0 | 0 | 0 | 0 | 0 | 0 | 0 | 0 | 0 | 0 | 0 | 0 | 0 | 0 | 0 | 0 | 0 | 0 | 0 | 0 | 0 | 0 | 0 | 0 | 0 | 0 | 0 | 0 | 0
0 | 0 | 0 | 0 | 0 | 0 | 0 | 0 | 0 | 0 | 0 | 0 | 0 | 0 | 0 | [29 empty] | 0 | 0 | 0 | 0 | 0 | 0 | 0 | 0 | 0 | 0 | 0 | 0 | 0 | 0 | 0 | 0 | 0 | 0 | 0 | 0 | 0 | 0 | 0 | 0 | 0 | 0 | 0 | 0 | 0 | 0 | 0 | 0 | 0 | 0 | 0 | 0 | 0 | 0 | 0 | 0 | 0 | 0 | 0 | 0 | 0 | 0 | 0 | 0 | 0
0 | 0 | 0 | 0 | 0 | 0 | 0 | 0 | 0 | 0 | 0 | 0 | 0 | 0 | 0 | [29 empty] | 0 | 0 | 0 | 0 | 0 | 0 | 0 | 0 | 0 | 0 | 0 | 0 | 0 | 0 | 0 | 0 | 0 | 0 | 0 | 0 | 0 | 0 | 0 | 0 | 0 | 0 | 0 | 0 | 0 | 0 | 0 | 0 | 0 | 0 | 0 | 0 | 0 | 0 | 0 | 0 | 0 | 0 | 0 | 0 | 0 | 0 | 0 | 0 | 0
0 | 0 | 0 | 0 | 0 | 0 | 0 | 0 | 0 | 0 | 0 | 0 | 0 | 0 | 0 | [29 empty] | 0 | 0 | 0 | 0 | 0 | 0 | 0 | 0 | 0 | 0 | 0 | 0 | 0 | 0 | 0 | 0 | 0 | 0 | 0 | 0 | 0 | 0 | 0 | 0 | 0 | 0 | 0 | 0 | 0 | 0 | 0 | 0 | 0 | 0 | 0 | 0 | 0 | 0 | 0 | 0 | 0 | 0 | 0 | 0 | 0 | 0 | 0 | 0 | 0
0 | 0 | 0 | 0 | 0 | 0 | 0 | 0 | 0 | 0 | 0 | 0 | 0 | 0 | 0 | [29 empty] | 0 | 0 | 0 | 0 | 0 | 0 | 0 | 0 | 0 | 0 | 0 | 0 | 0 | 0 | 0 | 0 | 0 | 0 | 0 | 0 | 0 | 0 | 0 | 0 | 0 | 0 | 0 | 0 | 0 | 0 | 0 | 0 | 0 | 0 | 0 | 0 | 0 | 0 | 0 | 0 | 0 | 0 | 0 | 0 | 0 | 0 | 0 | 0 | 0
0 | 0 | 0 | 0 | 0 | 0 | 0 | 0 | 0 | 0 | 0 | 0 | 0 | 0 | 0 | [29 empty] | 0 | 0 | 0 | 0 | 0 | 0 | 0 | 0 | 0 | 0 | 0 | 0 | 0 | 0 | 0 | 0 | 0 | 0 | 0 | 0 | 0 | 0 | 0 | 0 | 0 | 0 | 0 | 0 | 0 | 0 | 0 | 0 | 0 | 0 | 0 | 0 | 0 | 0 | 0 | 0 | 0 | 0 | 0 | 0 | 0 | 0 | 0 | 0 | 0
0 | 0 | 0 | 0 | 0 | 0 | 0 | 0 | 0 | 0 | 0 | 0 | 0 | 0 | 0 | [29 empty] | 0 | 0 | 0 | 0 | 0 | 0 | 0 | 0 | 0 | 0 | 0 | 0 | 0 | 0 | 0 | 0 | 0 | 0 | 0 | 0 | 0 | 0 | 0 | 0 | 0 | 0 | 0 | 0 | 0 | 0 | 0 | 0 | 0 | 0 | 0 | 0 | 0 | 0 | 0 | 0 | 0 | 0 | 0 | 0 | 0 | 0 | 0 | 0 | 0
0 | 0 | 0 | 0 | 0 | 0 | 0 | 0 | 0 | 0 | 0 | 0 | 0 | 0 | 0 | [29 empty] | 0 | 0 | 0 | 0 | 0 | 0 | 0 | 0 | 0 | 0 | 0 | 0 | 0 | 0 | 0 | 0 | 0 | 0 | 0 | 0 | 0 | 0 | 0 | 0 | 0 | 0 | 0 | 0 | 0 | 0 | 0 | 0 | 0 | 0 | 0 | 0 | 0 | 0 | 0 | 0 | 0 | 0 | 0 | 0 | 0 | 0 | 0 | 0 | 0
0 | 0 | 0 | 0 | 0 | 0 | 0 | 0 | 0 | 0 | 0 | 0 | 0 | 0 | 0 | [29 empty] | 0 | 0 | 0 | 0 | 0 | 0 | 0 | 0 | 0 | 0 | 0 | 0 | 0 | 0 | 0 | 0 | 0 | 0 | 0 | 0 | 0 | 0 | 0 | 0 | 0 | 0 | 0 | 0 | 0 | 0 | 0 | 0 | 0 | 0 | 0 | 0 | 0 | 0 | 0 | 0 | 0 | 0 | 0 | 0 | 0 | 0 | 0 | 0 | 0
0 | 0 | 0 | 0 | 0 | 0 | 0 | 0 | 0 | 0 | 0 | 0 | 0 | 0 | 0 | [29 empty] | 0 | 0 | 0 | 0 | 0 | 0 | 0 | 0 | 0 | 0 | 0 | 0 | 0 | 0 | 0 | 0 | 0 | 0 | 0 | 0 | 0 | 0 | 0 | 0 | 0 | 0 | 0 | 0 | 0 | 0 | 0 | 0 | 0 | 0 | 0 | 0 | 0 | 0 | 0 | 0 | 0 | 0 | 0 | 0 | 0 | 0 | 0 | 0 | 0
0 | 0 | 0 | 0 | 0 | 0 | 0 | 0 | 0 | 0 | 0 | 0 | 0 | 0 | 0 | [29 empty] | 0 | 0 | 0 | 0 | 0 | 0 | 0 | 0 | 0 | 0 | 0 | 0 | 0 | 0 | 0 | 0 | 0 | 0 | 0 | 0 | 0 | 0 | 0 | 0 | 0 | 0 | 0 | 0 | 0 | 0 | 0 | 0 | 0 | 0 | 0 | 0 | 0 | 0 | 0 | 0 | 0 | 0 | 0 | 0 | 0 | 0 | 0 | 0 | 0
0 | 0 | 0 | 0 | 0 | 0 | 0 | 0 | 0 | 0 | 0 | 0 | 0 | 0 | 0 | [29 empty] | 0 | 0 | 0 | 0 | 0 | 0 | 0 | 0 | 0 | 0 | 0 | 0 | 0 | 0 | 0 | 0 | 0 | 0 | 0 | 0 | 0 | 0 | 0 | 0 | 0 | 0 | 0 | 0 | 0 | 0 | 0 | 0 | 0 | 0 | 0 | 0 | 0 | 0 | 0 | 0 | 0 | 0 | 0 | 0 | 0 | 0 | 0 | 0 | 0
0 | 0 | 0 | 0 | 0 | 0 | 0 | 0 | 0 | 0 | 0 | 0 | 0 | 0 | 0 | [29 empty] | 0 | 0 | 0 | 0 | 0 | 0 | 0 | 0 | 0 | 0 | 0 | 0 | 0 | 0 | 0 | 0 | 0 | 0 | 0 | 0 | 0 | 0 | 0 | 0 | 0 | 0 | 0 | 0 | 0 | 0 | 0 | 0 | 0 | 0 | 0 | 0 | 0 | 0 | 0 | 0 | 0 | 0 | 0 | 0 | 0 | 0 | 0 | 0 | 0
0 | 0 | 0 | 0 | 0 | 0 | 0 | 0 | 0 | 0 | 0 | 0 | 0 | 0 | 0 | [29 empty] | 0 | 0 | 0 | 0 | 0 | 0 | 0 | 0 | 0 | 0 | 0 | 0 | 0 | 0 | 0 | 0 | 0 | 0 | 0 | 0 | 0 | 0 | 0 | 0 | 0 | 0 | 0 | 0 | 0 | 0 | 0 | 0 | 0 | 0 | 0 | 0 | 0 | 0 | 0 | 0 | 0 | 0 | 0 | 0 | 0 | 0 | 0 | 0 | 0
0 | 0 | 0 | 0 | 0 | 0 | 0 | 0 | 0 | 0 | 0 | 0 | 0 | 0 | 0 | [29 empty] | 0 | 0 | 0 | 0 | 0 | 0 | 0 | 0 | 0 | 0 | 0 | 0 | 0 | 0 | 0 | 0 | 0 | 0 | 0 | 0 | 0 | 0 | 0 | 0 | 0 | 0 | 0 | 0 | 0 | 0 | 0 | 0 | 0 | 0 | 0 | 0 | 0 | 0 | 0 | 0 | 0 | 0 | 0 | 0 | 0 | 0 | 0 | 0 | 0
0 | 0 | 0 | 0 | 0 | 0 | 0 | 0 | 0 | 0 | 0 | 0 | 0 | 0 | 0 | [29 empty] | 0 | 0 | 0 | 0 | 0 | 0 | 0 | 0 | 0 | 0 | 0 | 0 | 0 | 0 | 0 | 0 | 0 | 0 | 0 | 0 | 0 | 0 | 0 | 0 | 0 | 0 | 0 | 0 | 0 | 0 | 0 | 0 | 0 | 0 | 0 | 0 | 0 | 0 | 0 | 0 | 0 | 0 | 0 | 0 | 0 | 0 | 0 | 0 | 0
0 | 0 | 0 | 0 | 0 | 0 | 0 | 0 | 0 | 0 | 0 | 0 | 0 | 0 | 0 | [29 empty] | 0 | 0 | 0 | 0 | 0 | 0 | 0 | 0 | 0 | 0 | 0 | 0 | 0 | 0 | 0 | 0 | 0 | 0 | 0 | 0 | 0 | 0 | 0 | 0 | 0 | 0 | 0 | 0 | 0 | 0 | 0 | 0 | 0 | 0 | 0 | 0 | 0 | 0 | 0 | 0 | 0 | 0 | 0 | 0 | 0 | 0 | 0 | 0 | 0
0 | 0 | 0 | 0 | 0 | 0 | 0 | 0 | 0 | 0 | 0 | 0 | 0 | 0 | 0 | [29 empty] | 0 | 0 | 0 | 0 | 0 | 0 | 0 | 0 | 0 | 0 | 0 | 0 | 0 | 0 | 0 | 0 | 0 | 0 | 0 | 0 | 0 | 0 | 0 | 0 | 0 | 0 | 0 | 0 | 0 | 0 | 0 | 0 | 0 | 0 | 0 | 0 | 0 | 0 | 0 | 0 | 0 | 0 | 0 | 0 | 0 | 0 | 0 | 0 | 0
0 | 0 | 0 | 0 | 0 | 0 | 0 | 0 | 0 | 0 | 0 | 0 | 0 | 0 | 0 | [29 empty] | 0 | 0 | 0 | 0 | 0 | 0 | 0 | 0 | 0 | 0 | 0 | 0 | 0 | 0 | 0 | 0 | 0 | 0 | 0 | 0 | 0 | 0 | 0 | 0 | 0 | 0 | 0 | 0 | 0 | 0 | 0 | 0 | 0 | 0 | 0 | 0 | 0 | 0 | 0 | 0 | 0 | 0 | 0 | 0 | 0 | 0 | 0 | 0 | 0
0 | 0 | 0 | 0 | 0 | 0 | 0 | 0 | 0 | 0 | 0 | 0 | 0 | 0 | 0 | [29 empty] | 0 | 0 | 0 | 0 | 0 | 0 | 0 | 0 | 0 | 0 | 0 | 0 | 0 | 0 | 0 | 0 | 0 | 0 | 0 | 0 | 0 | 0 | 0 | 0 | 0 | 0 | 0 | 0 | 0 | 0 | 0 | 0 | 0 | 0 | 0 | 0 | 0 | 0 | 0 | 0 | 0 | 0 | 0 | 0 | 0 | 0 | 0 | 0 | 0
0 | 0 | 0 | 0 | 0 | 0 | 0 | 0 | 0 | 0 | 0 | 0 | 0 | 0 | 0 | [29 empty] | 0 | 0 | 0 | 0 | 0 | 0 | 0 | 0 | 0 | 0 | 0 | 0 | 0 | 0 | 0 | 0 | 0 | 0 | 0 | 0 | 0 | 0 | 0 | 0 | 0 | 0 | 0 | 0 | 0 | 0 | 0 | 0 | 0 | 0 | 0 | 0 | 0 | 0 | 0 | 0 | 0 | 0 | 0 | 0 | 0 | 0 | 0 | 0 | 0
0 | 0 | 0 | 0 | 0 | 0 | 0 | 0 | 0 | 0 | 0 | 0 | 0 | 0 | 0 | [29 empty] | 0 | 0 | 0 | 0 | 0 | 0 | 0 | 0 | 0 | 0 | 0 | 0 | 0 | 0 | 0 | 0 | 0 | 0 | 0 | 0 | 0 | 0 | 0 | 0 | 0 | 0 | 0 | 0 | 0 | 0 | 0 | 0 | 0 | 0 | 0 | 0 | 0 | 0 | 0 | 0 | 0 | 0 | 0 | 0 | 0 | 0 | 0 | 0 | 0
0 | 0 | 0 | 0 | 0 | 0 | 0 | 0 | 0 | 0 | 0 | 0 | 0 | 0 | 0 | [29 empty] | 0 | 0 | 0 | 0 | 0 | 0 | 0 | 0 | 0 | 0 | 0 | 0 | 0 | 0 | 0 | 0 | 0 | 0 | 0 | 0 | 0 | 0 | 0 | 0 | 0 | 0 | 0 | 0 | 0 | 0 | 0 | 0 | 0 | 0 | 0 | 0 | 0 | 0 | 0 | 0 | 0 | 0 | 0 | 0 | 0 | 0 | 0 | 0 | 0
0 | 0 | 0 | 0 | 0 | 0 | 0 | 0 | 0 | 0 | 0 | 0 | 0 | 0 | 0 | [29 empty] | 0 | 0 | 0 | 0 | 0 | 0 | 0 | 0 | 0 | 0 | 0 | 0 | 0 | 0 | 0 | 0 | 0 | 0 | 0 | 0 | 0 | 0 | 0 | 0 | 0 | 0 | 0 | 0 | 0 | 0 | 0 | 0 | 0 | 0 | 0 | 0 | 0 | 0 | 0 | 0 | 0 | 0 | 0 | 0 | 0 | 0 | 0 | 0 | 0
0 | 0 | 0 | 0 | 0 | 0 | 0 | 0 | 0 | 0 | 0 | 0 | 0 | 0 | 0 | [29 empty] | 0 | 0 | 0 | 0 | 0 | 0 | 0 | 0 | 0 | 0 | 0 | 0 | 0 | 0 | 0 | 0 | 0 | 0 | 0 | 0 | 0 | 0 | 0 | 0 | 0 | 0 | 0 | 0 | 0 | 0 | 0 | 0 | 0 | 0 | 0 | 0 | 0 | 0 | 0 | 0 | 0 | 0 | 0 | 0 | 0 | 0 | 0 | 0 | 0
0 | 0 | 0 | 0 | 0 | 0 | 0 | 0 | 0 | 0 | 0 | 0 | 0 | 0 | 0 | [29 empty] | 0 | 0 | 0 | 0 | 0 | 0 | 0 | 0 | 0 | 0 | 0 | 0 | 0 | 0 | 0 | 0 | 0 | 0 | 0 | 0 | 0 | 0 | 0 | 0 | 0 | 0 | 0 | 0 | 0 | 0 | 0 | 0 | 0 | 0 | 0 | 0 | 0 | 0 | 0 | 0 | 0 | 0 | 0 | 0 | 0 | 0 | 0 | 0 | 0
0 | 0 | 0 | 0 | 0 | 0 | 0 | 0 | 0 | 0 | 0 | 0 | 0 | 0 | 0 | [29 empty] | 0 | 0 | 0 | 0 | 0 | 0 | 0 | 0 | 0 | 0 | 0 | 0 | 0 | 0 | 0 | 0 | 0 | 0 | 0 | 0 | 0 | 0 | 0 | 0 | 0 | 0 | 0 | 0 | 0 | 0 | 0 | 0 | 0 | 0 | 0 | 0 | 0 | 0 | 0 | 0 | 0 | 0 | 0 | 0 | 0 | 0 | 0 | 0 | 0
0 | 0 | 0 | 0 | 0 | 0 | 0 | 0 | 0 | 0 | 0 | 0 | 0 | 0 | 0 | [29 empty] | 0 | 0 | 0 | 0 | 0 | 0 | 0 | 0 | 0 | 0 | 0 | 0 | 0 | 0 | 0 | 0 | 0 | 0 | 0 | 0 | 0 | 0 | 0 | 0 | 0 | 0 | 0 | 0 | 0 | 0 | 0 | 0 | 0 | 0 | 0 | 0 | 0 | 0 | 0 | 0 | 0 | 0 | 0 | 0 | 0 | 0 | 0 | 0 | 0
0 | 0 | 0 | 0 | 0 | 0 | 0 | 0 | 0 | 0 | 0 | 0 | 0 | 0 | 0 | [29 empty] | 0 | 0 | 0 | 0 | 0 | 0 | 0 | 0 | 0 | 0 | 0 | 0 | 0 | 0 | 0 | 0 | 0 | 0 | 0 | 0 | 0 | 0 | 0 | 0 | 0 | 0 | 0 | 0 | 0 | 0 | 0 | 0 | 0 | 0 | 0 | 0 | 0 | 0 | 0 | 0 | 0 | 0 | 0 | 0 | 0 | 0 | 0 | 0 | 0
0 | 0 | 0 | 0 | 0 | 0 | 0 | 0 | 0 | 0 | 0 | 0 | 0 | 0 | 0 | [29 empty] | 0 | 0 | 0 | 0 | 0 | 0 | 0 | 0 | 0 | 0 | 0 | 0 | 0 | 0 | 0 | 0 | 0 | 0 | 0 | 0 | 0 | 0 | 0 | 0 | 0 | 0 | 0 | 0 | 0 | 0 | 0 | 0 | 0 | 0 | 0 | 0 | 0 | 0 | 0 | 0 | 0 | 0 | 0 | 0 | 0 | 0 | 0 | 0 | 0
0 | 0 | 0 | 0 | 0 | 0 | 0 | 0 | 0 | 0 | 0 | 0 | 0 | 0 | 0 | [29 empty] | 0 | 0 | 0 | 0 | 0 | 0 | 0 | 0 | 0 | 0 | 0 | 0 | 0 | 0 | 0 | 0 | 0 | 0 | 0 | 0 | 0 | 0 | 0 | 0 | 0 | 0 | 0 | 0 | 0 | 0 | 0 | 0 | 0 | 0 | 0 | 0 | 0 | 0 | 0 | 0 | 0 | 0 | 0 | 0 | 0 | 0 | 0 | 0 | 0
0 | 0 | 0 | 0 | 0 | 0 | 0 | 0 | 0 | 0 | 0 | 0 | 0 | 0 | 0 | [29 empty] | 0 | 0 | 0 | 0 | 0 | 0 | 0 | 0 | 0 | 0 | 0 | 0 | 0 | 0 | 0 | 0 | 0 | 0 | 0 | 0 | 0 | 0 | 0 | 0 | 0 | 0 | 0 | 0 | 0 | 0 | 0 | 0 | 0 | 0 | 0 | 0 | 0 | 0 | 0 | 0 | 0 | 0 | 0 | 0 | 0 | 0 | 0 | 0 | 0
0 | 0 | 0 | 0 | 0 | 0 | 0 | 0 | 0 | 0 | 0 | 0 | 0 | 0 | 0 | [29 empty] | 0 | 0 | 0 | 0 | 0 | 0 | 0 | 0 | 0 | 0 | 0 | 0 | 0 | 0 | 0 | 0 | 0 | 0 | 0 | 0 | 0 | 0 | 0 | 0 | 0 | 0 | 0 | 0 | 0 | 0 | 0 | 0 | 0 | 0 | 0 | 0 | 0 | 0 | 0 | 0 | 0 | 0 | 0 | 0 | 0 | 0 | 0 | 0 | 0
0 | 0 | 0 | 0 | 0 | 0 | 0 | 0 | 0 | 0 | 0 | 0 | 0 | 0 | 0 | [29 empty] | 0 | 0 | 0 | 0 | 0 | 0 | 0 | 0 | 0 | 0 | 0 | 0 | 0 | 0 | 0 | 0 | 0 | 0 | 0 | 0 | 0 | 0 | 0 | 0 | 0 | 0 | 0 | 0 | 0 | 0 | 0 | 0 | 0 | 0 | 0 | 0 | 0 | 0 | 0 | 0 | 0 | 0 | 0 | 0 | 0 | 0 | 0 | 0 | 0
0 | 0 | 0 | 0 | 0 | 0 | 0 | 0 | 0 | 0 | 0 | 0 | 0 | 0 | 0 | [29 empty] | 0 | 0 | 0 | 0 | 0 | 0 | 0 | 0 | 0 | 0 | 0 | 0 | 0 | 0 | 0 | 0 | 0 | 0 | 0 | 0 | 0 | 0 | 0 | 0 | 0 | 0 | 0 | 0 | 0 | 0 | 0 | 0 | 0 | 0 | 0 | 0 | 0 | 0 | 0 | 0 | 0 | 0 | 0 | 0 | 0 | 0 | 0 | 0 | 0
0 | 0 | 0 | 0 | 0 | 0 | 0 | 0 | 0 | 0 | 0 | 0 | 0 | 0 | 0 | [29 empty] | 0 | 0 | 0 | 0 | 0 | 0 | 0 | 0 | 0 | 0 | 0 | 0 | 0 | 0 | 0 | 0 | 0 | 0 | 0 | 0 | 0 | 0 | 0 | 0 | 0 | 0 | 0 | 0 | 0 | 0 | 0 | 0 | 0 | 0 | 0 | 0 | 0 | 0 | 0 | 0 | 0 | 0 | 0 | 0 | 0 | 0 | 0 | 0 | 0
0 | 0 | 0 | 0 | 0 | 0 | 0 | 0 | 0 | 0 | 0 | 0 | 0 | 0 | 0 | [29 empty] | 0 | 0 | 0 | 0 | 0 | 0 | 0 | 0 | 0 | 0 | 0 | 0 | 0 | 0 | 0 | 0 | 0 | 0 | 0 | 0 | 0 | 0 | 0 | 0 | 0 | 0 | 0 | 0 | 0 | 0 | 0 | 0 | 0 | 0 | 0 | 0 | 0 | 0 | 0 | 0 | 0 | 0 | 0 | 0 | 0 | 0 | 0 | 0 | 0
0 | 0 | 0 | 0 | 0 | 0 | 0 | 0 | 0 | 0 | 0 | 0 | 0 | 0 | 0 | [29 empty] | 0 | 0 | 0 | 0 | 0 | 0 | 0 | 0 | 0 | 0 | 0 | 0 | 0 | 0 | 0 | 0 | 0 | 0 | 0 | 0 | 0 | 0 | 0 | 0 | 0 | 0 | 0 | 0 | 0 | 0 | 0 | 0 | 0 | 0 | 0 | 0 | 0 | 0 | 0 | 0 | 0 | 0 | 0 | 0 | 0 | 0 | 0 | 0 | 0
0 | 0 | 0 | 0 | 0 | 0 | 0 | 0 | 0 | 0 | 0 | 0 | 0 | 0 | 0 | [29 empty] | 0 | 0 | 0 | 0 | 0 | 0 | 0 | 0 | 0 | 0 | 0 | 0 | 0 | 0 | 0 | 0 | 0 | 0 | 0 | 0 | 0 | 0 | 0 | 0 | 0 | 0 | 0 | 0 | 0 | 0 | 0 | 0 | 0 | 0 | 0 | 0 | 0 | 0 | 0 | 0 | 0 | 0 | 0 | 0 | 0 | 0 | 0 | 0 | 0
0 | 0 | 0 | 0 | 0 | 0 | 0 | 0 | 0 | 0 | 0 | 0 | 0 | 0 | 0 | [29 empty] | 0 | 0 | 0 | 0 | 0 | 0 | 0 | 0 | 0 | 0 | 0 | 0 | 0 | 0 | 0 | 0 | 0 | 0 | 0 | 0 | 0 | 0 | 0 | 0 | 0 | 0 | 0 | 0 | 0 | 0 | 0 | 0 | 0 | 0 | 0 | 0 | 0 | 0 | 0 | 0 | 0 | 0 | 0 | 0 | 0 | 0 | 0 | 0 | 0
0 | 0 | 0 | 0 | 0 | 0 | 0 | 0 | 0 | 0 | 0 | 0 | 0 | 0 | 0 | [29 empty] | 0 | 0 | 0 | 0 | 0 | 0 | 0 | 0 | 0 | 0 | 0 | 0 | 0 | 0 | 0 | 0 | 0 | 0 | 0 | 0 | 0 | 0 | 0 | 0 | 0 | 0 | 0 | 0 | 0 | 0 | 0 | 0 | 0 | 0 | 0 | 0 | 0 | 0 | 0 | 0 | 0 | 0 | 0 | 0 | 0 | 0 | 0 | 0 | 0
0 | 0 | 0 | 0 | 0 | 0 | 0 | 0 | 0 | 0 | 0 | 0 | 0 | 0 | 0 | [29 empty] | 0 | 0 | 0 | 0 | 0 | 0 | 0 | 0 | 0 | 0 | 0 | 0 | 0 | 0 | 0 | 0 | 0 | 0 | 0 | 0 | 0 | 0 | 0 | 0 | 0 | 0 | 0 | 0 | 0 | 0 | 0 | 0 | 0 | 0 | 0 | 0 | 0 | 0 | 0 | 0 | 0 | 0 | 0 | 0 | 0 | 0 | 0 | 0 | 0
0 | 0 | 0 | 0 | 0 | 0 | 0 | 0 | 0 | 0 | 0 | 0 | 0 | 0 | 0 | [29 empty] | 0 | 0 | 0 | 0 | 0 | 0 | 0 | 0 | 0 | 0 | 0 | 0 | 0 | 0 | 0 | 0 | 0 | 0 | 0 | 0 | 0 | 0 | 0 | 0 | 0 | 0 | 0 | 0 | 0 | 0 | 0 | 0 | 0 | 0 | 0 | 0 | 0 | 0 | 0 | 0 | 0 | 0 | 0 | 0 | 0 | 0 | 0 | 0 | 0
0 | 0 | 0 | 0 | 0 | 0 | 0 | 0 | 0 | 0 | 0 | 0 | 0 | 0 | 0 | [29 empty] | 0 | 0 | 0 | 0 | 0 | 0 | 0 | 0 | 0 | 0 | 0 | 0 | 0 | 0 | 0 | 0 | 0 | 0 | 0 | 0 | 0 | 0 | 0 | 0 | 0 | 0 | 0 | 0 | 0 | 0 | 0 | 0 | 0 | 0 | 0 | 0 | 0 | 0 | 0 | 0 | 0 | 0 | 0 | 0 | 0 | 0 | 0 | 0 | 0
0 | 0 | 0 | 0 | 0 | 0 | 0 | 0 | 0 | 0 | 0 | 0 | 0 | 0 | 0 | [29 empty] | 0 | 0 | 0 | 0 | 0 | 0 | 0 | 0 | 0 | 0 | 0 | 0 | 0 | 0 | 0 | 0 | 0 | 0 | 0 | 0 | 0 | 0 | 0 | 0 | 0 | 0 | 0 | 0 | 0 | 0 | 0 | 0 | 0 | 0 | 0 | 0 | 0 | 0 | 0 | 0 | 0 | 0 | 0 | 0 | 0 | 0 | 0 | 0 | 0
0 | 0 | 0 | 0 | 0 | 0 | 0 | 0 | 0 | 0 | 0 | 0 | 0 | 0 | 0 | [29 empty] | 0 | 0 | 0 | 0 | 0 | 0 | 0 | 0 | 0 | 0 | 0 | 0 | 0 | 0 | 0 | 0 | 0 | 0 | 0 | 0 | 0 | 0 | 0 | 0 | 0 | 0 | 0 | 0 | 0 | 0 | 0 | 0 | 0 | 0 | 0 | 0 | 0 | 0 | 0 | 0 | 0 | 0 | 0 | 0 | 0 | 0 | 0 | 0 | 0
x | x | x | x | x | x | x | x | x | x | x | x | x | x | x | x | [28 empty] | x | x | x | x | x | x | x | x | x | x | x | x | x | x | x | x | x | x | x | x | x | x | x | x | x | x | x | x | x | x | x | x | x | x | x | x | x | x | x | x | x | x | x | x | x | x | x | x | x | bar: 2004-01-01 to 2006-04-01
Appliance Recycling | RES | 0 | 0 | 0 | 0 | 0 | 0 | 0 | 0 | 0 | 0 | 0 | 0 | 0 | [29 empty] | 0 | 0 | 0 | 0 | 0 | 0 | 0 | 0 | 0 | 0 | 0 | 0 | 0 | 0 | 0 | 0 | 0 | 0 | 0 | 0 | 0 | 0 | 0 | 0 | 0 | 0 | 0 | 0 | 0 | 0 | 0 | 0 | 0 | 0 | 0 | 0 | 0 | 0 | 0 | 0 | 0 | 0 | 0 | 0 | 0 | 0 | 0 | 0 | 0
Appliances | VS or S NR
Building Shell - Insulation | M NR
Building Shell - Roof Color | L NR
Building Shell - Windows | AG
HVAC - Air Conditioning Systems
HVAC - Controls
HVAC - Heating Systems
HVAC - Tune-up
HVAC - Ventilation Systems
Lighting - Comprehensive Measures
Lighting - Controls
Lighting - Exterior
Lighting - Interior
Nonresidential - Comprehensive Measures
Nonresidential - Compressed Air Systems
Nonresidential - Custom End Use
Nonresidential - Food Service & Processing
Nonresidential - Motor Controls
Nonresidential - Motors
Nonresidential - Office Equipment
Nonresidential - Process Optimization
Nonresidential - Pumping Systems
Nonresidential - Refrigeration
Residential - Comprehensive Measures
Water Heating - Systems
Water Heating - Controls
Other

## 3 - ProjectedNONEEActivities
1243 - Southern California Edison - Express Efficiency - SCE service area - IOU Statewide Program - Dec-05 Report
3 - ProjectedNONEEActivities | [5 empty] | RECORD MONTHLY UNIT QUANTITY
MEASURE TYPE / END USE LOAD Select from List | MEASURE / ACTIVITY NAME Provide Additional Descriptions in Proposal Narrative | UNIT GOALS | DIRECT COST PER UNIT | Total Recorded Units (Actual + Commitments) | Total Units | Commitments | 2004-01-01 | 2004-02-01 | 2004-03-01 | 2004-04-01 | 2004-05-01 | 2004-06-01 | 2004-07-01 | 2004-08-01 | 2004-09-01 | 2004-10-01 | 2004-11-01 | 2004-12-01 | 2005-01-01 | 2005-02-01 | 2005-03-01 | 2005-04-01 | 2005-05-01 | 2005-06-01 | 2005-07-01 | 2005-08-01 | 2005-09-01 | 2005-10-01 | 2005-11-01 | 2005-12-01 | 2006-01-01 | 2006-02-01 | 2006-03-01 | 2006-04-01
|  |  |  | 0 | 0
|  |  |  | 0 | 0
|  |  |  | 0 | 0
|  |  |  | 0 | 0
|  |  |  | 0 | 0
|  |  |  | 0 | 0
|  |  |  | 0 | 0
|  |  |  | 0 | 0
|  |  |  | 0 | 0
|  |  |  | 0 | 0
|  |  |  | 0 | 0
|  |  |  | 0 | 0
|  |  |  | 0 | 0
|  |  |  | 0 | 0
|  |  |  | 0 | 0
|  |  |  | 0 | 0
|  |  |  | 0 | 0
|  |  |  | 0 | 0
|  |  |  | 0 | 0
|  |  |  | 0 | 0
|  |  |  | 0 | 0
|  |  |  | 0 | 0
|  |  |  | 0 | 0
|  |  |  | 0 | 0
|  |  |  | 0 | 0
|  |  |  | 0 | 0
|  |  |  | 0 | 0
|  |  |  | 0 | 0
|  |  |  | 0 | 0
|  |  |  | 0 | 0
|  |  |  | 0 | 0
|  |  |  | 0 | 0
|  |  |  | 0 | 0
|  |  |  | 0 | 0
|  |  |  | 0 | 0
|  |  |  | 0 | 0
|  |  |  | 0 | 0
|  |  |  | 0 | 0
|  |  |  | 0 | 0
|  |  |  | 0 | 0
|  |  |  | 0 | 0
|  |  |  | 0 | 0
|  |  |  | 0 | 0
|  |  |  | 0 | 0
|  |  |  | 0 | 0
|  |  |  | 0 | 0
|  |  |  | 0 | 0
|  |  |  | 0 | 0
|  |  |  | 0 | 0
|  |  |  | 0 | 0
|  |  |  | 0 | 0
|  |  |  | 0 | 0
|  |  |  | 0 | 0
|  |  |  | 0 | 0
|  |  |  | 0 | 0
|  |  |  | 0 | 0
|  |  |  | 0 | 0
|  |  |  | 0 | 0
|  |  |  | 0 | 0
|  |  |  | 0 | 0
|  |  |  | 0 | 0
|  |  |  | 0 | 0
|  |  |  | 0 | 0
|  |  |  | 0 | 0
|  |  |  | 0 | 0
|  |  |  | 0 | 0
|  |  |  | 0 | 0
|  |  |  | 0 | 0
|  |  |  | 0 | 0
|  |  |  | 0 | 0
|  |  |  | 0 | 0
|  |  |  | 0 | 0
|  |  |  | 0 | 0
|  |  |  | 0 | 0
|  |  |  | 0 | 0
|  |  |  | 0 | 0
|  |  |  | 0 | 0
|  |  |  | 0 | 0
|  |  |  | 0 | 0
|  |  |  | 0 | 0
|  |  |  | 0 | 0
|  |  |  | 0 | 0
|  |  |  | 0 | 0
|  |  |  | 0 | 0
|  |  |  | 0 | 0
|  |  |  | 0 | 0
|  |  |  | 0 | 0
|  |  |  | 0 | 0
|  |  |  | 0 | 0
|  |  |  | 0 | 0
|  |  |  | 0 | 0
|  |  |  | 0 | 0
|  |  |  | 0 | 0
|  |  |  | 0 | 0
X | x | x | x | x | x | x | bar: 2004-01-01 to 2006-04-01
Appliance Recycling
Appliances
Building Shell - Insulation
Building Shell - Roof Color
Building Shell - Windows
HVAC - Air Conditioning Systems
HVAC - Controls
HVAC - Heating Systems
HVAC - Tune-up
HVAC - Ventilation Systems
Lighting - Comprehensive Measures
Lighting - Controls
Lighting - Exterior
Lighting - Interior
Nonresidential - Comprehensive Measures
Nonresidential - Compressed Air Systems
Nonresidential - Custom End Use
Nonresidential - Food Service & Processing
Nonresidential - Motor Controls
Nonresidential - Motors
Nonresidential - Office Equipment
Nonresidential - Process Optimization
Nonresidential - Pumping Systems
Nonresidential - Refrigeration
Residential - Comprehensive Measures
Water Heating - Systems
Water Heating - Controls
Other

## 4 - Other Performance Goals
1243 - Southern California Edison - Express Efficiency - SCE service area - IOU Statewide Program - Dec-05 Report
4 - Other Performance Goals |  |  | RECORD QUANTITY OR ESTIMATED PERCENT COMPLETE AS APPLICABLE
ACTIVITY DESCRIPTION | SPECIFY QUANTITATIVE GOAL If Applicable | SPECIFY TARGET COMPLETION DATE If Applicable | 2004-01-01 | 2004-02-01 | 2004-03-01 | 2004-04-01 | 2004-05-01 | 2004-06-01 | 2004-07-01 | 2004-08-01 | 2004-09-01 | 2004-10-01 | 2004-11-01 | 2004-12-01 | 2005-01-01 | 2005-02-01 | 2005-03-01 | 2005-04-01 | 2005-05-01 | 2005-06-01 | 2005-07-01 | 2005-08-01 | 2005-09-01 | 2005-10-01 | 2005-11-01 | 2005-12-01 | 2006-01-01 | 2006-02-01 | 2006-03-01 | 2006-04-01
Hard-to-reach customer participation as a percentage of total rebate applications paid | 0.4 | 2004-12-31 | 2004-02-01: 0.36; 2004-03-01: 0.37; 2004-04-01: 0.39; 2004-05-01: 0.43; 2004-06-01: 0.36; 2004-07-01: 0.39; 2004-08-01: 0.45; 2004-09-01: 0.46; 2004-10-01: 0.42; 2004-11-01: 0.4; 2004-12-01: 0.41
Hard-to-reach customer participation as a percentage of total rebate applications paid | 0.4 | 2005-12-31 | 2005-01-01: 0.4; 2005-02-01: 0.4; 2005-03-01: 0.4; 2005-04-01: 0.4; 2005-05-01: 0.4; 2005-06-01: 0.4; 2005-07-01: 0.39; 2005-08-01: 0.39; 2005-09-01: 0.39; 2005-10-01: 0.38; 2005-11-01: 0.38; 2005-12-01: 0.37
x | x | x | bar: 2004-01-01 to 2006-04-01

## 5 - Marketing Activities
1243 - Southern California Edison - Express Efficiency - SCE service area - IOU Statewide Program - Dec-05 Report
5 - Marketing Activities |  |  | RECORD QUANTITY OR ESTIMATED PERCENT COMPLETE AS APPLICABLE
ACTIVITY DESCRIPTION | SPECIFY QUANTITATIVE GOAL If Applicable | SPECIFY TARGET COMPLETION DATE If Applicable | 2004-01-01 | 2004-02-01 | 2004-03-01 | 2004-04-01 | 2004-05-01 | 2004-06-01 | 2004-07-01 | 2004-08-01 | 2004-09-01 | 2004-10-01 | 2004-11-01 | 2004-12-01 | 2005-01-01 | 2005-02-01 | 2005-03-01 | 2005-04-01 | 2005-05-01 | 2005-06-01 | 2005-07-01 | 2005-08-01 | 2005-09-01 | 2005-10-01 | 2005-11-01 | 2005-12-01 | 2006-01-01 | 2006-02-01 | 2006-03-01 | 2006-04-01
Program Applications | 80000 | 2004-01-31 | 2004-01-01: 30000; 2004-02-01: 70000
Program Summary Fact Sheet | 100000 | 2004-01-31 | 2004-01-01: 0; 2004-03-01: 20000; 2004-09-01: 15000
Vendor Guidelines/Participation Agreement | 1000 | 2004-01-31 | 2004-01-01: 1000
Advertisements/ Promotional Pieces | 6 | 2004-10-31 | 2004-03-01: 0; 2004-04-01: 4; 2004-08-01: 1; 2004-10-01: 6
Customer Mailers | 6 | 2004-10-31 | 2004-01-01: 3; 2004-03-01: 1; 2004-04-01: 3; 2004-05-01: 1; 2004-12-01: 1
Trade Shows /Seminars | 8 | 2004-10-31 | 2004-02-01: 2; 2004-04-01: 1; 2004-06-01: 1; 2004-08-01: 1
Electronic Mailers | 5 | 2004-10-31
Program Applications | 80000 | 2005-01-31 | 2005-01-01: 45000; 2005-06-01: 30000
Program Summary Fact Sheet | 100000 | 2005-01-31 | 2005-02-01: 20000; 2005-03-01: 22000
Vendor Guidelines/Participation Agreement | 1000 | 2005-01-31 | 2005-02-01: 1000
Advertisements/Promotional Pieces | 6 | 2005-10-31 | 2005-05-01: 1; 2005-08-01: 6
Customer Mailers | 6 | 2005-10-31 | 2005-06-01: 5
Trade Shows /Seminars | 8 | 2005-10-31 | 2005-03-01: 2; 2005-06-01: 1; 2005-08-01: 1; 2005-09-01: 1
Electronic Mailers | 5 | 2005-10-31
x | x | x | bar: 2004-01-01 to 2006-04-01

## 6 - EM&V Activities
1243 - Southern California Edison - Express Efficiency - SCE service area - IOU Statewide Program - Dec-05 Report
| 6 - EM&V Activities |  | RECORD ESTIMATED PERCENT COMPLETE AS APPLICABLE
| ACTIVITY CATEGORY Select From List | SPECIFY TARGET COMPLETION DATE | 2004-01-01 | 2004-02-01 | 2004-03-01 | 2004-04-01 | 2004-05-01 | 2004-06-01 | 2004-07-01 | 2004-08-01 | 2004-09-01 | 2004-10-01 | 2004-11-01 | 2004-12-01 | 2005-01-01 | 2005-02-01 | 2005-03-01 | 2005-04-01 | 2005-05-01 | 2005-06-01 | 2005-07-01 | 2005-08-01 | 2005-09-01 | 2005-10-01 | 2005-11-01 | 2005-12-01 | 2006-01-01 | 2006-02-01 | 2006-03-01 | 2006-04-01 | 2006-05-01 | 2006-06-01
Select EM&V Contractor | Select EM&V Contractor | 2004-04-01
Develop EM&V Plan | Develop EM&V Plan | 2004-06-01
Conduct Market Assessments and or Baseline analysis | Conduct Phone/Mail/Email Surveys | 2005-08-01
Develop Survey Instruments | Analyze Survey Data | 2005-09-15
Conduct Phone/Mail/Email Surveys | Provide Feedback to Implementer (s) | 2006-04-01
Conduct On-site Surveys/Site Inspections | Provide Interim EM&V Reports and Memorandums | 2006-04-01
Install Metering/Monitoring Equipment | Prepare and Submit Draft EM&V Report | 2006-03-01
Analyze Survey Data | Prepare and Submit Final EM&V Report | 2006-04-01
Analyze Metering/Monitoring Data
Perform/Review Engineering Analysis
Provide Feedback to Implementer (s)
Provide Interim EM&V Reports and Memorandums
Prepare and Submit Draft EM&V Report
Prepare and Submit Final EM&V Report

## 7 - Subcontractor Activities
1243 - Southern California Edison - Express Efficiency - SCE service area - IOU Statewide Program - Dec-05 Report
7 - Subcontractor Activities |  |  | RECORD MONYTHLY SUBCONTRACTOR COSTS
SUBCONTRATOR | EXPECTED TASK OR ACTIVITIES | CUMULATIVE SUB-CONTRACTOR COSTS | 2004-01-01 | 2004-02-01 | 2004-03-01 | 2004-04-01 | 2004-05-01 | 2004-06-01 | 2004-07-01 | 2004-08-01 | 2004-09-01 | 2004-10-01 | 2004-11-01 | 2004-12-01 | 2005-01-01 | 2005-02-01 | 2005-03-01 | 2005-04-01 | 2005-05-01 | 2005-06-01 | 2005-07-01 | 2005-08-01 | 2005-09-01 | 2005-10-01 | 2005-11-01 | 2005-12-01 | 2006-01-01 | 2006-02-01 | 2006-03-01 | 2006-04-01
|  | 13084.72 | 2004-04-01: 11409.72; 2004-07-01: 143; 2004-08-01: 610; 2004-11-01: 922
|  | 17871 | 2005-12-01: 17871
0
0
0
0
0
0
0
0
0
0
0
0
0
0
0
0
0
0
0
0
0
0
0
0
0
0
0
0
0
0
0
0
0
0
0
0
0
0
0
0
0
0
x | x | x | bar: 2004-01-01 to 2006-04-01

## 8 - Labor
1243 - Southern California Edison - Express Efficiency - SCE service area - IOU Statewide Program - Dec-05 Report | [7 empty] | RECORD MONTHLY HOURS PER CATEGORY
8 - Labor |  |  |  | Cumulative |  |  |  | 2004-01-01 |  |  |  | 2004-02-01 |  |  |  | 2004-03-01 |  |  |  | 2004-04-01 |  |  |  | 2004-05-01 |  |  |  | 2004-06-01 |  |  |  | 2004-07-01 |  |  |  | 2004-08-01 |  |  |  | 2004-09-01 |  |  |  | 2004-10-01 |  |  |  | 2004-11-01 |  |  |  | 2004-12-01 |  |  |  | 2005-01-01 |  |  |  | 2005-02-01 |  |  |  | 2005-03-01 |  |  |  | 2005-04-01 |  |  |  | 2005-05-01 |  |  |  | 2005-06-01 |  |  |  | 2005-07-01 |  |  |  | 2005-08-01 |  |  |  | 2005-09-01 |  |  |  | 2005-10-01 |  |  |  | 2005-11-01 |  |  |  | 2005-12-01 |  |  |  | 2006-01-01 |  |  |  | 2006-02-01 |  |  |  | 2006-03-01 |  |  |  | 2006-04-01 |  |  |  | x
Position Title | Staff Name | Primary Responsibilities | % of Time Devoted to Program | Admin | Marktg | DI | EMV | Admin | Marktg | DI | EMV | Admin | Marktg | DI | EMV | Admin | Marktg | DI | EMV | Admin | Marktg | DI | EMV | Admin | Marktg | DI | EMV | Admin | Marktg | DI | EMV | Admin | Marktg | DI | EMV | Admin | Marktg | DI | EMV | Admin | Marktg | DI | EMV | Admin | Marktg | DI | EMV | Admin | Marktg | DI | EMV | Admin | Marktg | DI | EMV | Admin | Marktg | DI | EMV | Admin | Marktg | DI | EMV | Admin | Marktg | DI | EMV | Admin | Marktg | DI | EMV | Admin | Marktg | DI | EMV | Admin | Marktg | DI | EMV | Admin | Marktg | DI | EMV | Admin | Marktg | DI | EMV | Admin | Marktg | DI | EMV | Admin | Marktg | DI | EMV | Admin | Marktg | DI | EMV | Admin | Marktg | DI | EMV | Admin | Marktg | DI | EMV | Admin | Marktg | DI | EMV | Admin | Marktg | DI | EMV | Admin | Marktg | DI | EMV | x
|  | The Program Manager is responsible for managing all aspects of the program including planning, budgeting, scheduling, reporting, coordination of marketing and outreach efforts, and adherence to program policies and procedures. | 100% | 4004 | 0 | 0 | 0 | 160 |  |  |  | 152 |  |  |  | 172 |  |  |  | 176 |  |  |  | 160 |  |  |  | 176 |  |  |  | 176 |  |  |  | 176 |  |  |  | 176 |  |  |  | 160 |  |  |  | 152 |  |  |  | 168 |  |  |  | 160 |  |  |  | 152 |  |  |  | 184 |  |  |  | 168 |  |  |  | 168 |  |  |  | 176 |  |  |  | 160 |  |  |  | 184 |  |  |  | 168 |  |  |  | 160 |  |  |  | 152 |  |  |  | 168 | [19 empty] | x
|  | The Manager of Operations oversees all aspects of rebate processing operations. He/she supervises the day-to-day operations including reservations, data entry, application review, problem resolution, and payment authorization. | 100% | 4004 | 0 | 0 | 0 | 160 |  |  |  | 152 |  |  |  | 172 |  |  |  | 176 |  |  |  | 160 |  |  |  | 176 |  |  |  | 176 |  |  |  | 176 |  |  |  | 176 |  |  |  | 160 |  |  |  | 152 |  |  |  | 168 |  |  |  | 160 |  |  |  | 152 |  |  |  | 184 |  |  |  | 168 |  |  |  | 168 |  |  |  | 176 |  |  |  | 160 |  |  |  | 184 |  |  |  | 168 |  |  |  | 160 |  |  |  | 152 |  |  |  | 168 | [19 empty] | x
|  | The program Business Analyst is responsible for maintaining the Small Business Rebate (SBR) tracking system, reporting results, and developing system upgrades as required. | 100% | 4004 | 0 | 0 | 0 | 160 |  |  |  | 152 |  |  |  | 172 |  |  |  | 176 |  |  |  | 160 |  |  |  | 176 |  |  |  | 176 |  |  |  | 176 |  |  |  | 176 |  |  |  | 160 |  |  |  | 152 |  |  |  | 168 |  |  |  | 160 |  |  |  | 152 |  |  |  | 184 |  |  |  | 168 |  |  |  | 168 |  |  |  | 176 |  |  |  | 160 |  |  |  | 184 |  |  |  | 168 |  |  |  | 160 |  |  |  | 152 |  |  |  | 168 | [19 empty] | x
|  | The Program Analyst is responsible for the development of program policies and procedures, updating rebate forms, and coordinating review and approval of rebate payments. | 100% | 4004 | 0 | 0 | 0 | 160 |  |  |  | 152 |  |  |  | 172 |  |  |  | 176 |  |  |  | 160 |  |  |  | 176 |  |  |  | 176 |  |  |  | 176 |  |  |  | 176 |  |  |  | 160 |  |  |  | 152 |  |  |  | 168 |  |  |  | 160 |  |  |  | 152 |  |  |  | 184 |  |  |  | 168 |  |  |  | 168 |  |  |  | 176 |  |  |  | 160 |  |  |  | 184 |  |  |  | 168 |  |  |  | 160 |  |  |  | 152 |  |  |  | 168 | [19 empty] | x
|  | The Program Analyst is responsible for managing inspection operations, coordination with in-house and contract inspectors, and achieving program inspection goals. The analyst is also responsible for completing ad-hoc reports and special projects. | 100% | 4004 | 0 | 0 | 0 | 160 |  |  |  | 152 |  |  |  | 172 |  |  |  | 176 |  |  |  | 160 |  |  |  | 176 |  |  |  | 176 |  |  |  | 176 |  |  |  | 176 |  |  |  | 160 |  |  |  | 152 |  |  |  | 168 |  |  |  | 160 |  |  |  | 152 |  |  |  | 184 |  |  |  | 168 |  |  |  | 168 |  |  |  | 176 |  |  |  | 160 |  |  |  | 184 |  |  |  | 168 |  |  |  | 160 |  |  |  | 152 |  |  |  | 168 | [19 empty] | x
|  | The CSR is responsible for direct customer interaction by taking telephone reservations, answering program-related inquiries, generating and mailing reservation reminder letters, and conducting operation tasks designated by the Manager of Operations. | 100% | 0 | 0 | 4004 | 0 |  |  | 160 |  |  |  | 152 |  |  |  | 172 |  |  |  | 176 |  |  |  | 160 |  |  |  | 176 |  |  |  | 176 |  |  |  | 176 |  |  |  | 176 |  |  |  | 160 |  |  |  | 152 |  |  |  | 168 |  |  |  | 160 |  |  |  | 152 |  |  |  | 184 |  |  |  | 168 |  |  |  | 168 |  |  |  | 176 |  |  |  | 160 |  |  |  | 184 |  |  |  | 168 |  |  |  | 160 |  |  |  | 152 |  |  |  | 168 | [17 empty] | x
|  | The CSR is responsible for direct customer interaction by taking telephone reservations, answering program-related inquiries, generating and mailing reservation reminder letters, and conducting operation tasks designated by the Manager of Operations. | 100% | 0 | 0 | 4004 | 0 |  |  | 160 |  |  |  | 152 |  |  |  | 172 |  |  |  | 176 |  |  |  | 160 |  |  |  | 176 |  |  |  | 176 |  |  |  | 176 |  |  |  | 176 |  |  |  | 160 |  |  |  | 152 |  |  |  | 168 |  |  |  | 160 |  |  |  | 152 |  |  |  | 184 |  |  |  | 168 |  |  |  | 168 |  |  |  | 176 |  |  |  | 160 |  |  |  | 184 |  |  |  | 168 |  |  |  | 160 |  |  |  | 152 |  |  |  | 168 | [17 empty] | x
|  | The CSR is responsible for reviewing rebate forms for completeness of information and documentation, make appropriate changes and corrections to customer records in the SBR database after the review process, and approve or reject applications. | 100% | 0 | 0 | 4004 | 0 |  |  | 160 |  |  |  | 152 |  |  |  | 172 |  |  |  | 176 |  |  |  | 160 |  |  |  | 176 |  |  |  | 176 |  |  |  | 176 |  |  |  | 176 |  |  |  | 160 |  |  |  | 152 |  |  |  | 168 |  |  |  | 160 |  |  |  | 152 |  |  |  | 184 |  |  |  | 168 |  |  |  | 168 |  |  |  | 176 |  |  |  | 160 |  |  |  | 184 |  |  |  | 168 |  |  |  | 160 |  |  |  | 152 |  |  |  | 168 | [17 empty] | x
|  | The CSR is responsible for reviewing rebate forms for completeness of information and documentation, make appropriate changes and corrections to customer records in the SBR database after the review process, and approve or reject applications. | 60% | 0 | 0 | 2402.4 | 0 |  |  | 96 |  |  |  | 91.2 |  |  |  | 103.2 |  |  |  | 105.6 |  |  |  | 96 |  |  |  | 105.6 |  |  |  | 105.6 |  |  |  | 105.6 |  |  |  | 105.6 |  |  |  | 96 |  |  |  | 91.2 |  |  |  | 100.8 |  |  |  | 96 |  |  |  | 91.2 |  |  |  | 110.4 |  |  |  | 100.8 |  |  |  | 100.8 |  |  |  | 105.6 |  |  |  | 96 |  |  |  | 110.4 |  |  |  | 100.8 |  |  |  | 96 |  |  |  | 91.2 |  |  |  | 100.8 | [17 empty] | x
|  | The CSR is responsible for reviewing rebate forms for completeness of information and documentation, make appropriate changes and corrections to customer records in the SBR database after the review process, and approve or reject applications. | 60% | 0 | 0 | 2402.4 | 0 |  |  | 96 |  |  |  | 91.2 |  |  |  | 103.2 |  |  |  | 105.6 |  |  |  | 96 |  |  |  | 105.6 |  |  |  | 105.6 |  |  |  | 105.6 |  |  |  | 105.6 |  |  |  | 96 |  |  |  | 91.2 |  |  |  | 100.8 |  |  |  | 96 |  |  |  | 91.2 |  |  |  | 110.4 |  |  |  | 100.8 |  |  |  | 100.8 |  |  |  | 105.6 |  |  |  | 96 |  |  |  | 110.4 |  |  |  | 100.8 |  |  |  | 96 |  |  |  | 91.2 |  |  |  | 100.8 | [17 empty] | x
|  | Provides Senior management oversight and direction. Responsible for achievement of program goals. | 15% | 600.6 | 0 | 0 | 0 | 24 |  |  |  | 22.8 |  |  |  | 25.8 |  |  |  | 26.4 |  |  |  | 24 |  |  |  | 26.4 |  |  |  | 26.4 |  |  |  | 26.4 |  |  |  | 26.4 |  |  |  | 24 |  |  |  | 22.8 |  |  |  | 25.2 |  |  |  | 24 |  |  |  | 22.8 |  |  |  | 27.6 |  |  |  | 25.2 |  |  |  | 25.2 |  |  |  | 26.4 |  |  |  | 24 |  |  |  | 27.6 |  |  |  | 25.2 |  |  |  | 24 |  |  |  | 22.8 |  |  |  | 25.2 | [19 empty] | x
|  | Responsible for direct supervision of Express Efficiency team and achievement of program goals. | 15% | 600.6 | 0 | 0 | 0 | 24 |  |  |  | 22.8 |  |  |  | 25.8 |  |  |  | 26.4 |  |  |  | 24 |  |  |  | 26.4 |  |  |  | 26.4 |  |  |  | 26.4 |  |  |  | 26.4 |  |  |  | 24 |  |  |  | 22.8 |  |  |  | 25.2 |  |  |  | 24 |  |  |  | 22.8 |  |  |  | 27.6 |  |  |  | 25.2 |  |  |  | 25.2 |  |  |  | 26.4 |  |  |  | 24 |  |  |  | 27.6 |  |  |  | 25.2 |  |  |  | 24 |  |  |  | 22.8 |  |  |  | 25.2 | [19 empty] | x
|  | Responsible for reporting program results to senior management, budgeting, and forecasting. | 15% | 600.6 | 0 | 0 | 0 | 24 |  |  |  | 22.8 |  |  |  | 25.8 |  |  |  | 26.4 |  |  |  | 24 |  |  |  | 26.4 |  |  |  | 26.4 |  |  |  | 26.4 |  |  |  | 26.4 |  |  |  | 24 |  |  |  | 22.8 |  |  |  | 25.2 |  |  |  | 24 |  |  |  | 22.8 |  |  |  | 27.6 |  |  |  | 25.2 |  |  |  | 25.2 |  |  |  | 26.4 |  |  |  | 24 |  |  |  | 27.6 |  |  |  | 25.2 |  |  |  | 24 |  |  |  | 22.8 |  |  |  | 25.2 | [19 empty] | x
|  | Provides administrative support. | 15% | 600.6 | 0 | 0 | 0 | 24 |  |  |  | 22.8 |  |  |  | 25.8 |  |  |  | 26.4 |  |  |  | 24 |  |  |  | 26.4 |  |  |  | 26.4 |  |  |  | 26.4 |  |  |  | 26.4 |  |  |  | 24 |  |  |  | 22.8 |  |  |  | 25.2 |  |  |  | 24 |  |  |  | 22.8 |  |  |  | 27.6 |  |  |  | 25.2 |  |  |  | 25.2 |  |  |  | 26.4 |  |  |  | 24 |  |  |  | 27.6 |  |  |  | 25.2 |  |  |  | 24 |  |  |  | 22.8 |  |  |  | 25.2 | [19 empty] | x
|  |  |  | 0 | 0 | 0 | 0 | [112 empty] | x
|  |  |  | 0 | 0 | 0 | 0 | [112 empty] | x
|  |  |  | 0 | 0 | 0 | 0 | [112 empty] | x
|  |  |  | 0 | 0 | 0 | 0 | [112 empty] | x
|  |  |  | 0 | 0 | 0 | 0 | [112 empty] | x
|  |  |  | 0 | 0 | 0 | 0 | [112 empty] | x
|  |  |  | 0 | 0 | 0 | 0 | [112 empty] | x
|  |  |  | 0 | 0 | 0 | 0 | [112 empty] | x
|  |  |  | 0 | 0 | 0 | 0 | [112 empty] | x
|  |  |  | 0 | 0 | 0 | 0 | [112 empty] | x
|  |  |  | 0 | 0 | 0 | 0 | [112 empty] | x
|  |  |  | 0 | 0 | 0 | 0 | [112 empty] | x
|  |  |  | 0 | 0 | 0 | 0 | [112 empty] | x
|  |  |  | 0 | 0 | 0 | 0 | [112 empty] | x
|  |  |  | 0 | 0 | 0 | 0 | [112 empty] | x
|  |  |  | 0 | 0 | 0 | 0 | [112 empty] | x
|  |  |  | 0 | 0 | 0 | 0 | [112 empty] | x
|  |  |  | 0 | 0 | 0 | 0 | [112 empty] | x
|  |  |  | 0 | 0 | 0 | 0 | [112 empty] | x
|  |  |  | 0 | 0 | 0 | 0 | [112 empty] | x
|  |  |  | 0 | 0 | 0 | 0 | [112 empty] | x
|  |  |  | 0 | 0 | 0 | 0 | [112 empty] | x
|  |  |  | 0 | 0 | 0 | 0 | [112 empty] | x
|  |  |  | 0 | 0 | 0 | 0 | [112 empty] | x
|  |  |  | 0 | 0 | 0 | 0 | [112 empty] | x
|  |  |  | 0 | 0 | 0 | 0 | [112 empty] | x
|  |  |  | 0 | 0 | 0 | 0 | [112 empty] | x
|  |  |  | 0 | 0 | 0 | 0 | [112 empty] | x
|  |  |  | 0 | 0 | 0 | 0 | [112 empty] | x
|  |  |  | 0 | 0 | 0 | 0 | [112 empty] | x
|  |  |  | 0 | 0 | 0 | 0 | [112 empty] | x
|  |  |  | 0 | 0 | 0 | 0 | [112 empty] | x
|  |  |  | 0 | 0 | 0 | 0 | [112 empty] | x
|  |  |  | 0 | 0 | 0 | 0 | [112 empty] | x
|  |  |  | 0 | 0 | 0 | 0 | [112 empty] | x
|  |  |  | 0 | 0 | 0 | 0 | [112 empty] | x
|  |  |  | 0 | 0 | 0 | 0 | [112 empty] | x
|  |  |  | 0 | 0 | 0 | 0 | [112 empty] | x
|  |  |  | 0 | 0 | 0 | 0 | [112 empty] | x
|  |  |  | 0 | 0 | 0 | 0 | [112 empty] | x
|  |  |  | 0 | 0 | 0 | 0 | [112 empty] | x
|  |  |  | 0 | 0 | 0 | 0 | [112 empty] | x
|  |  |  | 0 | 0 | 0 | 0 | [112 empty] | x
|  |  |  | 0 | 0 | 0 | 0 | [112 empty] | x
|  |  |  | 0 | 0 | 0 | 0 | [112 empty] | x
|  |  |  | 0 | 0 | 0 | 0 | [112 empty] | x
x | x | x | x | x | x | x | x | x | x | x | x | x | x | x | x | x | x | x | x | x | x | x | x | x | x | x | x | x | x | x | x | x | x | x | x | x | x | x | x | x | x | x | x | x | x | x | x | x | x | x | x | x | x | x | x | x | x | x | x | x | x | x | x | x | x | x | x | x | x | x | x | x | x | x | x | x | x | x | x | x | x | x | x | x | x | x | x | x | x | x | x | x | x | x | x | x | x | x | x | x | x | x | x | x | x | x | x | x | x | x | x | x | x | x | x | x | x | x | x | x

## LU - Avd. Costs TRC
Discount Rate
|  |  |  | AVOIDED COST VALUES - TRC |  |  |  |  | 8.15%
|  | Electric |  |  |  |  | Natural Gas
| Statewide Avg. | Gen | T&D | Env.Ext. | Total |  | Gen | T&D | Env.Ext. | Total
| Year | $/kWh | $/kWh | $/kWh | $/kWh | Year | $/thm | $/thm | $/thm | $/thm
| 2004 | 0.05341 | 0.00574 | 0.00704 | 0.06619 | 2004 | 0.34 | 0.03 | 0.06 | 0.43
| 2005 | 0.05451 | 0.006 | 0.0072 | 0.06771 | 2005 | 0.35 | 0.03 | 0.06 | 0.44
| 2006 | 0.04961 | 0.0062 | 0.0074 | 0.06321 | 2006 | 0.37 | 0.03 | 0.07 | 0.47
| 2007 | 0.05155 | 0.0065 | 0.0076 | 0.06565 | 2007 | 0.39 | 0.03 | 0.07 | 0.49
| 2008 | 0.05325 | 0.00675 | 0.00785 | 0.06785 | 2008 | 0.4 | 0.04 | 0.07 | 0.51
| 2009 | 0.0551 | 0.00704 | 0.00814 | 0.07028 | 2009 | 0.42 | 0.04 | 0.07 | 0.53
| 2010 | 0.05708 | 0.00734 | 0.00834 | 0.07276 | 2010 | 0.44 | 0.04 | 0.07 | 0.55
| 2011 | 0.05896 | 0.0076 | 0.0086 | 0.07516 | 2011 | 0.38 | 0.04 | 0.08 | 0.5
| 2012 | 0.06138 | 0.00794 | 0.00884 | 0.07816 | 2012 | 0.4 | 0.04 | 0.08 | 0.52
| 2013 | 0.06399 | 0.0083 | 0.0091 | 0.08139 | 2013 | 0.42 | 0.04 | 0.08 | 0.54
| 2014 | 0.06676 | 0.0086 | 0.0094 | 0.08476 | 2014 | 0.43 | 0.04 | 0.08 | 0.55
| 2015 | 0.06976 | 0.009 | 0.0097 | 0.08846 | 2015 | 0.45 | 0.04 | 0.09 | 0.58
| 2016 | 0.073 | 0.00934 | 0.00994 | 0.09228 | 2016 | 0.48 | 0.04 | 0.09 | 0.61
| 2017 | 0.07649 | 0.00974 | 0.01024 | 0.09647 | 2017 | 0.5 | 0.04 | 0.09 | 0.63
| 2018 | 0.08023 | 0.01014 | 0.01054 | 0.10091 | 2018 | 0.52 | 0.05 | 0.09 | 0.66
| 2019 | 0.08428 | 0.01055 | 0.01081 | 0.10564 | 2019 | 0.54 | 0.05 | 0.1 | 0.69
| 2020 | 0.08844 | 0.01059 | 0.01108 | 0.11011 | 2020 | 0.57 | 0.05 | 0.1 | 0.72
| 2021 | 0.09287 | 0.01112 | 0.01136 | 0.11535 | 2021 | 0.59 | 0.05 | 0.1 | 0.74
| 2022 | 0.09942 | 0.01152 | 0.01167 | 0.12261 | 2022 | 0.61 | 0.05 | 0.1 | 0.76
| 2023 | 0.10222 | 0.01191 | 0.01198 | 0.12611 | 2023 | 0.64 | 0.06 | 0.11 | 0.81
| SUM | 1.3923 | 0.17192 | 0.18683 | 1.7511 | SUM | 9.24 | 0.66 | 1.66 | 11.73
0 |  |  |  |  | 0 |  |  |  |  | 0
1 | PV (1 yr) | 0.05341 | 0.00574 | 0.00704 | 0.06619 | PV (1 yr) | 0.34 | 0.03 | 0.06 | 0.43
2 | PV (2 yr) | 0.10381 | 0.011288 | 0.013697 | 0.1288 | PV (2 yr) | 0.66362 | 0.057739 | 0.11548 | 0.83684
3 | PV (3 yr) | 0.14623 | 0.016589 | 0.020024 | 0.18284 | PV (3 yr) | 0.97996 | 0.083388 | 0.17533 | 1.2387 | Discount Rate | 8.15%
4 | PV (4 yr) | 0.18698 | 0.021727 | 0.026032 | 0.23474 | PV (4 yr) | 1.2883 | 0.1071 | 0.23066 | 1.626
5 | PV (5 yr) | 0.2259 | 0.026661 | 0.03177 | 0.28433 | PV (5 yr) | 1.5807 | 0.13634 | 0.28183 | 1.9988
6 | PV (6 yr) | 0.26314 | 0.031419 | 0.037272 | 0.33183 | PV (6 yr) | 1.8645 | 0.16338 | 0.32914 | 2.357
7 | PV (7 yr) | 0.29882 | 0.036006 | 0.042484 | 0.37731 | PV (7 yr) | 2.1395 | 0.18838 | 0.37289 | 2.7008
8 | PV (8 yr) | 0.33289 | 0.040398 | 0.047453 | 0.42074 | PV (8 yr) | 2.3591 | 0.21149 | 0.41912 | 2.9897
9 | PV (9 yr) | 0.36568 | 0.04464 | 0.052177 | 0.4625 | PV (9 yr) | 2.5728 | 0.23286 | 0.46186 | 3.2675
10 | PV (10 yr) | 0.39729 | 0.048741 | 0.056672 | 0.50271 | PV (10 yr) | 2.7803 | 0.25262 | 0.50138 | 3.5343
11 | PV (11 yr) | 0.42779 | 0.052669 | 0.060966 | 0.54143 | PV (11 yr) | 2.9767 | 0.2709 | 0.53793 | 3.7855
12 | PV (12 yr) | 0.45726 | 0.056471 | 0.065064 | 0.57879 | PV (12 yr) | 3.1668 | 0.28779 | 0.57594 | 4.0305
13 | PV (13 yr) | 0.48577 | 0.060119 | 0.068946 | 0.61483 | PV (13 yr) | 3.3543 | 0.30341 | 0.61109 | 4.2688
14 | PV (14 yr) | 0.51339 | 0.063636 | 0.072644 | 0.64967 | PV (14 yr) | 3.5348 | 0.31786 | 0.64359 | 4.4963
15 | PV (15 yr) | 0.54018 | 0.067022 | 0.076163 | 0.68336 | PV (15 yr) | 3.7085 | 0.33455 | 0.67365 | 4.7167
16 | PV (16 yr) | 0.5662 | 0.070279 | 0.079501 | 0.71598 | PV (16 yr) | 3.8752 | 0.34999 | 0.70452 | 4.9297
17 | PV (17 yr) | 0.59145 | 0.073302 | 0.082664 | 0.74741 | PV (17 yr) | 4.0379 | 0.36426 | 0.73307 | 5.1352
18 | PV (18 yr) | 0.61596 | 0.076238 | 0.085662 | 0.77786 | PV (18 yr) | 4.1936 | 0.37746 | 0.75946 | 5.3306
19 | PV (19 yr) | 0.64023 | 0.079049 | 0.088511 | 0.80779 | PV (19 yr) | 4.3425 | 0.38967 | 0.78387 | 5.5161
20 | PV (20 yr) | 0.6633 | 0.081737 | 0.091214 | 0.83625 | PV (20 yr) | 4.487 | 0.40321 | 0.8087 | 5.6989

## LU - Avd. Costs PT
[5 empty] | AVOIDED COST VALUES - PT |  |  |  |  | Discount Rate | 8.15%
|  |  | Electric ($/kWh) | [5 empty] | Electric ($/kWh) | [5 empty] | Electric ($/kWh)
|  |  | PG&E | [5 empty] | SCE | [5 empty] | SDG&E
|  | Residential | Agricultural | Small Commercial | Medium Commercial | Large Commerical |  | Residential | Agricultural | Small Commercial | Medium Commercial | Large Commerical |  | Residential | Agricultural | Small Commercial | Medium Commercial | Large Commerical
| 2004 | 0.13 | 0.14 | 0.17 | 0.16 | 0.14 | 2004 | 0.14 | 0.11 | 0.18 | 0.15 | 0.13 | 2004 | 0.16 | 0.15 | 0.17 | 0.12 | 0.12
| 2005 | 0.13466 | 0.14502 | 0.1761 | 0.16574 | 0.14502 | 2005 | 0.14502 | 0.11395 | 0.18646 | 0.15538 | 0.13466 | 2005 | 0.16574 | 0.15538 | 0.1761 | 0.12431 | 0.12431
| 2006 | 0.13933 | 0.15005 | 0.1822 | 0.17148 | 0.15005 | 2006 | 0.15005 | 0.11789 | 0.19292 | 0.16076 | 0.13933 | 2006 | 0.17148 | 0.16076 | 0.1822 | 0.12861 | 0.12861
| 2007 | 0.14252 | 0.15349 | 0.18638 | 0.17541 | 0.15349 | 2007 | 0.15349 | 0.1206 | 0.19734 | 0.16445 | 0.14252 | 2007 | 0.17541 | 0.16445 | 0.18638 | 0.13156 | 0.13156
| 2008 | 0.14534 | 0.15652 | 0.19006 | 0.17888 | 0.15652 | 2008 | 0.15652 | 0.12298 | 0.20124 | 0.1677 | 0.14534 | 2008 | 0.17888 | 0.1677 | 0.19006 | 0.13416 | 0.13416
| 2009 | 0.14804 | 0.15942 | 0.19359 | 0.1822 | 0.15942 | 2009 | 0.15942 | 0.12526 | 0.20497 | 0.17081 | 0.14804 | 2009 | 0.1822 | 0.17081 | 0.19359 | 0.13665 | 0.13665
| 2010 | 0.15079 | 0.16239 | 0.19718 | 0.18558 | 0.16239 | 2010 | 0.16239 | 0.12759 | 0.20878 | 0.17398 | 0.15079 | 2010 | 0.18558 | 0.17398 | 0.19718 | 0.13919 | 0.13919
| 2011 | 0.15371 | 0.16553 | 0.201 | 0.18918 | 0.16553 | 2011 | 0.16553 | 0.13006 | 0.21282 | 0.17735 | 0.15371 | 2011 | 0.18918 | 0.17735 | 0.201 | 0.14188 | 0.14188
| 2012 | 0.15685 | 0.16892 | 0.20511 | 0.19305 | 0.16892 | 2012 | 0.16892 | 0.13272 | 0.21718 | 0.18098 | 0.15685 | 2012 | 0.19305 | 0.18098 | 0.20511 | 0.14478 | 0.14478
| 2013 | 0.16014 | 0.17246 | 0.20942 | 0.1971 | 0.17246 | 2013 | 0.17246 | 0.13551 | 0.22174 | 0.18478 | 0.16014 | 2013 | 0.1971 | 0.18478 | 0.20942 | 0.14782 | 0.14782
| 2014 | 0.16351 | 0.17609 | 0.21382 | 0.20124 | 0.17609 | 2014 | 0.17609 | 0.13835 | 0.2264 | 0.18866 | 0.16351 | 2014 | 0.20124 | 0.18866 | 0.21382 | 0.15093 | 0.15093
| 2015 | 0.16698 | 0.17983 | 0.21836 | 0.20552 | 0.17983 | 2015 | 0.17983 | 0.14129 | 0.23121 | 0.19267 | 0.16698 | 2015 | 0.20552 | 0.19267 | 0.21836 | 0.15414 | 0.15414
| 2016 | 0.17049 | 0.18361 | 0.22295 | 0.20984 | 0.18361 | 2016 | 0.18361 | 0.14426 | 0.23607 | 0.19672 | 0.17049 | 2016 | 0.20984 | 0.19672 | 0.22295 | 0.15738 | 0.15738
| 2017 | 0.17406 | 0.18745 | 0.22762 | 0.21423 | 0.18745 | 2017 | 0.18745 | 0.14728 | 0.24101 | 0.20084 | 0.17406 | 2017 | 0.21423 | 0.20084 | 0.22762 | 0.16067 | 0.16067
| 2018 | 0.17772 | 0.1914 | 0.23241 | 0.21874 | 0.1914 | 2018 | 0.1914 | 0.15038 | 0.24608 | 0.20507 | 0.17772 | 2018 | 0.21874 | 0.20507 | 0.23241 | 0.16405 | 0.16405
| 2019 | 0.18145 | 0.19541 | 0.23728 | 0.22332 | 0.19541 | 2019 | 0.19541 | 0.15353 | 0.25124 | 0.20937 | 0.18145 | 2019 | 0.22332 | 0.20937 | 0.23728 | 0.16749 | 0.16749
| 2020 | 0.18529 | 0.19954 | 0.2423 | 0.22805 | 0.19954 | 2020 | 0.19954 | 0.15679 | 0.25656 | 0.2138 | 0.18529 | 2020 | 0.22805 | 0.2138 | 0.2423 | 0.17104 | 0.17104
| 2021 | 0.18918 | 0.20374 | 0.24739 | 0.23284 | 0.20374 | 2021 | 0.20374 | 0.16008 | 0.26195 | 0.21829 | 0.18918 | 2021 | 0.23284 | 0.21829 | 0.24739 | 0.17463 | 0.17463
| 2022 | 0.19316 | 0.20801 | 0.25259 | 0.23773 | 0.20801 | 2022 | 0.20801 | 0.16344 | 0.26745 | 0.22287 | 0.19316 | 2022 | 0.23773 | 0.22287 | 0.25259 | 0.1783 | 0.1783
| 2023 | 0.19721 | 0.21238 | 0.25789 | 0.24272 | 0.21238 | 2023 | 0.21238 | 0.16687 | 0.27306 | 0.22755 | 0.19721 | 2023 | 0.24272 | 0.22755 | 0.25789 | 0.18204 | 0.18204
| 2024 | 0.20135 | 0.21684 | 0.26331 | 0.24782 | 0.21684 | 2024 | 0.21684 | 0.17038 | 0.2788 | 0.23233 | 0.20135 | 2024 | 0.24782 | 0.23233 | 0.26331 | 0.18586 | 0.18586
0
1 | PV (1 yr) | 0.13 | 0.14 | 0.17 | 0.16 | 0.14 | PV (1 yr) | 0.14 | 0.11 | 0.18 | 0.15 | 0.13 | PV (1 yr) | 0.16 | 0.15 | 0.17 | 0.12 | 0.12
2 | PV (2 yr) | 0.25452 | 0.27409 | 0.33283 | 0.31325 | 0.27409 | PV (2 yr) | 0.27409 | 0.21536 | 0.35241 | 0.29367 | 0.25452 | PV (2 yr) | 0.31325 | 0.29367 | 0.33283 | 0.23494 | 0.23494
3 | PV (3 yr) | 0.37364 | 0.40238 | 0.4886 | 0.45986 | 0.40238 | PV (3 yr) | 0.40238 | 0.31616 | 0.51735 | 0.43112 | 0.37364 | PV (3 yr) | 0.45986 | 0.43112 | 0.4886 | 0.3449 | 0.3449
4 | PV (4 yr) | 0.48631 | 0.52372 | 0.63594 | 0.59853 | 0.52372 | PV (4 yr) | 0.52372 | 0.41149 | 0.67335 | 0.56112 | 0.48631 | PV (4 yr) | 0.59853 | 0.56112 | 0.63594 | 0.4489 | 0.4489
5 | PV (5 yr) | 0.59254 | 0.63812 | 0.77486 | 0.72928 | 0.63812 | PV (5 yr) | 0.63812 | 0.50138 | 0.82044 | 0.6837 | 0.59254 | PV (5 yr) | 0.72928 | 0.6837 | 0.77486 | 0.54696 | 0.54696
6 | PV (6 yr) | 0.6926 | 0.74587 | 0.9057 | 0.85243 | 0.74587 | PV (6 yr) | 0.74587 | 0.58604 | 0.95898 | 0.79915 | 0.6926 | PV (6 yr) | 0.85243 | 0.79915 | 0.9057 | 0.63932 | 0.63932
7 | PV (7 yr) | 0.78683 | 0.84736 | 1.0289 | 0.96841 | 0.84736 | PV (7 yr) | 0.84736 | 0.66578 | 1.0895 | 0.90788 | 0.78683 | PV (7 yr) | 0.96841 | 0.90788 | 1.0289 | 0.72631 | 0.72631
8 | PV (8 yr) | 0.87565 | 0.94301 | 1.1451 | 1.0777 | 0.94301 | PV (8 yr) | 0.94301 | 0.74093 | 1.2124 | 1.0104 | 0.87565 | PV (8 yr) | 1.0777 | 1.0104 | 1.1451 | 0.80829 | 0.80829
9 | PV (9 yr) | 0.95945 | 1.0333 | 1.2547 | 1.1809 | 1.0333 | PV (9 yr) | 1.0333 | 0.81185 | 1.3285 | 1.1071 | 0.95945 | PV (9 yr) | 1.1809 | 1.1071 | 1.2547 | 0.88565 | 0.88565
10 | PV (10 yr) | 1.0386 | 1.1185 | 1.3581 | 1.2782 | 1.1185 | PV (10 yr) | 1.1185 | 0.87879 | 1.438 | 1.1984 | 1.0386 | PV (10 yr) | 1.2782 | 1.1984 | 1.3581 | 0.95868 | 0.95868
11 | PV (11 yr) | 1.1133 | 1.1989 | 1.4558 | 1.3702 | 1.1989 | PV (11 yr) | 1.1989 | 0.94199 | 1.5414 | 1.2845 | 1.1133 | PV (11 yr) | 1.3702 | 1.2845 | 1.4558 | 1.0276 | 1.0276
12 | PV (12 yr) | 1.1838 | 1.2749 | 1.548 | 1.457 | 1.2749 | PV (12 yr) | 1.2749 | 1.0017 | 1.6391 | 1.3659 | 1.1838 | PV (12 yr) | 1.457 | 1.3659 | 1.548 | 1.0927 | 1.0927
13 | PV (13 yr) | 1.2504 | 1.3466 | 1.6351 | 1.5389 | 1.3466 | PV (13 yr) | 1.3466 | 1.058 | 1.7313 | 1.4427 | 1.2504 | PV (13 yr) | 1.5389 | 1.4427 | 1.6351 | 1.1542 | 1.1542
14 | PV (14 yr) | 1.3132 | 1.4143 | 1.7173 | 1.6163 | 1.4143 | PV (14 yr) | 1.4143 | 1.1112 | 1.8183 | 1.5153 | 1.3132 | PV (14 yr) | 1.6163 | 1.5153 | 1.7173 | 1.2122 | 1.2122
15 | PV (15 yr) | 1.3726 | 1.4782 | 1.7949 | 1.6893 | 1.4782 | PV (15 yr) | 1.4782 | 1.1614 | 1.9005 | 1.5837 | 1.3726 | PV (15 yr) | 1.6893 | 1.5837 | 1.7949 | 1.267 | 1.267
16 | PV (16 yr) | 1.4286 | 1.5385 | 1.8682 | 1.7583 | 1.5385 | PV (16 yr) | 1.5385 | 1.2088 | 1.9781 | 1.6484 | 1.4286 | PV (16 yr) | 1.7583 | 1.6484 | 1.8682 | 1.3187 | 1.3187
17 | PV (17 yr) | 1.4815 | 1.5955 | 1.9373 | 1.8234 | 1.5955 | PV (17 yr) | 1.5955 | 1.2536 | 2.0513 | 1.7094 | 1.4815 | PV (17 yr) | 1.8234 | 1.7094 | 1.9373 | 1.3675 | 1.3675
18 | PV (18 yr) | 1.5314 | 1.6492 | 2.0027 | 1.8848 | 1.6492 | PV (18 yr) | 1.6492 | 1.2958 | 2.1205 | 1.767 | 1.5314 | PV (18 yr) | 1.8848 | 1.767 | 2.0027 | 1.4136 | 1.4136
19 | PV (19 yr) | 1.5786 | 1.7 | 2.0643 | 1.9429 | 1.7 | PV (19 yr) | 1.7 | 1.3357 | 2.1857 | 1.8214 | 1.5786 | PV (19 yr) | 1.9429 | 1.8214 | 2.0643 | 1.4572 | 1.4572
20 | PV (20 yr) | 1.6231 | 1.7479 | 2.1225 | 1.9977 | 1.7479 | PV (20 yr) | 1.7479 | 1.3734 | 2.2474 | 1.8728 | 1.6231 | PV (20 yr) | 1.9977 | 1.8728 | 2.1225 | 1.4982 | 1.4982
|  |  | Natural Gas ($/therm) | [5 empty] | Natural Gas ($/therm) | [5 empty] | Natural Gas ($/therm)
|  |  | PG&E | [5 empty] | SoCalGas | [5 empty] | SDG&E
|  | Residential | Agricultural | Small Commercial | Medium Commercial | Large Commerical |  | Residential | Agricultural | Small Commercial | Medium Commercial | Large Commerical |  | Residential | Agricultural | Small Commercial | Medium Commercial | Large Commerical
| 2004 | 0.89 |  | 0.87 | 0.73 | 0.67 | 2004 | 1.07 | 0.74 | 0.87 | 0.77 | 0.63 | 2004 | 1.31 |  | 0.93 | 0.81 | 0.63
| 2005 | 0.92194 |  | 0.90122 | 0.75619 | 0.69404 | 2005 | 1.1084 | 0.76655 | 0.90122 | 0.79763 | 0.65261 | 2005 | 1.357 |  | 0.96337 | 0.83906 | 0.65261
| 2006 | 0.95387 |  | 0.93244 | 0.78239 | 0.71808 | 2006 | 1.1468 | 0.79311 | 0.93244 | 0.82526 | 0.67521 | 2006 | 1.404 |  | 0.99674 | 0.86813 | 0.67521
| 2007 | 0.97573 |  | 0.95381 | 0.80032 | 0.73454 | 2007 | 1.1731 | 0.81128 | 0.95381 | 0.84417 | 0.69069 | 2007 | 1.4362 |  | 1.0196 | 0.88803 | 0.69069
| 2008 | 0.995 |  | 0.97264 | 0.81612 | 0.74904 | 2008 | 1.1962 | 0.8273 | 0.97264 | 0.86084 | 0.70433 | 2008 | 1.4645 |  | 1.0397 | 0.90556 | 0.70433
| 2009 | 1.0135 |  | 0.99071 | 0.83129 | 0.76296 | 2009 | 1.2185 | 0.84267 | 0.99071 | 0.87684 | 0.71741 | 2009 | 1.4918 |  | 1.059 | 0.92239 | 0.71741
| 2010 | 1.0323 |  | 1.0091 | 0.84672 | 0.77713 | 2010 | 1.2411 | 0.85832 | 1.0091 | 0.89312 | 0.73073 | 2010 | 1.5195 |  | 1.0787 | 0.93952 | 0.73073
| 2011 | 1.0523 |  | 1.0286 | 0.86311 | 0.79217 | 2011 | 1.2651 | 0.87494 | 1.0286 | 0.91041 | 0.74488 | 2011 | 1.5489 |  | 1.0996 | 0.9577 | 0.74488
| 2012 | 1.0738 |  | 1.0497 | 0.88077 | 0.80838 | 2012 | 1.291 | 0.89284 | 1.0497 | 0.92904 | 0.76012 | 2012 | 1.5806 |  | 1.1221 | 0.9773 | 0.76012
| 2013 | 1.0964 |  | 1.0717 | 0.89926 | 0.82535 | 2013 | 1.3181 | 0.91158 | 1.0717 | 0.94854 | 0.77607 | 2013 | 1.6137 |  | 1.1456 | 0.99781 | 0.77607
| 2014 | 1.1194 |  | 1.0942 | 0.91816 | 0.84269 | 2014 | 1.3458 | 0.93074 | 1.0942 | 0.96847 | 0.79238 | 2014 | 1.6477 |  | 1.1697 | 1.0188 | 0.79238
| 2015 | 1.1432 |  | 1.1175 | 0.93768 | 0.86061 | 2015 | 1.3744 | 0.95052 | 1.1175 | 0.98906 | 0.80923 | 2015 | 1.6827 |  | 1.1946 | 1.0404 | 0.80923
| 2016 | 1.1672 |  | 1.141 | 0.95738 | 0.87869 | 2016 | 1.4033 | 0.97049 | 1.141 | 1.0098 | 0.82623 | 2016 | 1.718 |  | 1.2197 | 1.0623 | 0.82623
| 2017 | 1.1917 |  | 1.1649 | 0.97744 | 0.8971 | 2017 | 1.4327 | 0.99083 | 1.1649 | 1.031 | 0.84354 | 2017 | 1.754 |  | 1.2452 | 1.0846 | 0.84354
| 2018 | 1.2167 |  | 1.1894 | 0.99799 | 0.91596 | 2018 | 1.4628 | 1.0117 | 1.1894 | 1.0527 | 0.86128 | 2018 | 1.7909 |  | 1.2714 | 1.1074 | 0.86128
| 2019 | 1.2422 |  | 1.2143 | 1.0189 | 0.93517 | 2019 | 1.4935 | 1.0329 | 1.2143 | 1.0747 | 0.87934 | 2019 | 1.8285 |  | 1.2981 | 1.1306 | 0.87934
| 2020 | 1.2685 |  | 1.24 | 1.0405 | 0.95496 | 2020 | 1.5251 | 1.0547 | 1.24 | 1.0975 | 0.89795 | 2020 | 1.8672 |  | 1.3255 | 1.1545 | 0.89795
| 2021 | 1.2952 |  | 1.2661 | 1.0623 | 0.97502 | 2021 | 1.5571 | 1.0769 | 1.2661 | 1.1205 | 0.91681 | 2021 | 1.9064 |  | 1.3534 | 1.1788 | 0.91681
| 2022 | 1.3224 |  | 1.2927 | 1.0846 | 0.99549 | 2022 | 1.5898 | 1.0995 | 1.2927 | 1.1441 | 0.93606 | 2022 | 1.9464 |  | 1.3818 | 1.2035 | 0.93606
| 2023 | 1.3501 |  | 1.3198 | 1.1074 | 1.0164 | 2023 | 1.6232 | 1.1226 | 1.3198 | 1.1681 | 0.95572 | 2023 | 1.9873 |  | 1.4108 | 1.2288 | 0.95572
| 2024 | 1.3785 |  | 1.3475 | 1.1307 | 1.0377 | 2024 | 1.6573 | 1.1462 | 1.3475 | 1.1926 | 0.97579 | 2024 | 2.029 |  | 1.4404 | 1.2546 | 0.97579
1 | PV (1 yr) | 0.89 |  | 0.87 | 0.73 | 0.67 | PV (1 yr) | 1.07 | 0.74 | 0.87 | 0.77 | 0.63 | PV (1 yr) | 1.31 |  | 0.93 | 0.81 | 0.63
2 | PV (2 yr) | 1.7425 |  | 1.7033 | 1.4292 | 1.3117 | PV (2 yr) | 2.0949 | 1.4488 | 1.7033 | 1.5075 | 1.2334 | PV (2 yr) | 2.5647 |  | 1.8208 | 1.5858 | 1.2334
3 | PV (3 yr) | 2.558 |  | 2.5005 | 2.0981 | 1.9257 | PV (3 yr) | 3.0753 | 2.1269 | 2.5005 | 2.2131 | 1.8107 | PV (3 yr) | 3.7651 |  | 2.6729 | 2.3281 | 1.8107
4 | PV (4 yr) | 3.3293 |  | 3.2545 | 2.7308 | 2.5064 | PV (4 yr) | 4.0027 | 2.7682 | 3.2545 | 2.8804 | 2.3567 | PV (4 yr) | 4.9005 |  | 3.479 | 3.0301 | 2.3567
5 | PV (5 yr) | 4.0566 |  | 3.9655 | 3.3274 | 3.0539 | PV (5 yr) | 4.8771 | 3.3729 | 3.9655 | 3.5097 | 2.8716 | PV (5 yr) | 5.971 |  | 4.239 | 3.692 | 2.8716
6 | PV (6 yr) | 4.7416 |  | 4.6351 | 3.8892 | 3.5695 | PV (6 yr) | 5.7006 | 3.9425 | 4.6351 | 4.1023 | 3.3564 | PV (6 yr) | 6.9793 |  | 4.9547 | 4.3154 | 3.3564
7 | PV (7 yr) | 5.3868 |  | 5.2657 | 4.4184 | 4.0552 | PV (7 yr) | 6.4762 | 4.4789 | 5.2657 | 4.6605 | 3.8131 | PV (7 yr) | 7.9288 |  | 5.6289 | 4.9026 | 3.8131
8 | PV (8 yr) | 5.9948 |  | 5.8601 | 4.9171 | 4.513 | PV (8 yr) | 7.2073 | 4.9845 | 5.8601 | 5.1865 | 4.2435 | PV (8 yr) | 8.8238 |  | 6.2643 | 5.456 | 4.2435
9 | PV (9 yr) | 6.5686 |  | 6.421 | 5.3877 | 4.9449 | PV (9 yr) | 7.897 | 5.4615 | 6.421 | 5.6829 | 4.6497 | PV (9 yr) | 9.6684 |  | 6.8638 | 5.9781 | 4.6497
10 | PV (10 yr) | 7.1102 |  | 6.9504 | 5.832 | 5.3526 | PV (10 yr) | 8.5482 | 5.9119 | 6.9504 | 6.1515 | 5.0331 | PV (10 yr) | 10.4656 |  | 7.4298 | 6.4711 | 5.0331
11 | PV (11 yr) | 7.6216 |  | 7.4503 | 6.2514 | 5.7376 | PV (11 yr) | 9.163 | 6.337 | 7.4503 | 6.5939 | 5.395 | PV (11 yr) | 11.2183 |  | 7.9641 | 6.9365 | 5.395
12 | PV (12 yr) | 8.1044 |  | 7.9223 | 6.6475 | 6.1011 | PV (12 yr) | 9.7435 | 6.7385 | 7.9223 | 7.0117 | 5.7368 | PV (12 yr) | 11.929 |  | 8.4687 | 7.3759 | 5.7368
13 | PV (13 yr) | 8.5603 |  | 8.3679 | 7.0214 | 6.4443 | PV (13 yr) | 10.2916 | 7.1176 | 8.3679 | 7.4061 | 6.0595 | PV (13 yr) | 12.6 |  | 8.945 | 7.7908 | 6.0595
14 | PV (14 yr) | 8.9906 |  | 8.7886 | 7.3743 | 6.7682 | PV (14 yr) | 10.809 | 7.4754 | 8.7886 | 7.7784 | 6.3642 | PV (14 yr) | 13.2334 |  | 9.3947 | 8.1825 | 6.3642
15 | PV (15 yr) | 9.3969 |  | 9.1857 | 7.7076 | 7.0741 | PV (15 yr) | 11.2974 | 7.8132 | 9.1857 | 8.1299 | 6.6517 | PV (15 yr) | 13.8314 |  | 9.8192 | 8.5522 | 6.6517
16 | PV (16 yr) | 9.7805 |  | 9.5607 | 8.0222 | 7.3628 | PV (16 yr) | 11.7585 | 8.1321 | 9.5607 | 8.4617 | 6.9232 | PV (16 yr) | 14.3959 |  | 10.22 | 8.9013 | 6.9232
17 | PV (17 yr) | 10.1426 |  | 9.9147 | 8.3192 | 7.6354 | PV (17 yr) | 12.1939 | 8.4332 | 9.9147 | 8.7751 | 7.1796 | PV (17 yr) | 14.929 |  | 10.5984 | 9.2309 | 7.1796
18 | PV (18 yr) | 10.4845 |  | 10.2489 | 8.5996 | 7.8928 | PV (18 yr) | 12.6049 | 8.7174 | 10.2489 | 9.0708 | 7.4216 | PV (18 yr) | 15.4322 |  | 10.9557 | 9.542 | 7.4216
19 | PV (19 yr) | 10.8072 |  | 10.5644 | 8.8644 | 8.1358 | PV (19 yr) | 12.993 | 8.9858 | 10.5644 | 9.3501 | 7.6501 | PV (19 yr) | 15.9073 |  | 11.2929 | 9.8358 | 7.6501
20 | PV (20 yr) | 11.1119 |  | 10.8622 | 9.1143 | 8.3652 | PV (20 yr) | 13.3593 | 9.2391 | 10.8622 | 9.6137 | 7.8658 | PV (20 yr) | 16.3558 |  | 11.6113 | 10.1131 | 7.8658
CEC GDP Deflator Series
|  | YEAR |  | INDEX | ANNUAL GROWTH RATE
|  | 2004 |  | 106.6029
|  | 2005 |  | 110.428 | 3.588%
|  | 2006 |  | 114.2532 | 3.464%
|  | 2007 |  | 116.8717 | 2.292%
|  | 2008 |  | 119.1795 | 1.975%
|  | 2009 |  | 121.3939 | 1.858%
|  | 2010 |  | 123.6481 | 1.857%
|  | 2011 |  | 126.0417 | 1.936%
|  | 2012 |  | 128.6207 | 2.046%
|  | 2013 |  | 131.3203 | 2.099%
|  | 2014 |  | 134.0798 | 2.101%
|  | 2015 |  | 136.9301 | 2.126%
|  | 2016 |  | 139.8071 | 2.101%
|  | 2017 |  | 142.7362 | 2.095%
|  | 2018 |  | 145.7379 | 2.103%
|  | 2019 |  | 148.7931 | 2.096%
|  | 2020 |  | 151.9431 | 2.117%
|  | 2021 |  | 155.1339 | 2.1%
|  | 2022 |  | 158.3917 | 2.1%
|  | 2023 |  | 161.7179 | 2.1%
|  | 2024 |  | 165.114 | 2.1%
|  | Source: | 1970 - 1985 Historic DRI-WEFA
1986-2003 UCLA March 2002
2004-2005 adjusted
2006 - 2020 UCLA September 2001
|  |  | 2021-2024 | escalated by growth rate of previous year

## LU - Levelized Cost Electric
#REF!
#REF!
#REF!
#REF!
TOTAL PROJECTED ANNUAL NET KWH PER YEAR |  |  | 210382163.064 | 210382163.064 | 210382163.064 | 210382163.064 | 208523353.464 | 208262129.784 | 208262129.784 | 208262129.784 | 61012504.488 | 61012504.488 | 59628850.728 | 55672402.728 | 55083043.368 | 55083043.368 | 55083043.368 | 47380673.0832 | 1665730.56 | 1665730.56 | 1665730.56 | 1665730.56
MEASURE / ACTIVITY NAME Provide Measure Descriptions in Proposal Narrative | EUL | PROJECTED ANNUAL NET KWH SAVINGS | 1st Year Net Savings | 2nd Year Net Savings | 3rd Year Net Savings | 4th Year Net Savings | 5th Year Net Savings | 6th Year Net Savings | 7th Year Net Savings | 8th Year Net Savings | 9th Year Net Savings | 10th Year Net Savings | 11th Year Net Savings | 12th Year Net Savings | 13th Year Net Savings | 14th Year Net Savings | 15th Year Net Savings | 16th Year Net Savings | 17th Year Net Savings | 18th Year Net Savings | 19th Year Net Savings | 20th Year Net Savings
HVAC | 0 | 0 | 0 | 0 | 0 | 0 | 0 | 0 | 0 | 0 | 0 | 0 | 0 | 0 | 0 | 0 | 0 | 0 | 0 | 0 | 0 | 0
Package Terminal Air Conditioners | 15 | 3617255.8848 | 3617255.8848 | 3617255.8848 | 3617255.8848 | 3617255.8848 | 3617255.8848 | 3617255.8848 | 3617255.8848 | 3617255.8848 | 3617255.8848 | 3617255.8848 | 3617255.8848 | 3617255.8848 | 3617255.8848 | 3617255.8848 | 3617255.8848 | 0 | 0 | 0 | 0 | 0
Package single Tier 1-air cooled | 15 | 0 | 0 | 0 | 0 | 0 | 0 | 0 | 0 | 0 | 0 | 0 | 0 | 0 | 0 | 0 | 0 | 0 | 0 | 0 | 0 | 0
Split System single Tier 1- air cooled | 15 | 0 | 0 | 0 | 0 | 0 | 0 | 0 | 0 | 0 | 0 | 0 | 0 | 0 | 0 | 0 | 0 | 0 | 0 | 0 | 0 | 0
Package single Tier 2 - air cooled | 15 | 0 | 0 | 0 | 0 | 0 | 0 | 0 | 0 | 0 | 0 | 0 | 0 | 0 | 0 | 0 | 0 | 0 | 0 | 0 | 0 | 0
Split System single Tier 2- air cooled | 15 | 0 | 0 | 0 | 0 | 0 | 0 | 0 | 0 | 0 | 0 | 0 | 0 | 0 | 0 | 0 | 0 | 0 | 0 | 0 | 0 | 0
Package single Tier 3 - air cooled | 15 | 0 | 0 | 0 | 0 | 0 | 0 | 0 | 0 | 0 | 0 | 0 | 0 | 0 | 0 | 0 | 0 | 0 | 0 | 0 | 0 | 0
Split System Tier 3 - air cooled | 15 | 0 | 0 | 0 | 0 | 0 | 0 | 0 | 0 | 0 | 0 | 0 | 0 | 0 | 0 | 0 | 0 | 0 | 0 | 0 | 0 | 0
65-135kBTU air cooled, package or split Tier 2 | 15 | 0 | 0 | 0 | 0 | 0 | 0 | 0 | 0 | 0 | 0 | 0 | 0 | 0 | 0 | 0 | 0 | 0 | 0 | 0 | 0 | 0
65-135kBTU water/evap cooled, package or split Tier 2 | 15 | 0 | 0 | 0 | 0 | 0 | 0 | 0 | 0 | 0 | 0 | 0 | 0 | 0 | 0 | 0 | 0 | 0 | 0 | 0 | 0 | 0
135-240 kBTU air cooled, package or split Tier 2 | 15 | 0 | 0 | 0 | 0 | 0 | 0 | 0 | 0 | 0 | 0 | 0 | 0 | 0 | 0 | 0 | 0 | 0 | 0 | 0 | 0 | 0
135-240 kBTU water/evap cooled, package or split Tier 2 | 15 | 0 | 0 | 0 | 0 | 0 | 0 | 0 | 0 | 0 | 0 | 0 | 0 | 0 | 0 | 0 | 0 | 0 | 0 | 0 | 0 | 0
>240 kBTU air cooled, package or split Tier 2 | 15 | 0 | 0 | 0 | 0 | 0 | 0 | 0 | 0 | 0 | 0 | 0 | 0 | 0 | 0 | 0 | 0 | 0 | 0 | 0 | 0 | 0
Variable-Frequency Drives - HVAC Fans | 15 | 679507.2 | 679507.2 | 679507.2 | 679507.2 | 679507.2 | 679507.2 | 679507.2 | 679507.2 | 679507.2 | 679507.2 | 679507.2 | 679507.2 | 679507.2 | 679507.2 | 679507.2 | 679507.2 | 0 | 0 | 0 | 0 | 0
Setback Programmable Thermostats | 11 | 3929280 | 3929280 | 3929280 | 3929280 | 3929280 | 3929280 | 3929280 | 3929280 | 3929280 | 3929280 | 3929280 | 3929280 | 0 | 0 | 0 | 0 | 0 | 0 | 0 | 0 | 0
Reflective Window Film - Coastal | 10 | 61925.76 | 61925.76 | 61925.76 | 61925.76 | 61925.76 | 61925.76 | 61925.76 | 61925.76 | 61925.76 | 61925.76 | 61925.76 | 0 | 0 | 0 | 0 | 0 | 0 | 0 | 0 | 0 | 0
Reflective Window Film - Inland | 10 | 838164.48 | 838164.48 | 838164.48 | 838164.48 | 838164.48 | 838164.48 | 838164.48 | 838164.48 | 838164.48 | 838164.48 | 838164.48 | 0 | 0 | 0 | 0 | 0 | 0 | 0 | 0 | 0 | 0
Reflective Window Film - Desert | 10 | 243164.16 | 243164.16 | 243164.16 | 243164.16 | 243164.16 | 243164.16 | 243164.16 | 243164.16 | 243164.16 | 243164.16 | 243164.16 | 0 | 0 | 0 | 0 | 0 | 0 | 0 | 0 | 0 | 0
Evaporative Coolers | 15 | 154800 | 154800 | 154800 | 154800 | 154800 | 154800 | 154800 | 154800 | 154800 | 154800 | 154800 | 154800 | 154800 | 154800 | 154800 | 154800 | 0 | 0 | 0 | 0 | 0
Cool Roof | 15 | 3232490.4 | 3232490.4 | 3232490.4 | 3232490.4 | 3232490.4 | 3232490.4 | 3232490.4 | 3232490.4 | 3232490.4 | 3232490.4 | 3232490.4 | 3232490.4 | 3232490.4 | 3232490.4 | 3232490.4 | 3232490.4 | 0 | 0 | 0 | 0 | 0
Lighting | 0 | 0 | 0 | 0 | 0 | 0 | 0 | 0 | 0 | 0 | 0 | 0 | 0 | 0 | 0 | 0 | 0 | 0 | 0 | 0 | 0 | 0
Screw-in Compact Fluorescent Lamp, 5 - 13 watts | 8 | 566346.7872 | 566346.7872 | 566346.7872 | 566346.7872 | 566346.7872 | 566346.7872 | 566346.7872 | 566346.7872 | 566346.7872 | 0 | 0 | 0 | 0 | 0 | 0 | 0 | 0 | 0 | 0 | 0 | 0
Screw-in Compact Fluorescent Lamp, 14-26 watts | 8 | 111642422.6016 | 111642422.6016 | 111642422.6016 | 111642422.6016 | 111642422.6016 | 111642422.6016 | 111642422.6016 | 111642422.6016 | 111642422.6016 | 0 | 0 | 0 | 0 | 0 | 0 | 0 | 0 | 0 | 0 | 0 | 0
Screw-in Compact Fluorescent Lamp, 14-26 watts w/ reflector | 8 | 4452624 | 4452624 | 4452624 | 4452624 | 4452624 | 4452624 | 4452624 | 4452624 | 4452624 | 0 | 0 | 0 | 0 | 0 | 0 | 0 | 0 | 0 | 0 | 0 | 0
Screw-in Compact Fluorescent Lamp, >=27watts | 8 | 25084896.2496 | 25084896.2496 | 25084896.2496 | 25084896.2496 | 25084896.2496 | 25084896.2496 | 25084896.2496 | 25084896.2496 | 25084896.2496 | 0 | 0 | 0 | 0 | 0 | 0 | 0 | 0 | 0 | 0 | 0 | 0
Hardwired Fluorescent Fixture, 5-13 watts | 16 | 369567.792 | 369567.792 | 369567.792 | 369567.792 | 369567.792 | 369567.792 | 369567.792 | 369567.792 | 369567.792 | 369567.792 | 369567.792 | 369567.792 | 369567.792 | 369567.792 | 369567.792 | 369567.792 | 369567.792 | 0 | 0 | 0 | 0
Hardwired Fluorescent Fixture, 14-26 watts | 16 | 1287357.0432 | 1287357.0432 | 1287357.0432 | 1287357.0432 | 1287357.0432 | 1287357.0432 | 1287357.0432 | 1287357.0432 | 1287357.0432 | 1287357.0432 | 1287357.0432 | 1287357.0432 | 1287357.0432 | 1287357.0432 | 1287357.0432 | 1287357.0432 | 1287357.0432 | 0 | 0 | 0 | 0
Hardwired Fluorescent Fixture, 27-65 watts(incandescent basecase) | 16 | 1799741.6256 | 1799741.6256 | 1799741.6256 | 1799741.6256 | 1799741.6256 | 1799741.6256 | 1799741.6256 | 1799741.6256 | 1799741.6256 | 1799741.6256 | 1799741.6256 | 1799741.6256 | 1799741.6256 | 1799741.6256 | 1799741.6256 | 1799741.6256 | 1799741.6256 | 0 | 0 | 0 | 0
Hardwired Fluorescent Fixture, 27-65 watts(mercury vapor basecase) | 16 | 16874.9952 | 16874.9952 | 16874.9952 | 16874.9952 | 16874.9952 | 16874.9952 | 16874.9952 | 16874.9952 | 16874.9952 | 16874.9952 | 16874.9952 | 16874.9952 | 16874.9952 | 16874.9952 | 16874.9952 | 16874.9952 | 16874.9952 | 0 | 0 | 0 | 0
Hardwired Fluorescent Fixture, 66-90 watts(incandescent base case) | 16 | 194296.32 | 194296.32 | 194296.32 | 194296.32 | 194296.32 | 194296.32 | 194296.32 | 194296.32 | 194296.32 | 194296.32 | 194296.32 | 194296.32 | 194296.32 | 194296.32 | 194296.32 | 194296.32 | 194296.32 | 0 | 0 | 0 | 0
Hardwired Fluorescent Fixture, 66-90 watts(mercury vapor base case) | 16 | 10434.432 | 10434.432 | 10434.432 | 10434.432 | 10434.432 | 10434.432 | 10434.432 | 10434.432 | 10434.432 | 10434.432 | 10434.432 | 10434.432 | 10434.432 | 10434.432 | 10434.432 | 10434.432 | 10434.432 | 0 | 0 | 0 | 0
Hardwired Fluorescent Fixture, >90 watts(incandescent base case) | 16 | 262300.032 | 262300.032 | 262300.032 | 262300.032 | 262300.032 | 262300.032 | 262300.032 | 262300.032 | 262300.032 | 262300.032 | 262300.032 | 262300.032 | 262300.032 | 262300.032 | 262300.032 | 262300.032 | 262300.032 | 0 | 0 | 0 | 0
Hardwired Fluorescent Fixture, >90 watts(mercury vapor base case) | 16 | 0 | 0 | 0 | 0 | 0 | 0 | 0 | 0 | 0 | 0 | 0 | 0 | 0 | 0 | 0 | 0 | 0 | 0 | 0 | 0 | 0
Induction Lamps and fixtures 55 - 100 watts | 16 | 16191.36 | 16191.36 | 16191.36 | 16191.36 | 16191.36 | 16191.36 | 16191.36 | 16191.36 | 16191.36 | 16191.36 | 16191.36 | 16191.36 | 16191.36 | 16191.36 | 16191.36 | 16191.36 | 16191.36 | 0 | 0 | 0 | 0
Induction Lamps and fixtures >100 watts | 16 | 0 | 0 | 0 | 0 | 0 | 0 | 0 | 0 | 0 | 0 | 0 | 0 | 0 | 0 | 0 | 0 | 0 | 0 | 0 | 0 | 0
LED Exit Sign | 16 | 1686528 | 1686528 | 1686528 | 1686528 | 1686528 | 1686528 | 1686528 | 1686528 | 1686528 | 1686528 | 1686528 | 1686528 | 1686528 | 1686528 | 1686528 | 1686528 | 1686528 | 0 | 0 | 0 | 0
LED Channel Signage (Red) indoor <2ft | 16 | 0 | 0 | 0 | 0 | 0 | 0 | 0 | 0 | 0 | 0 | 0 | 0 | 0 | 0 | 0 | 0 | 0 | 0 | 0 | 0 | 0
LED Channel Signage (Red) indoor >2ft | 16 | 0 | 0 | 0 | 0 | 0 | 0 | 0 | 0 | 0 | 0 | 0 | 0 | 0 | 0 | 0 | 0 | 0 | 0 | 0 | 0 | 0
LED Channel Signage (Red) outdoor <2ft | 16 | 0 | 0 | 0 | 0 | 0 | 0 | 0 | 0 | 0 | 0 | 0 | 0 | 0 | 0 | 0 | 0 | 0 | 0 | 0 | 0 | 0
LED Channel Signage (Red) outdoor >2ft | 16 | 22453.632 | 22453.632 | 22453.632 | 22453.632 | 22453.632 | 22453.632 | 22453.632 | 22453.632 | 22453.632 | 22453.632 | 22453.632 | 22453.632 | 22453.632 | 22453.632 | 22453.632 | 22453.632 | 22453.632 | 0 | 0 | 0 | 0
T-8 or T-5 Lamp and Electronic ballast - 2 foot Installed | 16 | 148628.5891 | 148628.5891 | 148628.5891 | 148628.5891 | 148628.5891 | 148628.5891 | 148628.5891 | 148628.5891 | 148628.5891 | 148628.5891 | 148628.5891 | 148628.5891 | 148628.5891 | 148628.5891 | 148628.5891 | 148628.5891 | 148628.5891 | 0 | 0 | 0 | 0
T-8 or T-5 Lamp and Electronic, 2-foot lamp removed | 16 | 50598 | 50598 | 50598 | 50598 | 50598 | 50598 | 50598 | 50598 | 50598 | 50598 | 50598 | 50598 | 50598 | 50598 | 50598 | 50598 | 50598 | 0 | 0 | 0 | 0
T-8 or T-5 Lamp and Electronic ballast - 3 foot Installed | 16 | 43511.5814 | 43511.5814 | 43511.5814 | 43511.5814 | 43511.5814 | 43511.5814 | 43511.5814 | 43511.5814 | 43511.5814 | 43511.5814 | 43511.5814 | 43511.5814 | 43511.5814 | 43511.5814 | 43511.5814 | 43511.5814 | 43511.5814 | 0 | 0 | 0 | 0
T-8 or T-5 Lamp and Electronic, 3-foot lamp removed | 16 | 15039.9744 | 15039.9744 | 15039.9744 | 15039.9744 | 15039.9744 | 15039.9744 | 15039.9744 | 15039.9744 | 15039.9744 | 15039.9744 | 15039.9744 | 15039.9744 | 15039.9744 | 15039.9744 | 15039.9744 | 15039.9744 | 15039.9744 | 0 | 0 | 0 | 0
T-8 or T-5 Lamp and Electronic ballast - 4 foot Installed | 16 | 21744107.7542 | 21744107.7542 | 21744107.7542 | 21744107.7542 | 21744107.7542 | 21744107.7542 | 21744107.7542 | 21744107.7542 | 21744107.7542 | 21744107.7542 | 21744107.7542 | 21744107.7542 | 21744107.7542 | 21744107.7542 | 21744107.7542 | 21744107.7542 | 21744107.7542 | 0 | 0 | 0 | 0
T-8 or T5 Lamp and Electronic, 4-foot lamp removed | 16 | 13150595.6064 | 13150595.6064 | 13150595.6064 | 13150595.6064 | 13150595.6064 | 13150595.6064 | 13150595.6064 | 13150595.6064 | 13150595.6064 | 13150595.6064 | 13150595.6064 | 13150595.6064 | 13150595.6064 | 13150595.6064 | 13150595.6064 | 13150595.6064 | 13150595.6064 | 0 | 0 | 0 | 0
T-8 or T-5 Lamp and Electronic, 8-foot lamp installed | 16 | 735168.7008 | 735168.7008 | 735168.7008 | 735168.7008 | 735168.7008 | 735168.7008 | 735168.7008 | 735168.7008 | 735168.7008 | 735168.7008 | 735168.7008 | 735168.7008 | 735168.7008 | 735168.7008 | 735168.7008 | 735168.7008 | 735168.7008 | 0 | 0 | 0 | 0
T-8 or T-5 Lamp and Electronic, 8-foot lamp removed | 16 | 1013345.2608 | 1013345.2608 | 1013345.2608 | 1013345.2608 | 1013345.2608 | 1013345.2608 | 1013345.2608 | 1013345.2608 | 1013345.2608 | 1013345.2608 | 1013345.2608 | 1013345.2608 | 1013345.2608 | 1013345.2608 | 1013345.2608 | 1013345.2608 | 1013345.2608 | 0 | 0 | 0 | 0
Electronic Ballast, Non-Dimming | 16 | 24367.9968 | 24367.9968 | 24367.9968 | 24367.9968 | 24367.9968 | 24367.9968 | 24367.9968 | 24367.9968 | 24367.9968 | 24367.9968 | 24367.9968 | 24367.9968 | 24367.9968 | 24367.9968 | 24367.9968 | 24367.9968 | 24367.9968 | 0 | 0 | 0 | 0
Electronic Ballast, Dimming(with daylighting) | 16 | 962162.5728 | 962162.5728 | 962162.5728 | 962162.5728 | 962162.5728 | 962162.5728 | 962162.5728 | 962162.5728 | 962162.5728 | 962162.5728 | 962162.5728 | 962162.5728 | 962162.5728 | 962162.5728 | 962162.5728 | 962162.5728 | 962162.5728 | 0 | 0 | 0 | 0
Interior pulse start HID fixture 0-35 watts incandescent basecase | 16 | 0 | 0 | 0 | 0 | 0 | 0 | 0 | 0 | 0 | 0 | 0 | 0 | 0 | 0 | 0 | 0 | 0 | 0 | 0 | 0 | 0
Interior pulse start HID fixture 0-35 watts mercury vapor basecase | 16 | 0 | 0 | 0 | 0 | 0 | 0 | 0 | 0 | 0 | 0 | 0 | 0 | 0 | 0 | 0 | 0 | 0 | 0 | 0 | 0 | 0
Interior pulse start HID fixture 36-70 watts incandescent basecase | 16 | 0 | 0 | 0 | 0 | 0 | 0 | 0 | 0 | 0 | 0 | 0 | 0 | 0 | 0 | 0 | 0 | 0 | 0 | 0 | 0 | 0
Interior pulse start HID fixture 36-70 watts mercury vapor basecase | 16 | 29279.376 | 29279.376 | 29279.376 | 29279.376 | 29279.376 | 29279.376 | 29279.376 | 29279.376 | 29279.376 | 29279.376 | 29279.376 | 29279.376 | 29279.376 | 29279.376 | 29279.376 | 29279.376 | 29279.376 | 0 | 0 | 0 | 0
Interior pulse start HID fixture 71-100 watts incandescent basecase | 16 | 90752.5728 | 90752.5728 | 90752.5728 | 90752.5728 | 90752.5728 | 90752.5728 | 90752.5728 | 90752.5728 | 90752.5728 | 90752.5728 | 90752.5728 | 90752.5728 | 90752.5728 | 90752.5728 | 90752.5728 | 90752.5728 | 90752.5728 | 0 | 0 | 0 | 0
Interior pulse start HID fixture 71-100 watts mercury vapor basecase | 16 | 7025.2512 | 7025.2512 | 7025.2512 | 7025.2512 | 7025.2512 | 7025.2512 | 7025.2512 | 7025.2512 | 7025.2512 | 7025.2512 | 7025.2512 | 7025.2512 | 7025.2512 | 7025.2512 | 7025.2512 | 7025.2512 | 7025.2512 | 0 | 0 | 0 | 0
Interior pulse start HID fixture 101-175 watts incandescent basecase | 16 | 41737.728 | 41737.728 | 41737.728 | 41737.728 | 41737.728 | 41737.728 | 41737.728 | 41737.728 | 41737.728 | 41737.728 | 41737.728 | 41737.728 | 41737.728 | 41737.728 | 41737.728 | 41737.728 | 41737.728 | 0 | 0 | 0 | 0
Interior pulse start HID fixture 101-175 watts mercury vapro basecase | 16 | 2698.56 | 2698.56 | 2698.56 | 2698.56 | 2698.56 | 2698.56 | 2698.56 | 2698.56 | 2698.56 | 2698.56 | 2698.56 | 2698.56 | 2698.56 | 2698.56 | 2698.56 | 2698.56 | 2698.56 | 0 | 0 | 0 | 0
Interior pulse start HID fixture 176 - 250 watts mercury vapro basecase | 16 | 98227.584 | 98227.584 | 98227.584 | 98227.584 | 98227.584 | 98227.584 | 98227.584 | 98227.584 | 98227.584 | 98227.584 | 98227.584 | 98227.584 | 98227.584 | 98227.584 | 98227.584 | 98227.584 | 98227.584 | 0 | 0 | 0 | 0
Interior pulse start HID fixture 176-250 watts incandescent basecase | 16 | 54025.1712 | 54025.1712 | 54025.1712 | 54025.1712 | 54025.1712 | 54025.1712 | 54025.1712 | 54025.1712 | 54025.1712 | 54025.1712 | 54025.1712 | 54025.1712 | 54025.1712 | 54025.1712 | 54025.1712 | 54025.1712 | 54025.1712 | 0 | 0 | 0 | 0
Interior pulse start HID fixture 251 - 400 watts mercury vapro basecase | 16 | 0 | 0 | 0 | 0 | 0 | 0 | 0 | 0 | 0 | 0 | 0 | 0 | 0 | 0 | 0 | 0 | 0 | 0 | 0 | 0 | 0
Interior pulse start HID fixture 251-400 watts incandescent basecase | 16 | 427721.76 | 427721.76 | 427721.76 | 427721.76 | 427721.76 | 427721.76 | 427721.76 | 427721.76 | 427721.76 | 427721.76 | 427721.76 | 427721.76 | 427721.76 | 427721.76 | 427721.76 | 427721.76 | 427721.76 | 0 | 0 | 0 | 0
Exterior pulse start HID fixture 0-100 watts incandescent basecase | 16 | 0 | 0 | 0 | 0 | 0 | 0 | 0 | 0 | 0 | 0 | 0 | 0 | 0 | 0 | 0 | 0 | 0 | 0 | 0 | 0 | 0
Exterior pulse start HID fixture 0-100 watts mercury vapor basecase | 16 | 127534.3872 | 127534.3872 | 127534.3872 | 127534.3872 | 127534.3872 | 127534.3872 | 127534.3872 | 127534.3872 | 127534.3872 | 127534.3872 | 127534.3872 | 127534.3872 | 127534.3872 | 127534.3872 | 127534.3872 | 127534.3872 | 127534.3872 | 0 | 0 | 0 | 0
Exterior pulse start HID fixture 101-175 watts incandescent basecase | 16 | 0 | 0 | 0 | 0 | 0 | 0 | 0 | 0 | 0 | 0 | 0 | 0 | 0 | 0 | 0 | 0 | 0 | 0 | 0 | 0 | 0
Exterior pulse start HID fixture 101-175 watts mercury vapor basecas | 16 | 0 | 0 | 0 | 0 | 0 | 0 | 0 | 0 | 0 | 0 | 0 | 0 | 0 | 0 | 0 | 0 | 0 | 0 | 0 | 0 | 0
Exterior pulse start HID fixture > 176 watts incandescent basecase | 16 | 85459.7568 | 85459.7568 | 85459.7568 | 85459.7568 | 85459.7568 | 85459.7568 | 85459.7568 | 85459.7568 | 85459.7568 | 85459.7568 | 85459.7568 | 85459.7568 | 85459.7568 | 85459.7568 | 85459.7568 | 85459.7568 | 85459.7568 | 0 | 0 | 0 | 0
Exterior pulse start HID fixture > 176 watts mercury vapor basecase | 16 | 256656.7872 | 256656.7872 | 256656.7872 | 256656.7872 | 256656.7872 | 256656.7872 | 256656.7872 | 256656.7872 | 256656.7872 | 256656.7872 | 256656.7872 | 256656.7872 | 256656.7872 | 256656.7872 | 256656.7872 | 256656.7872 | 256656.7872 | 0 | 0 | 0 | 0
Ceramic Metal Halide (CMH) ,75 watts | 16 | 65197.44 | 65197.44 | 65197.44 | 65197.44 | 65197.44 | 65197.44 | 65197.44 | 65197.44 | 65197.44 | 65197.44 | 65197.44 | 65197.44 | 65197.44 | 65197.44 | 65197.44 | 65197.44 | 65197.44 | 0 | 0 | 0 | 0
Interior Pulse Start Metal Halide (400 W replacements) | 10 | 240399.36 | 240399.36 | 240399.36 | 240399.36 | 240399.36 | 240399.36 | 240399.36 | 240399.36 | 240399.36 | 240399.36 | 240399.36 | 0 | 0 | 0 | 0 | 0 | 0 | 0 | 0 | 0 | 0
Interior HO T-5 4 lamp fixture retrofits | 16 | 848117.76 | 848117.76 | 848117.76 | 848117.76 | 848117.76 | 848117.76 | 848117.76 | 848117.76 | 848117.76 | 848117.76 | 848117.76 | 848117.76 | 848117.76 | 848117.76 | 848117.76 | 848117.76 | 848117.76 | 0 | 0 | 0 | 0
Occupancy Sensor wall mounted | 8 | 0 | 0 | 0 | 0 | 0 | 0 | 0 | 0 | 0 | 0 | 0 | 0 | 0 | 0 | 0 | 0 | 0 | 0 | 0 | 0 | 0
Occupancy Sensor ceiling mounted | 8 | 3039837.888 | 3039837.888 | 3039837.888 | 3039837.888 | 3039837.888 | 3039837.888 | 3039837.888 | 3039837.888 | 3039837.888 | 0 | 0 | 0 | 0 | 0 | 0 | 0 | 0 | 0 | 0 | 0 | 0
Plug Load sensor | 8 | 1333115.6256 | 1333115.6256 | 1333115.6256 | 1333115.6256 | 1333115.6256 | 1333115.6256 | 1333115.6256 | 1333115.6256 | 1333115.6256 | 0 | 0 | 0 | 0 | 0 | 0 | 0 | 0 | 0 | 0 | 0 | 0
Photocell | 8 | 1032289.152 | 1032289.152 | 1032289.152 | 1032289.152 | 1032289.152 | 1032289.152 | 1032289.152 | 1032289.152 | 1032289.152 | 0 | 0 | 0 | 0 | 0 | 0 | 0 | 0 | 0 | 0 | 0 | 0
Timeclock | 8 | 92290.752 | 92290.752 | 92290.752 | 92290.752 | 92290.752 | 92290.752 | 92290.752 | 92290.752 | 92290.752 | 0 | 0 | 0 | 0 | 0 | 0 | 0 | 0 | 0 | 0 | 0 | 0
Refrigeration | 0 | 0 | 0 | 0 | 0 | 0 | 0 | 0 | 0 | 0 | 0 | 0 | 0 | 0 | 0 | 0 | 0 | 0 | 0 | 0 | 0 | 0
Night Covers for Display Cases - med temp | 5 | 117926.4 | 117926.4 | 117926.4 | 117926.4 | 117926.4 | 117926.4 | 0 | 0 | 0 | 0 | 0 | 0 | 0 | 0 | 0 | 0 | 0 | 0 | 0 | 0 | 0
Night Covers for Display Cases - low temp | 5 | 103991.04 | 103991.04 | 103991.04 | 103991.04 | 103991.04 | 103991.04 | 0 | 0 | 0 | 0 | 0 | 0 | 0 | 0 | 0 | 0 | 0 | 0 | 0 | 0 | 0
Infiltration Barrier for Walk-ins (strip curtains) | 4 | 1858809.6 | 1858809.6 | 1858809.6 | 1858809.6 | 1858809.6 | 0 | 0 | 0 | 0 | 0 | 0 | 0 | 0 | 0 | 0 | 0 | 0 | 0 | 0 | 0 | 0
Retrofit Glass doors on open vertical display cases (Low Temp) | 12 | 0 | 0 | 0 | 0 | 0 | 0 | 0 | 0 | 0 | 0 | 0 | 0 | 0 | 0 | 0 | 0 | 0 | 0 | 0 | 0 | 0
Retrofit Glass doors on open vertical display cases (Medium Case) | 12 | 106444.8 | 106444.8 | 106444.8 | 106444.8 | 106444.8 | 106444.8 | 106444.8 | 106444.8 | 106444.8 | 106444.8 | 106444.8 | 106444.8 | 106444.8 | 0 | 0 | 0 | 0 | 0 | 0 | 0 | 0
Replace reach in case w/doors with hi eff case with special doors | 12 | 38223.36 | 38223.36 | 38223.36 | 38223.36 | 38223.36 | 38223.36 | 38223.36 | 38223.36 | 38223.36 | 38223.36 | 38223.36 | 38223.36 | 38223.36 | 0 | 0 | 0 | 0 | 0 | 0 | 0 | 0
New Low Temp reach in Display Case with doors( replace open) | 16 | 0 | 0 | 0 | 0 | 0 | 0 | 0 | 0 | 0 | 0 | 0 | 0 | 0 | 0 | 0 | 0 | 0 | 0 | 0 | 0 | 0
New Medium Temp reach in Display Case with Doors (replace open) | 16 | 12270.72 | 12270.72 | 12270.72 | 12270.72 | 12270.72 | 12270.72 | 12270.72 | 12270.72 | 12270.72 | 12270.72 | 12270.72 | 12270.72 | 12270.72 | 12270.72 | 12270.72 | 12270.72 | 12270.72 | 0 | 0 | 0 | 0
Special Doors with Low Anti-Sweat Heat low temp) | 12 | 0 | 0 | 0 | 0 | 0 | 0 | 0 | 0 | 0 | 0 | 0 | 0 | 0 | 0 | 0 | 0 | 0 | 0 | 0 | 0 | 0
Anti-Sweat Heat Controller | 8 | 0 | 0 | 0 | 0 | 0 | 0 | 0 | 0 | 0 | 0 | 0 | 0 | 0 | 0 | 0 | 0 | 0 | 0 | 0 | 0 | 0
Insulate Bare Suction Pipes | 11 | 27168 | 27168 | 27168 | 27168 | 27168 | 27168 | 27168 | 27168 | 27168 | 27168 | 27168 | 27168 | 0 | 0 | 0 | 0 | 0 | 0 | 0 | 0 | 0
Main door Cooler Door Gaskets (Walk-in) | 4 | 0 | 0 | 0 | 0 | 0 | 0 | 0 | 0 | 0 | 0 | 0 | 0 | 0 | 0 | 0 | 0 | 0 | 0 | 0 | 0 | 0
Main Door Freezer Door Gaskets( Walk-in) | 4 | 0 | 0 | 0 | 0 | 0 | 0 | 0 | 0 | 0 | 0 | 0 | 0 | 0 | 0 | 0 | 0 | 0 | 0 | 0 | 0 | 0
Auto-closer for Coolers | 8 | 5802.24 | 5802.24 | 5802.24 | 5802.24 | 5802.24 | 5802.24 | 5802.24 | 5802.24 | 5802.24 | 0 | 0 | 0 | 0 | 0 | 0 | 0 | 0 | 0 | 0 | 0 | 0
Auto-closer for Freezers | 8 | 0 | 0 | 0 | 0 | 0 | 0 | 0 | 0 | 0 | 0 | 0 | 0 | 0 | 0 | 0 | 0 | 0 | 0 | 0 | 0 | 0
Auto-closer for Glass Doors for Walk-In Coolers | 8 | 0 | 0 | 0 | 0 | 0 | 0 | 0 | 0 | 0 | 0 | 0 | 0 | 0 | 0 | 0 | 0 | 0 | 0 | 0 | 0 | 0
Oversized Air Cooled Condenser | 16 | 14966.4 | 14966.4 | 14966.4 | 14966.4 | 14966.4 | 14966.4 | 14966.4 | 14966.4 | 14966.4 | 14966.4 | 14966.4 | 14966.4 | 14966.4 | 14966.4 | 14966.4 | 14966.4 | 14966.4 | 0 | 0 | 0 | 0
Oversized Evaporative Cooled Condenser | 16 | 0 | 0 | 0 | 0 | 0 | 0 | 0 | 0 | 0 | 0 | 0 | 0 | 0 | 0 | 0 | 0 | 0 | 0 | 0 | 0 | 0
Air cooled to Evaporative cooled condensers -conventional | 16 | 0 | 0 | 0 | 0 | 0 | 0 | 0 | 0 | 0 | 0 | 0 | 0 | 0 | 0 | 0 | 0 | 0 | 0 | 0 | 0 | 0
Air cooled to Evaporative cooled condensers - multiplex | 16 | 0 | 0 | 0 | 0 | 0 | 0 | 0 | 0 | 0 | 0 | 0 | 0 | 0 | 0 | 0 | 0 | 0 | 0 | 0 | 0 | 0
Multiplex Compressor System air cooled | 12 | 0 | 0 | 0 | 0 | 0 | 0 | 0 | 0 | 0 | 0 | 0 | 0 | 0 | 0 | 0 | 0 | 0 | 0 | 0 | 0 | 0
Multiplex Compressor System - evap cooled | 12 | 0 | 0 | 0 | 0 | 0 | 0 | 0 | 0 | 0 | 0 | 0 | 0 | 0 | 0 | 0 | 0 | 0 | 0 | 0 | 0 | 0
Multiplex Compressor System w/ eff cond - air cooled | 12 | 0 | 0 | 0 | 0 | 0 | 0 | 0 | 0 | 0 | 0 | 0 | 0 | 0 | 0 | 0 | 0 | 0 | 0 | 0 | 0 | 0
Multiplex Compressor System w/ eff cond - evap cooled | 12 | 0 | 0 | 0 | 0 | 0 | 0 | 0 | 0 | 0 | 0 | 0 | 0 | 0 | 0 | 0 | 0 | 0 | 0 | 0 | 0 | 0
Floating Head Pressure Controller - air cooled | 16 | 0 | 0 | 0 | 0 | 0 | 0 | 0 | 0 | 0 | 0 | 0 | 0 | 0 | 0 | 0 | 0 | 0 | 0 | 0 | 0 | 0
Floating Head Pressure Controller - evap cooled | 16 | 0 | 0 | 0 | 0 | 0 | 0 | 0 | 0 | 0 | 0 | 0 | 0 | 0 | 0 | 0 | 0 | 0 | 0 | 0 | 0 | 0
Efficient Evaporator Fan Motors (SHP to PSC) | 16 | 0 | 0 | 0 | 0 | 0 | 0 | 0 | 0 | 0 | 0 | 0 | 0 | 0 | 0 | 0 | 0 | 0 | 0 | 0 | 0 | 0
Efficient Evaporator Fan Motors (SHP to ECM) | 16 | 0 | 0 | 0 | 0 | 0 | 0 | 0 | 0 | 0 | 0 | 0 | 0 | 0 | 0 | 0 | 0 | 0 | 0 | 0 | 0 | 0
High Efficiency Compressor | 15 | 0 | 0 | 0 | 0 | 0 | 0 | 0 | 0 | 0 | 0 | 0 | 0 | 0 | 0 | 0 | 0 | 0 | 0 | 0 | 0 | 0
Evaporative Fan Controller | 5 | 0 | 0 | 0 | 0 | 0 | 0 | 0 | 0 | 0 | 0 | 0 | 0 | 0 | 0 | 0 | 0 | 0 | 0 | 0 | 0 | 0
Vending Machine Controller | 15 | 18316.8 | 18316.8 | 18316.8 | 18316.8 | 18316.8 | 18316.8 | 18316.8 | 18316.8 | 18316.8 | 18316.8 | 18316.8 | 18316.8 | 18316.8 | 18316.8 | 18316.8 | 18316.8 | 0 | 0 | 0 | 0 | 0
Agricultural | 0 | 0 | 0 | 0 | 0 | 0 | 0 | 0 | 0 | 0 | 0 | 0 | 0 | 0 | 0 | 0 | 0 | 0 | 0 | 0 | 0 | 0
Sprinkler to Micro-Irrigation conversion | 20 | 1665730.56 | 1665730.56 | 1665730.56 | 1665730.56 | 1665730.56 | 1665730.56 | 1665730.56 | 1665730.56 | 1665730.56 | 1665730.56 | 1665730.56 | 1665730.56 | 1665730.56 | 1665730.56 | 1665730.56 | 1665730.56 | 1665730.56 | 1665730.56 | 1665730.56 | 1665730.56 | 1665730.56
Low pressure impact sprinkler nozzles( permanent) | 5 | 39306.24 | 39306.24 | 39306.24 | 39306.24 | 39306.24 | 39306.24 | 0 | 0 | 0 | 0 | 0 | 0 | 0 | 0 | 0 | 0 | 0 | 0 | 0 | 0 | 0
Low pressure impact sprinkler nozzles( portable) | 5 | 0 | 0 | 0 | 0 | 0 | 0 | 0 | 0 | 0 | 0 | 0 | 0 | 0 | 0 | 0 | 0 | 0 | 0 | 0 | 0 | 0
Variable Frequency Drives for Injectin Molding Machines | 15 | 0 | 0 | 0 | 0 | 0 | 0 | 0 | 0 | 0 | 0 | 0 | 0 | 0 | 0 | 0 | 0 | 0 | 0 | 0 | 0 | 0
Motors | 0 | 0 | 0 | 0 | 0 | 0 | 0 | 0 | 0 | 0 | 0 | 0 | 0 | 0 | 0 | 0 | 0 | 0 | 0 | 0 | 0 | 0
Motors 1-200 HP | 15 | 0 | 0 | 0 | 0 | 0 | 0 | 0 | 0 | 0 | 0 | 0 | 0 | 0 | 0 | 0 | 0 | 0 | 0 | 0 | 0 | 0
Food Service | 0 | 0 | 0 | 0 | 0 | 0 | 0 | 0 | 0 | 0 | 0 | 0 | 0 | 0 | 0 | 0 | 0 | 0 | 0 | 0 | 0 | 0
Pressureless Steamers <=0.4 kW idle | 12 | 254208 | 254208 | 254208 | 254208 | 254208 | 254208 | 254208 | 254208 | 254208 | 254208 | 254208 | 254208 | 254208 | 0 | 0 | 0 | 0 | 0 | 0 | 0 | 0
Pressureless Steamers <=0.2 kW idle | 12 | 179251.2 | 179251.2 | 179251.2 | 179251.2 | 179251.2 | 179251.2 | 179251.2 | 179251.2 | 179251.2 | 179251.2 | 179251.2 | 179251.2 | 179251.2 | 0 | 0 | 0 | 0 | 0 | 0 | 0 | 0
Insulated Holding Cabinet- Full Size <=.8 kW | 12 | 0 | 0 | 0 | 0 | 0 | 0 | 0 | 0 | 0 | 0 | 0 | 0 | 0 | 0 | 0 | 0 | 0 | 0 | 0 | 0 | 0
Insulated Holding Cabinet- Full Size <=.6 kW | 12 | 0 | 0 | 0 | 0 | 0 | 0 | 0 | 0 | 0 | 0 | 0 | 0 | 0 | 0 | 0 | 0 | 0 | 0 | 0 | 0 | 0
Insulated Holding Cabinet-Three Quarter Size <=.8 kW | 12 | 0 | 0 | 0 | 0 | 0 | 0 | 0 | 0 | 0 | 0 | 0 | 0 | 0 | 0 | 0 | 0 | 0 | 0 | 0 | 0 | 0
Insulated Holding Cabinet-Three Quarter Size <=.6 kW | 12 | 0 | 0 | 0 | 0 | 0 | 0 | 0 | 0 | 0 | 0 | 0 | 0 | 0 | 0 | 0 | 0 | 0 | 0 | 0 | 0 | 0
Insulated Holding Cabinet-Half Size <=.4 kW | 12 | 11232 | 11232 | 11232 | 11232 | 11232 | 11232 | 11232 | 11232 | 11232 | 11232 | 11232 | 11232 | 11232 | 0 | 0 | 0 | 0 | 0 | 0 | 0 | 0
Insulated Holding Cabinet-Half Size <=.3 kW | 12 | 0 | 0 | 0 | 0 | 0 | 0 | 0 | 0 | 0 | 0 | 0 | 0 | 0 | 0 | 0 | 0 | 0 | 0 | 0 | 0 | 0
0 | 0 | 0 | 0 | 0 | 0 | 0 | 0 | 0 | 0 | 0 | 0 | 0 | 0 | 0 | 0 | 0 | 0 | 0 | 0 | 0 | 0 | 0
0 | 0 | 0 | 0 | 0 | 0 | 0 | 0 | 0 | 0 | 0 | 0 | 0 | 0 | 0 | 0 | 0 | 0 | 0 | 0 | 0 | 0 | 0
0 | 0 | 0 | 0 | 0 | 0 | 0 | 0 | 0 | 0 | 0 | 0 | 0 | 0 | 0 | 0 | 0 | 0 | 0 | 0 | 0 | 0 | 0
0 | 0 | 0 | 0 | 0 | 0 | 0 | 0 | 0 | 0 | 0 | 0 | 0 | 0 | 0 | 0 | 0 | 0 | 0 | 0 | 0 | 0 | 0
0 | 0 | 0 | 0 | 0 | 0 | 0 | 0 | 0 | 0 | 0 | 0 | 0 | 0 | 0 | 0 | 0 | 0 | 0 | 0 | 0 | 0 | 0
0 | 0 | 0 | 0 | 0 | 0 | 0 | 0 | 0 | 0 | 0 | 0 | 0 | 0 | 0 | 0 | 0 | 0 | 0 | 0 | 0 | 0 | 0
0 | 0 | 0 | 0 | 0 | 0 | 0 | 0 | 0 | 0 | 0 | 0 | 0 | 0 | 0 | 0 | 0 | 0 | 0 | 0 | 0 | 0 | 0
0 | 0 | 0 | 0 | 0 | 0 | 0 | 0 | 0 | 0 | 0 | 0 | 0 | 0 | 0 | 0 | 0 | 0 | 0 | 0 | 0 | 0 | 0
0 | 0 | 0 | 0 | 0 | 0 | 0 | 0 | 0 | 0 | 0 | 0 | 0 | 0 | 0 | 0 | 0 | 0 | 0 | 0 | 0 | 0 | 0
0 | 0 | 0 | 0 | 0 | 0 | 0 | 0 | 0 | 0 | 0 | 0 | 0 | 0 | 0 | 0 | 0 | 0 | 0 | 0 | 0 | 0 | 0
0 | 0 | 0 | 0 | 0 | 0 | 0 | 0 | 0 | 0 | 0 | 0 | 0 | 0 | 0 | 0 | 0 | 0 | 0 | 0 | 0 | 0 | 0
0 | 0 | 0 | 0 | 0 | 0 | 0 | 0 | 0 | 0 | 0 | 0 | 0 | 0 | 0 | 0 | 0 | 0 | 0 | 0 | 0 | 0 | 0
0 | 0 | 0 | 0 | 0 | 0 | 0 | 0 | 0 | 0 | 0 | 0 | 0 | 0 | 0 | 0 | 0 | 0 | 0 | 0 | 0 | 0 | 0
0 | 0 | 0 | 0 | 0 | 0 | 0 | 0 | 0 | 0 | 0 | 0 | 0 | 0 | 0 | 0 | 0 | 0 | 0 | 0 | 0 | 0 | 0
0 | 0 | 0 | 0 | 0 | 0 | 0 | 0 | 0 | 0 | 0 | 0 | 0 | 0 | 0 | 0 | 0 | 0 | 0 | 0 | 0 | 0 | 0
0 | 0 | 0 | 0 | 0 | 0 | 0 | 0 | 0 | 0 | 0 | 0 | 0 | 0 | 0 | 0 | 0 | 0 | 0 | 0 | 0 | 0 | 0
0 | 0 | 0 | 0 | 0 | 0 | 0 | 0 | 0 | 0 | 0 | 0 | 0 | 0 | 0 | 0 | 0 | 0 | 0 | 0 | 0 | 0 | 0
0 | 0 | 0 | 0 | 0 | 0 | 0 | 0 | 0 | 0 | 0 | 0 | 0 | 0 | 0 | 0 | 0 | 0 | 0 | 0 | 0 | 0 | 0
0 | 0 | 0 | 0 | 0 | 0 | 0 | 0 | 0 | 0 | 0 | 0 | 0 | 0 | 0 | 0 | 0 | 0 | 0 | 0 | 0 | 0 | 0
0 | 0 | 0 | 0 | 0 | 0 | 0 | 0 | 0 | 0 | 0 | 0 | 0 | 0 | 0 | 0 | 0 | 0 | 0 | 0 | 0 | 0 | 0
0 | 0 | 0 | 0 | 0 | 0 | 0 | 0 | 0 | 0 | 0 | 0 | 0 | 0 | 0 | 0 | 0 | 0 | 0 | 0 | 0 | 0 | 0
0 | 0 | 0 | 0 | 0 | 0 | 0 | 0 | 0 | 0 | 0 | 0 | 0 | 0 | 0 | 0 | 0 | 0 | 0 | 0 | 0 | 0 | 0
0 | 0 | 0 | 0 | 0 | 0 | 0 | 0 | 0 | 0 | 0 | 0 | 0 | 0 | 0 | 0 | 0 | 0 | 0 | 0 | 0 | 0 | 0
0 | 0 | 0 | 0 | 0 | 0 | 0 | 0 | 0 | 0 | 0 | 0 | 0 | 0 | 0 | 0 | 0 | 0 | 0 | 0 | 0 | 0 | 0
0 | 0 | 0 | 0 | 0 | 0 | 0 | 0 | 0 | 0 | 0 | 0 | 0 | 0 | 0 | 0 | 0 | 0 | 0 | 0 | 0 | 0 | 0
0 | 0 | 0 | 0 | 0 | 0 | 0 | 0 | 0 | 0 | 0 | 0 | 0 | 0 | 0 | 0 | 0 | 0 | 0 | 0 | 0 | 0 | 0
0 | 0 | 0 | 0 | 0 | 0 | 0 | 0 | 0 | 0 | 0 | 0 | 0 | 0 | 0 | 0 | 0 | 0 | 0 | 0 | 0 | 0 | 0
0 | 0 | 0 | 0 | 0 | 0 | 0 | 0 | 0 | 0 | 0 | 0 | 0 | 0 | 0 | 0 | 0 | 0 | 0 | 0 | 0 | 0 | 0
0 | 0 | 0 | 0 | 0 | 0 | 0 | 0 | 0 | 0 | 0 | 0 | 0 | 0 | 0 | 0 | 0 | 0 | 0 | 0 | 0 | 0 | 0
0 | 0 | 0 | 0 | 0 | 0 | 0 | 0 | 0 | 0 | 0 | 0 | 0 | 0 | 0 | 0 | 0 | 0 | 0 | 0 | 0 | 0 | 0
0 | 0 | 0 | 0 | 0 | 0 | 0 | 0 | 0 | 0 | 0 | 0 | 0 | 0 | 0 | 0 | 0 | 0 | 0 | 0 | 0 | 0 | 0
0 | 0 | 0 | 0 | 0 | 0 | 0 | 0 | 0 | 0 | 0 | 0 | 0 | 0 | 0 | 0 | 0 | 0 | 0 | 0 | 0 | 0 | 0
0 | 0 | 0 | 0 | 0 | 0 | 0 | 0 | 0 | 0 | 0 | 0 | 0 | 0 | 0 | 0 | 0 | 0 | 0 | 0 | 0 | 0 | 0
0 | 0 | 0 | 0 | 0 | 0 | 0 | 0 | 0 | 0 | 0 | 0 | 0 | 0 | 0 | 0 | 0 | 0 | 0 | 0 | 0 | 0 | 0
0 | 0 | 0 | 0 | 0 | 0 | 0 | 0 | 0 | 0 | 0 | 0 | 0 | 0 | 0 | 0 | 0 | 0 | 0 | 0 | 0 | 0 | 0
0 | 0 | 0 | 0 | 0 | 0 | 0 | 0 | 0 | 0 | 0 | 0 | 0 | 0 | 0 | 0 | 0 | 0 | 0 | 0 | 0 | 0 | 0
0 | 0 | 0 | 0 | 0 | 0 | 0 | 0 | 0 | 0 | 0 | 0 | 0 | 0 | 0 | 0 | 0 | 0 | 0 | 0 | 0 | 0 | 0
0 | 0 | 0 | 0 | 0 | 0 | 0 | 0 | 0 | 0 | 0 | 0 | 0 | 0 | 0 | 0 | 0 | 0 | 0 | 0 | 0 | 0 | 0
0 | 0 | 0 | 0 | 0 | 0 | 0 | 0 | 0 | 0 | 0 | 0 | 0 | 0 | 0 | 0 | 0 | 0 | 0 | 0 | 0 | 0 | 0
0 | 0 | 0 | 0 | 0 | 0 | 0 | 0 | 0 | 0 | 0 | 0 | 0 | 0 | 0 | 0 | 0 | 0 | 0 | 0 | 0 | 0 | 0
0 | 0 | 0 | 0 | 0 | 0 | 0 | 0 | 0 | 0 | 0 | 0 | 0 | 0 | 0 | 0 | 0 | 0 | 0 | 0 | 0 | 0 | 0
0 | 0 | 0 | 0 | 0 | 0 | 0 | 0 | 0 | 0 | 0 | 0 | 0 | 0 | 0 | 0 | 0 | 0 | 0 | 0 | 0 | 0 | 0
0 | 0 | 0 | 0 | 0 | 0 | 0 | 0 | 0 | 0 | 0 | 0 | 0 | 0 | 0 | 0 | 0 | 0 | 0 | 0 | 0 | 0 | 0
0 | 0 | 0 | 0 | 0 | 0 | 0 | 0 | 0 | 0 | 0 | 0 | 0 | 0 | 0 | 0 | 0 | 0 | 0 | 0 | 0 | 0 | 0
0 | 0 | 0 | 0 | 0 | 0 | 0 | 0 | 0 | 0 | 0 | 0 | 0 | 0 | 0 | 0 | 0 | 0 | 0 | 0 | 0 | 0 | 0
0 | 0 | 0 | 0 | 0 | 0 | 0 | 0 | 0 | 0 | 0 | 0 | 0 | 0 | 0 | 0 | 0 | 0 | 0 | 0 | 0 | 0 | 0
0 | 0 | 0 | 0 | 0 | 0 | 0 | 0 | 0 | 0 | 0 | 0 | 0 | 0 | 0 | 0 | 0 | 0 | 0 | 0 | 0 | 0 | 0
0 | 0 | 0 | 0 | 0 | 0 | 0 | 0 | 0 | 0 | 0 | 0 | 0 | 0 | 0 | 0 | 0 | 0 | 0 | 0 | 0 | 0 | 0
0 | 0 | 0 | 0 | 0 | 0 | 0 | 0 | 0 | 0 | 0 | 0 | 0 | 0 | 0 | 0 | 0 | 0 | 0 | 0 | 0 | 0 | 0
0 | 0 | 0 | 0 | 0 | 0 | 0 | 0 | 0 | 0 | 0 | 0 | 0 | 0 | 0 | 0 | 0 | 0 | 0 | 0 | 0 | 0 | 0
0 | 0 | 0 | 0 | 0 | 0 | 0 | 0 | 0 | 0 | 0 | 0 | 0 | 0 | 0 | 0 | 0 | 0 | 0 | 0 | 0 | 0 | 0
0 | 0 | 0 | 0 | 0 | 0 | 0 | 0 | 0 | 0 | 0 | 0 | 0 | 0 | 0 | 0 | 0 | 0 | 0 | 0 | 0 | 0 | 0
0 | 0 | 0 | 0 | 0 | 0 | 0 | 0 | 0 | 0 | 0 | 0 | 0 | 0 | 0 | 0 | 0 | 0 | 0 | 0 | 0 | 0 | 0
0 | 0 | 0 | 0 | 0 | 0 | 0 | 0 | 0 | 0 | 0 | 0 | 0 | 0 | 0 | 0 | 0 | 0 | 0 | 0 | 0 | 0 | 0
0 | 0 | 0 | 0 | 0 | 0 | 0 | 0 | 0 | 0 | 0 | 0 | 0 | 0 | 0 | 0 | 0 | 0 | 0 | 0 | 0 | 0 | 0
0 | 0 | 0 | 0 | 0 | 0 | 0 | 0 | 0 | 0 | 0 | 0 | 0 | 0 | 0 | 0 | 0 | 0 | 0 | 0 | 0 | 0 | 0
0 | 0 | 0 | 0 | 0 | 0 | 0 | 0 | 0 | 0 | 0 | 0 | 0 | 0 | 0 | 0 | 0 | 0 | 0 | 0 | 0 | 0 | 0
0 | 0 | 0 | 0 | 0 | 0 | 0 | 0 | 0 | 0 | 0 | 0 | 0 | 0 | 0 | 0 | 0 | 0 | 0 | 0 | 0 | 0 | 0
0 | 0 | 0 | 0 | 0 | 0 | 0 | 0 | 0 | 0 | 0 | 0 | 0 | 0 | 0 | 0 | 0 | 0 | 0 | 0 | 0 | 0 | 0
0 | 0 | 0 | 0 | 0 | 0 | 0 | 0 | 0 | 0 | 0 | 0 | 0 | 0 | 0 | 0 | 0 | 0 | 0 | 0 | 0 | 0 | 0
0 | 0 | 0 | 0 | 0 | 0 | 0 | 0 | 0 | 0 | 0 | 0 | 0 | 0 | 0 | 0 | 0 | 0 | 0 | 0 | 0 | 0 | 0
0 | 0 | 0 | 0 | 0 | 0 | 0 | 0 | 0 | 0 | 0 | 0 | 0 | 0 | 0 | 0 | 0 | 0 | 0 | 0 | 0 | 0 | 0
0 | 0 | 0 | 0 | 0 | 0 | 0 | 0 | 0 | 0 | 0 | 0 | 0 | 0 | 0 | 0 | 0 | 0 | 0 | 0 | 0 | 0 | 0
0 | 0 | 0 | 0 | 0 | 0 | 0 | 0 | 0 | 0 | 0 | 0 | 0 | 0 | 0 | 0 | 0 | 0 | 0 | 0 | 0 | 0 | 0
0 | 0 | 0 | 0 | 0 | 0 | 0 | 0 | 0 | 0 | 0 | 0 | 0 | 0 | 0 | 0 | 0 | 0 | 0 | 0 | 0 | 0 | 0
0 | 0 | 0 | 0 | 0 | 0 | 0 | 0 | 0 | 0 | 0 | 0 | 0 | 0 | 0 | 0 | 0 | 0 | 0 | 0 | 0 | 0 | 0
0 | 0 | 0 | 0 | 0 | 0 | 0 | 0 | 0 | 0 | 0 | 0 | 0 | 0 | 0 | 0 | 0 | 0 | 0 | 0 | 0 | 0 | 0
0 | 0 | 0 | 0 | 0 | 0 | 0 | 0 | 0 | 0 | 0 | 0 | 0 | 0 | 0 | 0 | 0 | 0 | 0 | 0 | 0 | 0 | 0
0 | 0 | 0 | 0 | 0 | 0 | 0 | 0 | 0 | 0 | 0 | 0 | 0 | 0 | 0 | 0 | 0 | 0 | 0 | 0 | 0 | 0 | 0
0 | 0 | 0 | 0 | 0 | 0 | 0 | 0 | 0 | 0 | 0 | 0 | 0 | 0 | 0 | 0 | 0 | 0 | 0 | 0 | 0 | 0 | 0
0 | 0 | 0 | 0 | 0 | 0 | 0 | 0 | 0 | 0 | 0 | 0 | 0 | 0 | 0 | 0 | 0 | 0 | 0 | 0 | 0 | 0 | 0
0 | 0 | 0 | 0 | 0 | 0 | 0 | 0 | 0 | 0 | 0 | 0 | 0 | 0 | 0 | 0 | 0 | 0 | 0 | 0 | 0 | 0 | 0
0 | 0 | 0 | 0 | 0 | 0 | 0 | 0 | 0 | 0 | 0 | 0 | 0 | 0 | 0 | 0 | 0 | 0 | 0 | 0 | 0 | 0 | 0
0 | 0 | 0 | 0 | 0 | 0 | 0 | 0 | 0 | 0 | 0 | 0 | 0 | 0 | 0 | 0 | 0 | 0 | 0 | 0 | 0 | 0 | 0
0 | 0 | 0 | 0 | 0 | 0 | 0 | 0 | 0 | 0 | 0 | 0 | 0 | 0 | 0 | 0 | 0 | 0 | 0 | 0 | 0 | 0 | 0
0 | 0 | 0 | 0 | 0 | 0 | 0 | 0 | 0 | 0 | 0 | 0 | 0 | 0 | 0 | 0 | 0 | 0 | 0 | 0 | 0 | 0 | 0
0 | 0 | 0 | 0 | 0 | 0 | 0 | 0 | 0 | 0 | 0 | 0 | 0 | 0 | 0 | 0 | 0 | 0 | 0 | 0 | 0 | 0 | 0
0 | 0 | 0 | 0 | 0 | 0 | 0 | 0 | 0 | 0 | 0 | 0 | 0 | 0 | 0 | 0 | 0 | 0 | 0 | 0 | 0 | 0 | 0
0 | 0 | 0 | 0 | 0 | 0 | 0 | 0 | 0 | 0 | 0 | 0 | 0 | 0 | 0 | 0 | 0 | 0 | 0 | 0 | 0 | 0 | 0
0 | 0 | 0 | 0 | 0 | 0 | 0 | 0 | 0 | 0 | 0 | 0 | 0 | 0 | 0 | 0 | 0 | 0 | 0 | 0 | 0 | 0 | 0
0 | 0 | 0 | 0 | 0 | 0 | 0 | 0 | 0 | 0 | 0 | 0 | 0 | 0 | 0 | 0 | 0 | 0 | 0 | 0 | 0 | 0 | 0
0 | 0 | 0 | 0 | 0 | 0 | 0 | 0 | 0 | 0 | 0 | 0 | 0 | 0 | 0 | 0 | 0 | 0 | 0 | 0 | 0 | 0 | 0
0 | 0 | 0 | 0 | 0 | 0 | 0 | 0 | 0 | 0 | 0 | 0 | 0 | 0 | 0 | 0 | 0 | 0 | 0 | 0 | 0 | 0 | 0
0 | 0 | 0 | 0 | 0 | 0 | 0 | 0 | 0 | 0 | 0 | 0 | 0 | 0 | 0 | 0 | 0 | 0 | 0 | 0 | 0 | 0 | 0
0 | 0 | 0 | 0 | 0 | 0 | 0 | 0 | 0 | 0 | 0 | 0 | 0 | 0 | 0 | 0 | 0 | 0 | 0 | 0 | 0 | 0 | 0
0 | 0 | 0 | 0 | 0 | 0 | 0 | 0 | 0 | 0 | 0 | 0 | 0 | 0 | 0 | 0 | 0 | 0 | 0 | 0 | 0 | 0 | 0
0 | 0 | 0 | 0 | 0 | 0 | 0 | 0 | 0 | 0 | 0 | 0 | 0 | 0 | 0 | 0 | 0 | 0 | 0 | 0 | 0 | 0 | 0
0 | 0 | 0 | 0 | 0 | 0 | 0 | 0 | 0 | 0 | 0 | 0 | 0 | 0 | 0 | 0 | 0 | 0 | 0 | 0 | 0 | 0 | 0
0 | 0 | 0 | 0 | 0 | 0 | 0 | 0 | 0 | 0 | 0 | 0 | 0 | 0 | 0 | 0 | 0 | 0 | 0 | 0 | 0 | 0 | 0
0 | 0 | 0 | 0 | 0 | 0 | 0 | 0 | 0 | 0 | 0 | 0 | 0 | 0 | 0 | 0 | 0 | 0 | 0 | 0 | 0 | 0 | 0
0 | 0 | 0 | 0 | 0 | 0 | 0 | 0 | 0 | 0 | 0 | 0 | 0 | 0 | 0 | 0 | 0 | 0 | 0 | 0 | 0 | 0 | 0
0 | 0 | 0 | 0 | 0 | 0 | 0 | 0 | 0 | 0 | 0 | 0 | 0 | 0 | 0 | 0 | 0 | 0 | 0 | 0 | 0 | 0 | 0
0 | 0 | 0 | 0 | 0 | 0 | 0 | 0 | 0 | 0 | 0 | 0 | 0 | 0 | 0 | 0 | 0 | 0 | 0 | 0 | 0 | 0 | 0
0 | 0 | 0 | 0 | 0 | 0 | 0 | 0 | 0 | 0 | 0 | 0 | 0 | 0 | 0 | 0 | 0 | 0 | 0 | 0 | 0 | 0 | 0
0 | 0 | 0 | 0 | 0 | 0 | 0 | 0 | 0 | 0 | 0 | 0 | 0 | 0 | 0 | 0 | 0 | 0 | 0 | 0 | 0 | 0 | 0
0 | 0 | 0 | 0 | 0 | 0 | 0 | 0 | 0 | 0 | 0 | 0 | 0 | 0 | 0 | 0 | 0 | 0 | 0 | 0 | 0 | 0 | 0
0 | 0 | 0 | 0 | 0 | 0 | 0 | 0 | 0 | 0 | 0 | 0 | 0 | 0 | 0 | 0 | 0 | 0 | 0 | 0 | 0 | 0 | 0
0 | 0 | 0 | 0 | 0 | 0 | 0 | 0 | 0 | 0 | 0 | 0 | 0 | 0 | 0 | 0 | 0 | 0 | 0 | 0 | 0 | 0 | 0
0 | 0 | 0 | 0 | 0 | 0 | 0 | 0 | 0 | 0 | 0 | 0 | 0 | 0 | 0 | 0 | 0 | 0 | 0 | 0 | 0 | 0 | 0
0 | 0 | 0 | 0 | 0 | 0 | 0 | 0 | 0 | 0 | 0 | 0 | 0 | 0 | 0 | 0 | 0 | 0 | 0 | 0 | 0 | 0 | 0
0 | 0 | 0 | 0 | 0 | 0 | 0 | 0 | 0 | 0 | 0 | 0 | 0 | 0 | 0 | 0 | 0 | 0 | 0 | 0 | 0 | 0 | 0
0 | 0 | 0 | 0 | 0 | 0 | 0 | 0 | 0 | 0 | 0 | 0 | 0 | 0 | 0 | 0 | 0 | 0 | 0 | 0 | 0 | 0 | 0
0 | 0 | 0 | 0 | 0 | 0 | 0 | 0 | 0 | 0 | 0 | 0 | 0 | 0 | 0 | 0 | 0 | 0 | 0 | 0 | 0 | 0 | 0
0 | 0 | 0 | 0 | 0 | 0 | 0 | 0 | 0 | 0 | 0 | 0 | 0 | 0 | 0 | 0 | 0 | 0 | 0 | 0 | 0 | 0 | 0
0 | 0 | 0 | 0 | 0 | 0 | 0 | 0 | 0 | 0 | 0 | 0 | 0 | 0 | 0 | 0 | 0 | 0 | 0 | 0 | 0 | 0 | 0
0 | 0 | 0 | 0 | 0 | 0 | 0 | 0 | 0 | 0 | 0 | 0 | 0 | 0 | 0 | 0 | 0 | 0 | 0 | 0 | 0 | 0 | 0
0 | 0 | 0 | 0 | 0 | 0 | 0 | 0 | 0 | 0 | 0 | 0 | 0 | 0 | 0 | 0 | 0 | 0 | 0 | 0 | 0 | 0 | 0
0 | 0 | 0 | 0 | 0 | 0 | 0 | 0 | 0 | 0 | 0 | 0 | 0 | 0 | 0 | 0 | 0 | 0 | 0 | 0 | 0 | 0 | 0
0 | 0 | 0 | 0 | 0 | 0 | 0 | 0 | 0 | 0 | 0 | 0 | 0 | 0 | 0 | 0 | 0 | 0 | 0 | 0 | 0 | 0 | 0
0 | 0 | 0 | 0 | 0 | 0 | 0 | 0 | 0 | 0 | 0 | 0 | 0 | 0 | 0 | 0 | 0 | 0 | 0 | 0 | 0 | 0 | 0
0 | 0 | 0 | 0 | 0 | 0 | 0 | 0 | 0 | 0 | 0 | 0 | 0 | 0 | 0 | 0 | 0 | 0 | 0 | 0 | 0 | 0 | 0
0 | 0 | 0 | 0 | 0 | 0 | 0 | 0 | 0 | 0 | 0 | 0 | 0 | 0 | 0 | 0 | 0 | 0 | 0 | 0 | 0 | 0 | 0
0 | 0 | 0 | 0 | 0 | 0 | 0 | 0 | 0 | 0 | 0 | 0 | 0 | 0 | 0 | 0 | 0 | 0 | 0 | 0 | 0 | 0 | 0
0 | 0 | 0 | 0 | 0 | 0 | 0 | 0 | 0 | 0 | 0 | 0 | 0 | 0 | 0 | 0 | 0 | 0 | 0 | 0 | 0 | 0 | 0
0 | 0 | 0 | 0 | 0 | 0 | 0 | 0 | 0 | 0 | 0 | 0 | 0 | 0 | 0 | 0 | 0 | 0 | 0 | 0 | 0 | 0 | 0
0 | 0 | 0 | 0 | 0 | 0 | 0 | 0 | 0 | 0 | 0 | 0 | 0 | 0 | 0 | 0 | 0 | 0 | 0 | 0 | 0 | 0 | 0
0 | 0 | 0 | 0 | 0 | 0 | 0 | 0 | 0 | 0 | 0 | 0 | 0 | 0 | 0 | 0 | 0 | 0 | 0 | 0 | 0 | 0 | 0
0 | 0 | 0 | 0 | 0 | 0 | 0 | 0 | 0 | 0 | 0 | 0 | 0 | 0 | 0 | 0 | 0 | 0 | 0 | 0 | 0 | 0 | 0
0 | 0 | 0 | 0 | 0 | 0 | 0 | 0 | 0 | 0 | 0 | 0 | 0 | 0 | 0 | 0 | 0 | 0 | 0 | 0 | 0 | 0 | 0
0 | 0 | 0 | 0 | 0 | 0 | 0 | 0 | 0 | 0 | 0 | 0 | 0 | 0 | 0 | 0 | 0 | 0 | 0 | 0 | 0 | 0 | 0
0 | 0 | 0 | 0 | 0 | 0 | 0 | 0 | 0 | 0 | 0 | 0 | 0 | 0 | 0 | 0 | 0 | 0 | 0 | 0 | 0 | 0 | 0
0 | 0 | 0 | 0 | 0 | 0 | 0 | 0 | 0 | 0 | 0 | 0 | 0 | 0 | 0 | 0 | 0 | 0 | 0 | 0 | 0 | 0 | 0
0 | 0 | 0 | 0 | 0 | 0 | 0 | 0 | 0 | 0 | 0 | 0 | 0 | 0 | 0 | 0 | 0 | 0 | 0 | 0 | 0 | 0 | 0
0 | 0 | 0 | 0 | 0 | 0 | 0 | 0 | 0 | 0 | 0 | 0 | 0 | 0 | 0 | 0 | 0 | 0 | 0 | 0 | 0 | 0 | 0
0 | 0 | 0 | 0 | 0 | 0 | 0 | 0 | 0 | 0 | 0 | 0 | 0 | 0 | 0 | 0 | 0 | 0 | 0 | 0 | 0 | 0 | 0
0 | 0 | 0 | 0 | 0 | 0 | 0 | 0 | 0 | 0 | 0 | 0 | 0 | 0 | 0 | 0 | 0 | 0 | 0 | 0 | 0 | 0 | 0
0 | 0 | 0 | 0 | 0 | 0 | 0 | 0 | 0 | 0 | 0 | 0 | 0 | 0 | 0 | 0 | 0 | 0 | 0 | 0 | 0 | 0 | 0
0 | 0 | 0 | 0 | 0 | 0 | 0 | 0 | 0 | 0 | 0 | 0 | 0 | 0 | 0 | 0 | 0 | 0 | 0 | 0 | 0 | 0 | 0
0 | 0 | 0 | 0 | 0 | 0 | 0 | 0 | 0 | 0 | 0 | 0 | 0 | 0 | 0 | 0 | 0 | 0 | 0 | 0 | 0 | 0 | 0
0 | 0 | 0 | 0 | 0 | 0 | 0 | 0 | 0 | 0 | 0 | 0 | 0 | 0 | 0 | 0 | 0 | 0 | 0 | 0 | 0 | 0 | 0
0 | 0 | 0 | 0 | 0 | 0 | 0 | 0 | 0 | 0 | 0 | 0 | 0 | 0 | 0 | 0 | 0 | 0 | 0 | 0 | 0 | 0 | 0
0 | 0 | 0 | 0 | 0 | 0 | 0 | 0 | 0 | 0 | 0 | 0 | 0 | 0 | 0 | 0 | 0 | 0 | 0 | 0 | 0 | 0 | 0
0 | 0 | 0 | 0 | 0 | 0 | 0 | 0 | 0 | 0 | 0 | 0 | 0 | 0 | 0 | 0 | 0 | 0 | 0 | 0 | 0 | 0 | 0
0 | 0 | 0 | 0 | 0 | 0 | 0 | 0 | 0 | 0 | 0 | 0 | 0 | 0 | 0 | 0 | 0 | 0 | 0 | 0 | 0 | 0 | 0
0 | 0 | 0 | 0 | 0 | 0 | 0 | 0 | 0 | 0 | 0 | 0 | 0 | 0 | 0 | 0 | 0 | 0 | 0 | 0 | 0 | 0 | 0
0 | 0 | 0 | 0 | 0 | 0 | 0 | 0 | 0 | 0 | 0 | 0 | 0 | 0 | 0 | 0 | 0 | 0 | 0 | 0 | 0 | 0 | 0
0 | 0 | 0 | 0 | 0 | 0 | 0 | 0 | 0 | 0 | 0 | 0 | 0 | 0 | 0 | 0 | 0 | 0 | 0 | 0 | 0 | 0 | 0
0 | 0 | 0 | 0 | 0 | 0 | 0 | 0 | 0 | 0 | 0 | 0 | 0 | 0 | 0 | 0 | 0 | 0 | 0 | 0 | 0 | 0 | 0
0 | 0 | 0 | 0 | 0 | 0 | 0 | 0 | 0 | 0 | 0 | 0 | 0 | 0 | 0 | 0 | 0 | 0 | 0 | 0 | 0 | 0 | 0
0 | 0 | 0 | 0 | 0 | 0 | 0 | 0 | 0 | 0 | 0 | 0 | 0 | 0 | 0 | 0 | 0 | 0 | 0 | 0 | 0 | 0 | 0
0 | 0 | 0 | 0 | 0 | 0 | 0 | 0 | 0 | 0 | 0 | 0 | 0 | 0 | 0 | 0 | 0 | 0 | 0 | 0 | 0 | 0 | 0
0 | 0 | 0 | 0 | 0 | 0 | 0 | 0 | 0 | 0 | 0 | 0 | 0 | 0 | 0 | 0 | 0 | 0 | 0 | 0 | 0 | 0 | 0
0 | 0 | 0 | 0 | 0 | 0 | 0 | 0 | 0 | 0 | 0 | 0 | 0 | 0 | 0 | 0 | 0 | 0 | 0 | 0 | 0 | 0 | 0
0 | 0 | 0 | 0 | 0 | 0 | 0 | 0 | 0 | 0 | 0 | 0 | 0 | 0 | 0 | 0 | 0 | 0 | 0 | 0 | 0 | 0 | 0
0 | 0 | 0 | 0 | 0 | 0 | 0 | 0 | 0 | 0 | 0 | 0 | 0 | 0 | 0 | 0 | 0 | 0 | 0 | 0 | 0 | 0 | 0
0 | 0 | 0 | 0 | 0 | 0 | 0 | 0 | 0 | 0 | 0 | 0 | 0 | 0 | 0 | 0 | 0 | 0 | 0 | 0 | 0 | 0 | 0
0 | 0 | 0 | 0 | 0 | 0 | 0 | 0 | 0 | 0 | 0 | 0 | 0 | 0 | 0 | 0 | 0 | 0 | 0 | 0 | 0 | 0 | 0
0 | 0 | 0 | 0 | 0 | 0 | 0 | 0 | 0 | 0 | 0 | 0 | 0 | 0 | 0 | 0 | 0 | 0 | 0 | 0 | 0 | 0 | 0
0 | 0 | 0 | 0 | 0 | 0 | 0 | 0 | 0 | 0 | 0 | 0 | 0 | 0 | 0 | 0 | 0 | 0 | 0 | 0 | 0 | 0 | 0
0 | 0 | 0 | 0 | 0 | 0 | 0 | 0 | 0 | 0 | 0 | 0 | 0 | 0 | 0 | 0 | 0 | 0 | 0 | 0 | 0 | 0 | 0
0 | 0 | 0 | 0 | 0 | 0 | 0 | 0 | 0 | 0 | 0 | 0 | 0 | 0 | 0 | 0 | 0 | 0 | 0 | 0 | 0 | 0 | 0
0 | 0 | 0 | 0 | 0 | 0 | 0 | 0 | 0 | 0 | 0 | 0 | 0 | 0 | 0 | 0 | 0 | 0 | 0 | 0 | 0 | 0 | 0
0 | 0 | 0 | 0 | 0 | 0 | 0 | 0 | 0 | 0 | 0 | 0 | 0 | 0 | 0 | 0 | 0 | 0 | 0 | 0 | 0 | 0 | 0
0 | 0 | 0 | 0 | 0 | 0 | 0 | 0 | 0 | 0 | 0 | 0 | 0 | 0 | 0 | 0 | 0 | 0 | 0 | 0 | 0 | 0 | 0
0 | 0 | 0 | 0 | 0 | 0 | 0 | 0 | 0 | 0 | 0 | 0 | 0 | 0 | 0 | 0 | 0 | 0 | 0 | 0 | 0 | 0 | 0
0 | 0 | 0 | 0 | 0 | 0 | 0 | 0 | 0 | 0 | 0 | 0 | 0 | 0 | 0 | 0 | 0 | 0 | 0 | 0 | 0 | 0 | 0
0 | 0 | 0 | 0 | 0 | 0 | 0 | 0 | 0 | 0 | 0 | 0 | 0 | 0 | 0 | 0 | 0 | 0 | 0 | 0 | 0 | 0 | 0
0 | 0 | 0 | 0 | 0 | 0 | 0 | 0 | 0 | 0 | 0 | 0 | 0 | 0 | 0 | 0 | 0 | 0 | 0 | 0 | 0 | 0 | 0
0 | 0 | 0 | 0 | 0 | 0 | 0 | 0 | 0 | 0 | 0 | 0 | 0 | 0 | 0 | 0 | 0 | 0 | 0 | 0 | 0 | 0 | 0
0 | 0 | 0 | 0 | 0 | 0 | 0 | 0 | 0 | 0 | 0 | 0 | 0 | 0 | 0 | 0 | 0 | 0 | 0 | 0 | 0 | 0 | 0
0 | 0 | 0 | 0 | 0 | 0 | 0 | 0 | 0 | 0 | 0 | 0 | 0 | 0 | 0 | 0 | 0 | 0 | 0 | 0 | 0 | 0 | 0
0 | 0 | 0 | 0 | 0 | 0 | 0 | 0 | 0 | 0 | 0 | 0 | 0 | 0 | 0 | 0 | 0 | 0 | 0 | 0 | 0 | 0 | 0
0 | 0 | 0 | 0 | 0 | 0 | 0 | 0 | 0 | 0 | 0 | 0 | 0 | 0 | 0 | 0 | 0 | 0 | 0 | 0 | 0 | 0 | 0
0 | 0 | 0 | 0 | 0 | 0 | 0 | 0 | 0 | 0 | 0 | 0 | 0 | 0 | 0 | 0 | 0 | 0 | 0 | 0 | 0 | 0 | 0
0 | 0 | 0 | 0 | 0 | 0 | 0 | 0 | 0 | 0 | 0 | 0 | 0 | 0 | 0 | 0 | 0 | 0 | 0 | 0 | 0 | 0 | 0
0 | 0 | 0 | 0 | 0 | 0 | 0 | 0 | 0 | 0 | 0 | 0 | 0 | 0 | 0 | 0 | 0 | 0 | 0 | 0 | 0 | 0 | 0
0 | 0 | 0 | 0 | 0 | 0 | 0 | 0 | 0 | 0 | 0 | 0 | 0 | 0 | 0 | 0 | 0 | 0 | 0 | 0 | 0 | 0 | 0
0 | 0 | 0 | 0 | 0 | 0 | 0 | 0 | 0 | 0 | 0 | 0 | 0 | 0 | 0 | 0 | 0 | 0 | 0 | 0 | 0 | 0 | 0
0 | 0 | 0 | 0 | 0 | 0 | 0 | 0 | 0 | 0 | 0 | 0 | 0 | 0 | 0 | 0 | 0 | 0 | 0 | 0 | 0 | 0 | 0
0 | 0 | 0 | 0 | 0 | 0 | 0 | 0 | 0 | 0 | 0 | 0 | 0 | 0 | 0 | 0 | 0 | 0 | 0 | 0 | 0 | 0 | 0
0 | 0 | 0 | 0 | 0 | 0 | 0 | 0 | 0 | 0 | 0 | 0 | 0 | 0 | 0 | 0 | 0 | 0 | 0 | 0 | 0 | 0 | 0
0 | 0 | 0 | 0 | 0 | 0 | 0 | 0 | 0 | 0 | 0 | 0 | 0 | 0 | 0 | 0 | 0 | 0 | 0 | 0 | 0 | 0 | 0
0 | 0 | 0 | 0 | 0 | 0 | 0 | 0 | 0 | 0 | 0 | 0 | 0 | 0 | 0 | 0 | 0 | 0 | 0 | 0 | 0 | 0 | 0
0 | 0 | 0 | 0 | 0 | 0 | 0 | 0 | 0 | 0 | 0 | 0 | 0 | 0 | 0 | 0 | 0 | 0 | 0 | 0 | 0 | 0 | 0
0 | 0 | 0 | 0 | 0 | 0 | 0 | 0 | 0 | 0 | 0 | 0 | 0 | 0 | 0 | 0 | 0 | 0 | 0 | 0 | 0 | 0 | 0
0 | 0 | 0 | 0 | 0 | 0 | 0 | 0 | 0 | 0 | 0 | 0 | 0 | 0 | 0 | 0 | 0 | 0 | 0 | 0 | 0 | 0 | 0
x | x

## LU - Levelized Cost Gas
#REF!
#REF!
#REF!
#REF!
TOTAL PROJECTED ANNUAL NET THERMS PER YEAR |  |  | 0 | 0 | 0 | 0 | 0 | 0 | 0 | 0 | 0 | 0 | 0 | 0 | 0 | 0 | 0 | 0 | 0 | 0 | 0 | 0
MEASURE / ACTIVITY NAME Provide Measure Descriptions in Proposal Narrative | EUL | PROJECTED ANNUAL NET THERM SAVINGS | 1st Year Net Savings | 2nd Year Net Savings | 3rd Year Net Savings | 4th Year Net Savings | 5th Year Net Savings | 6th Year Net Savings | 7th Year Net Savings | 8th Year Net Savings | 9th Year Net Savings | 10th Year Net Savings | 11th Year Net Savings | 12th Year Net Savings | 13th Year Net Savings | 14th Year Net Savings | 15th Year Net Savings | 16th Year Net Savings | 17th Year Net Savings | 18th Year Net Savings | 19th Year Net Savings | 20th Year Net Savings
HVAC | 0 | 0 | 0 | 0 | 0 | 0 | 0 | 0 | 0 | 0 | 0 | 0 | 0 | 0 | 0 | 0 | 0 | 0 | 0 | 0 | 0 | 0
Package Terminal Air Conditioners | 15 | 0 | 0 | 0 | 0 | 0 | 0 | 0 | 0 | 0 | 0 | 0 | 0 | 0 | 0 | 0 | 0 | 0 | 0 | 0 | 0 | 0
Package single Tier 1-air cooled | 15 | 0 | 0 | 0 | 0 | 0 | 0 | 0 | 0 | 0 | 0 | 0 | 0 | 0 | 0 | 0 | 0 | 0 | 0 | 0 | 0 | 0
Split System single Tier 1- air cooled | 15 | 0 | 0 | 0 | 0 | 0 | 0 | 0 | 0 | 0 | 0 | 0 | 0 | 0 | 0 | 0 | 0 | 0 | 0 | 0 | 0 | 0
Package single Tier 2 - air cooled | 15 | 0 | 0 | 0 | 0 | 0 | 0 | 0 | 0 | 0 | 0 | 0 | 0 | 0 | 0 | 0 | 0 | 0 | 0 | 0 | 0 | 0
Split System single Tier 2- air cooled | 15 | 0 | 0 | 0 | 0 | 0 | 0 | 0 | 0 | 0 | 0 | 0 | 0 | 0 | 0 | 0 | 0 | 0 | 0 | 0 | 0 | 0
Package single Tier 3 - air cooled | 15 | 0 | 0 | 0 | 0 | 0 | 0 | 0 | 0 | 0 | 0 | 0 | 0 | 0 | 0 | 0 | 0 | 0 | 0 | 0 | 0 | 0
Split System Tier 3 - air cooled | 15 | 0 | 0 | 0 | 0 | 0 | 0 | 0 | 0 | 0 | 0 | 0 | 0 | 0 | 0 | 0 | 0 | 0 | 0 | 0 | 0 | 0
65-135kBTU air cooled, package or split Tier 2 | 15 | 0 | 0 | 0 | 0 | 0 | 0 | 0 | 0 | 0 | 0 | 0 | 0 | 0 | 0 | 0 | 0 | 0 | 0 | 0 | 0 | 0
65-135kBTU water/evap cooled, package or split Tier 2 | 15 | 0 | 0 | 0 | 0 | 0 | 0 | 0 | 0 | 0 | 0 | 0 | 0 | 0 | 0 | 0 | 0 | 0 | 0 | 0 | 0 | 0
135-240 kBTU air cooled, package or split Tier 2 | 15 | 0 | 0 | 0 | 0 | 0 | 0 | 0 | 0 | 0 | 0 | 0 | 0 | 0 | 0 | 0 | 0 | 0 | 0 | 0 | 0 | 0
135-240 kBTU water/evap cooled, package or split Tier 2 | 15 | 0 | 0 | 0 | 0 | 0 | 0 | 0 | 0 | 0 | 0 | 0 | 0 | 0 | 0 | 0 | 0 | 0 | 0 | 0 | 0 | 0
>240 kBTU air cooled, package or split Tier 2 | 15 | 0 | 0 | 0 | 0 | 0 | 0 | 0 | 0 | 0 | 0 | 0 | 0 | 0 | 0 | 0 | 0 | 0 | 0 | 0 | 0 | 0
Variable-Frequency Drives - HVAC Fans | 15 | 0 | 0 | 0 | 0 | 0 | 0 | 0 | 0 | 0 | 0 | 0 | 0 | 0 | 0 | 0 | 0 | 0 | 0 | 0 | 0 | 0
Setback Programmable Thermostats | 11 | 0 | 0 | 0 | 0 | 0 | 0 | 0 | 0 | 0 | 0 | 0 | 0 | 0 | 0 | 0 | 0 | 0 | 0 | 0 | 0 | 0
Reflective Window Film - Coastal | 10 | 0 | 0 | 0 | 0 | 0 | 0 | 0 | 0 | 0 | 0 | 0 | 0 | 0 | 0 | 0 | 0 | 0 | 0 | 0 | 0 | 0
Reflective Window Film - Inland | 10 | 0 | 0 | 0 | 0 | 0 | 0 | 0 | 0 | 0 | 0 | 0 | 0 | 0 | 0 | 0 | 0 | 0 | 0 | 0 | 0 | 0
Reflective Window Film - Desert | 10 | 0 | 0 | 0 | 0 | 0 | 0 | 0 | 0 | 0 | 0 | 0 | 0 | 0 | 0 | 0 | 0 | 0 | 0 | 0 | 0 | 0
Evaporative Coolers | 15 | 0 | 0 | 0 | 0 | 0 | 0 | 0 | 0 | 0 | 0 | 0 | 0 | 0 | 0 | 0 | 0 | 0 | 0 | 0 | 0 | 0
Cool Roof | 15 | 0 | 0 | 0 | 0 | 0 | 0 | 0 | 0 | 0 | 0 | 0 | 0 | 0 | 0 | 0 | 0 | 0 | 0 | 0 | 0 | 0
Lighting | 0 | 0 | 0 | 0 | 0 | 0 | 0 | 0 | 0 | 0 | 0 | 0 | 0 | 0 | 0 | 0 | 0 | 0 | 0 | 0 | 0 | 0
Screw-in Compact Fluorescent Lamp, 5 - 13 watts | 8 | 0 | 0 | 0 | 0 | 0 | 0 | 0 | 0 | 0 | 0 | 0 | 0 | 0 | 0 | 0 | 0 | 0 | 0 | 0 | 0 | 0
Screw-in Compact Fluorescent Lamp, 14-26 watts | 8 | 0 | 0 | 0 | 0 | 0 | 0 | 0 | 0 | 0 | 0 | 0 | 0 | 0 | 0 | 0 | 0 | 0 | 0 | 0 | 0 | 0
Screw-in Compact Fluorescent Lamp, 14-26 watts w/ reflector | 8 | 0 | 0 | 0 | 0 | 0 | 0 | 0 | 0 | 0 | 0 | 0 | 0 | 0 | 0 | 0 | 0 | 0 | 0 | 0 | 0 | 0
Screw-in Compact Fluorescent Lamp, >=27watts | 8 | 0 | 0 | 0 | 0 | 0 | 0 | 0 | 0 | 0 | 0 | 0 | 0 | 0 | 0 | 0 | 0 | 0 | 0 | 0 | 0 | 0
Hardwired Fluorescent Fixture, 5-13 watts | 16 | 0 | 0 | 0 | 0 | 0 | 0 | 0 | 0 | 0 | 0 | 0 | 0 | 0 | 0 | 0 | 0 | 0 | 0 | 0 | 0 | 0
Hardwired Fluorescent Fixture, 14-26 watts | 16 | 0 | 0 | 0 | 0 | 0 | 0 | 0 | 0 | 0 | 0 | 0 | 0 | 0 | 0 | 0 | 0 | 0 | 0 | 0 | 0 | 0
Hardwired Fluorescent Fixture, 27-65 watts(incandescent basecase) | 16 | 0 | 0 | 0 | 0 | 0 | 0 | 0 | 0 | 0 | 0 | 0 | 0 | 0 | 0 | 0 | 0 | 0 | 0 | 0 | 0 | 0
Hardwired Fluorescent Fixture, 27-65 watts(mercury vapor basecase) | 16 | 0 | 0 | 0 | 0 | 0 | 0 | 0 | 0 | 0 | 0 | 0 | 0 | 0 | 0 | 0 | 0 | 0 | 0 | 0 | 0 | 0
Hardwired Fluorescent Fixture, 66-90 watts(incandescent base case) | 16 | 0 | 0 | 0 | 0 | 0 | 0 | 0 | 0 | 0 | 0 | 0 | 0 | 0 | 0 | 0 | 0 | 0 | 0 | 0 | 0 | 0
Hardwired Fluorescent Fixture, 66-90 watts(mercury vapor base case) | 16 | 0 | 0 | 0 | 0 | 0 | 0 | 0 | 0 | 0 | 0 | 0 | 0 | 0 | 0 | 0 | 0 | 0 | 0 | 0 | 0 | 0
Hardwired Fluorescent Fixture, >90 watts(incandescent base case) | 16 | 0 | 0 | 0 | 0 | 0 | 0 | 0 | 0 | 0 | 0 | 0 | 0 | 0 | 0 | 0 | 0 | 0 | 0 | 0 | 0 | 0
Hardwired Fluorescent Fixture, >90 watts(mercury vapor base case) | 16 | 0 | 0 | 0 | 0 | 0 | 0 | 0 | 0 | 0 | 0 | 0 | 0 | 0 | 0 | 0 | 0 | 0 | 0 | 0 | 0 | 0
Induction Lamps and fixtures 55 - 100 watts | 16 | 0 | 0 | 0 | 0 | 0 | 0 | 0 | 0 | 0 | 0 | 0 | 0 | 0 | 0 | 0 | 0 | 0 | 0 | 0 | 0 | 0
Induction Lamps and fixtures >100 watts | 16 | 0 | 0 | 0 | 0 | 0 | 0 | 0 | 0 | 0 | 0 | 0 | 0 | 0 | 0 | 0 | 0 | 0 | 0 | 0 | 0 | 0
LED Exit Sign | 16 | 0 | 0 | 0 | 0 | 0 | 0 | 0 | 0 | 0 | 0 | 0 | 0 | 0 | 0 | 0 | 0 | 0 | 0 | 0 | 0 | 0
LED Channel Signage (Red) indoor <2ft | 16 | 0 | 0 | 0 | 0 | 0 | 0 | 0 | 0 | 0 | 0 | 0 | 0 | 0 | 0 | 0 | 0 | 0 | 0 | 0 | 0 | 0
LED Channel Signage (Red) indoor >2ft | 16 | 0 | 0 | 0 | 0 | 0 | 0 | 0 | 0 | 0 | 0 | 0 | 0 | 0 | 0 | 0 | 0 | 0 | 0 | 0 | 0 | 0
LED Channel Signage (Red) outdoor <2ft | 16 | 0 | 0 | 0 | 0 | 0 | 0 | 0 | 0 | 0 | 0 | 0 | 0 | 0 | 0 | 0 | 0 | 0 | 0 | 0 | 0 | 0
LED Channel Signage (Red) outdoor >2ft | 16 | 0 | 0 | 0 | 0 | 0 | 0 | 0 | 0 | 0 | 0 | 0 | 0 | 0 | 0 | 0 | 0 | 0 | 0 | 0 | 0 | 0
T-8 or T-5 Lamp and Electronic ballast - 2 foot Installed | 16 | 0 | 0 | 0 | 0 | 0 | 0 | 0 | 0 | 0 | 0 | 0 | 0 | 0 | 0 | 0 | 0 | 0 | 0 | 0 | 0 | 0
T-8 or T-5 Lamp and Electronic, 2-foot lamp removed | 16 | 0 | 0 | 0 | 0 | 0 | 0 | 0 | 0 | 0 | 0 | 0 | 0 | 0 | 0 | 0 | 0 | 0 | 0 | 0 | 0 | 0
T-8 or T-5 Lamp and Electronic ballast - 3 foot Installed | 16 | 0 | 0 | 0 | 0 | 0 | 0 | 0 | 0 | 0 | 0 | 0 | 0 | 0 | 0 | 0 | 0 | 0 | 0 | 0 | 0 | 0
T-8 or T-5 Lamp and Electronic, 3-foot lamp removed | 16 | 0 | 0 | 0 | 0 | 0 | 0 | 0 | 0 | 0 | 0 | 0 | 0 | 0 | 0 | 0 | 0 | 0 | 0 | 0 | 0 | 0
T-8 or T-5 Lamp and Electronic ballast - 4 foot Installed | 16 | 0 | 0 | 0 | 0 | 0 | 0 | 0 | 0 | 0 | 0 | 0 | 0 | 0 | 0 | 0 | 0 | 0 | 0 | 0 | 0 | 0
T-8 or T5 Lamp and Electronic, 4-foot lamp removed | 16 | 0 | 0 | 0 | 0 | 0 | 0 | 0 | 0 | 0 | 0 | 0 | 0 | 0 | 0 | 0 | 0 | 0 | 0 | 0 | 0 | 0
T-8 or T-5 Lamp and Electronic, 8-foot lamp installed | 16 | 0 | 0 | 0 | 0 | 0 | 0 | 0 | 0 | 0 | 0 | 0 | 0 | 0 | 0 | 0 | 0 | 0 | 0 | 0 | 0 | 0
T-8 or T-5 Lamp and Electronic, 8-foot lamp removed | 16 | 0 | 0 | 0 | 0 | 0 | 0 | 0 | 0 | 0 | 0 | 0 | 0 | 0 | 0 | 0 | 0 | 0 | 0 | 0 | 0 | 0
Electronic Ballast, Non-Dimming | 16 | 0 | 0 | 0 | 0 | 0 | 0 | 0 | 0 | 0 | 0 | 0 | 0 | 0 | 0 | 0 | 0 | 0 | 0 | 0 | 0 | 0
Electronic Ballast, Dimming(with daylighting) | 16 | 0 | 0 | 0 | 0 | 0 | 0 | 0 | 0 | 0 | 0 | 0 | 0 | 0 | 0 | 0 | 0 | 0 | 0 | 0 | 0 | 0
Interior pulse start HID fixture 0-35 watts incandescent basecase | 16 | 0 | 0 | 0 | 0 | 0 | 0 | 0 | 0 | 0 | 0 | 0 | 0 | 0 | 0 | 0 | 0 | 0 | 0 | 0 | 0 | 0
Interior pulse start HID fixture 0-35 watts mercury vapor basecase | 16 | 0 | 0 | 0 | 0 | 0 | 0 | 0 | 0 | 0 | 0 | 0 | 0 | 0 | 0 | 0 | 0 | 0 | 0 | 0 | 0 | 0
Interior pulse start HID fixture 36-70 watts incandescent basecase | 16 | 0 | 0 | 0 | 0 | 0 | 0 | 0 | 0 | 0 | 0 | 0 | 0 | 0 | 0 | 0 | 0 | 0 | 0 | 0 | 0 | 0
Interior pulse start HID fixture 36-70 watts mercury vapor basecase | 16 | 0 | 0 | 0 | 0 | 0 | 0 | 0 | 0 | 0 | 0 | 0 | 0 | 0 | 0 | 0 | 0 | 0 | 0 | 0 | 0 | 0
Interior pulse start HID fixture 71-100 watts incandescent basecase | 16 | 0 | 0 | 0 | 0 | 0 | 0 | 0 | 0 | 0 | 0 | 0 | 0 | 0 | 0 | 0 | 0 | 0 | 0 | 0 | 0 | 0
Interior pulse start HID fixture 71-100 watts mercury vapor basecase | 16 | 0 | 0 | 0 | 0 | 0 | 0 | 0 | 0 | 0 | 0 | 0 | 0 | 0 | 0 | 0 | 0 | 0 | 0 | 0 | 0 | 0
Interior pulse start HID fixture 101-175 watts incandescent basecase | 16 | 0 | 0 | 0 | 0 | 0 | 0 | 0 | 0 | 0 | 0 | 0 | 0 | 0 | 0 | 0 | 0 | 0 | 0 | 0 | 0 | 0
Interior pulse start HID fixture 101-175 watts mercury vapro basecase | 16 | 0 | 0 | 0 | 0 | 0 | 0 | 0 | 0 | 0 | 0 | 0 | 0 | 0 | 0 | 0 | 0 | 0 | 0 | 0 | 0 | 0
Interior pulse start HID fixture 176 - 250 watts mercury vapro basecase | 16 | 0 | 0 | 0 | 0 | 0 | 0 | 0 | 0 | 0 | 0 | 0 | 0 | 0 | 0 | 0 | 0 | 0 | 0 | 0 | 0 | 0
Interior pulse start HID fixture 176-250 watts incandescent basecase | 16 | 0 | 0 | 0 | 0 | 0 | 0 | 0 | 0 | 0 | 0 | 0 | 0 | 0 | 0 | 0 | 0 | 0 | 0 | 0 | 0 | 0
Interior pulse start HID fixture 251 - 400 watts mercury vapro basecase | 16 | 0 | 0 | 0 | 0 | 0 | 0 | 0 | 0 | 0 | 0 | 0 | 0 | 0 | 0 | 0 | 0 | 0 | 0 | 0 | 0 | 0
Interior pulse start HID fixture 251-400 watts incandescent basecase | 16 | 0 | 0 | 0 | 0 | 0 | 0 | 0 | 0 | 0 | 0 | 0 | 0 | 0 | 0 | 0 | 0 | 0 | 0 | 0 | 0 | 0
Exterior pulse start HID fixture 0-100 watts incandescent basecase | 16 | 0 | 0 | 0 | 0 | 0 | 0 | 0 | 0 | 0 | 0 | 0 | 0 | 0 | 0 | 0 | 0 | 0 | 0 | 0 | 0 | 0
Exterior pulse start HID fixture 0-100 watts mercury vapor basecase | 16 | 0 | 0 | 0 | 0 | 0 | 0 | 0 | 0 | 0 | 0 | 0 | 0 | 0 | 0 | 0 | 0 | 0 | 0 | 0 | 0 | 0
Exterior pulse start HID fixture 101-175 watts incandescent basecase | 16 | 0 | 0 | 0 | 0 | 0 | 0 | 0 | 0 | 0 | 0 | 0 | 0 | 0 | 0 | 0 | 0 | 0 | 0 | 0 | 0 | 0
Exterior pulse start HID fixture 101-175 watts mercury vapor basecas | 16 | 0 | 0 | 0 | 0 | 0 | 0 | 0 | 0 | 0 | 0 | 0 | 0 | 0 | 0 | 0 | 0 | 0 | 0 | 0 | 0 | 0
Exterior pulse start HID fixture > 176 watts incandescent basecase | 16 | 0 | 0 | 0 | 0 | 0 | 0 | 0 | 0 | 0 | 0 | 0 | 0 | 0 | 0 | 0 | 0 | 0 | 0 | 0 | 0 | 0
Exterior pulse start HID fixture > 176 watts mercury vapor basecase | 16 | 0 | 0 | 0 | 0 | 0 | 0 | 0 | 0 | 0 | 0 | 0 | 0 | 0 | 0 | 0 | 0 | 0 | 0 | 0 | 0 | 0
Ceramic Metal Halide (CMH) ,75 watts | 16 | 0 | 0 | 0 | 0 | 0 | 0 | 0 | 0 | 0 | 0 | 0 | 0 | 0 | 0 | 0 | 0 | 0 | 0 | 0 | 0 | 0
Interior Pulse Start Metal Halide (400 W replacements) | 10 | 0 | 0 | 0 | 0 | 0 | 0 | 0 | 0 | 0 | 0 | 0 | 0 | 0 | 0 | 0 | 0 | 0 | 0 | 0 | 0 | 0
Interior HO T-5 4 lamp fixture retrofits | 16 | 0 | 0 | 0 | 0 | 0 | 0 | 0 | 0 | 0 | 0 | 0 | 0 | 0 | 0 | 0 | 0 | 0 | 0 | 0 | 0 | 0
Occupancy Sensor wall mounted | 8 | 0 | 0 | 0 | 0 | 0 | 0 | 0 | 0 | 0 | 0 | 0 | 0 | 0 | 0 | 0 | 0 | 0 | 0 | 0 | 0 | 0
Occupancy Sensor ceiling mounted | 8 | 0 | 0 | 0 | 0 | 0 | 0 | 0 | 0 | 0 | 0 | 0 | 0 | 0 | 0 | 0 | 0 | 0 | 0 | 0 | 0 | 0
Plug Load sensor | 8 | 0 | 0 | 0 | 0 | 0 | 0 | 0 | 0 | 0 | 0 | 0 | 0 | 0 | 0 | 0 | 0 | 0 | 0 | 0 | 0 | 0
Photocell | 8 | 0 | 0 | 0 | 0 | 0 | 0 | 0 | 0 | 0 | 0 | 0 | 0 | 0 | 0 | 0 | 0 | 0 | 0 | 0 | 0 | 0
Timeclock | 8 | 0 | 0 | 0 | 0 | 0 | 0 | 0 | 0 | 0 | 0 | 0 | 0 | 0 | 0 | 0 | 0 | 0 | 0 | 0 | 0 | 0
Refrigeration | 0 | 0 | 0 | 0 | 0 | 0 | 0 | 0 | 0 | 0 | 0 | 0 | 0 | 0 | 0 | 0 | 0 | 0 | 0 | 0 | 0 | 0
Night Covers for Display Cases - med temp | 5 | 0 | 0 | 0 | 0 | 0 | 0 | 0 | 0 | 0 | 0 | 0 | 0 | 0 | 0 | 0 | 0 | 0 | 0 | 0 | 0 | 0
Night Covers for Display Cases - low temp | 5 | 0 | 0 | 0 | 0 | 0 | 0 | 0 | 0 | 0 | 0 | 0 | 0 | 0 | 0 | 0 | 0 | 0 | 0 | 0 | 0 | 0
Infiltration Barrier for Walk-ins (strip curtains) | 4 | 0 | 0 | 0 | 0 | 0 | 0 | 0 | 0 | 0 | 0 | 0 | 0 | 0 | 0 | 0 | 0 | 0 | 0 | 0 | 0 | 0
Retrofit Glass doors on open vertical display cases (Low Temp) | 12 | 0 | 0 | 0 | 0 | 0 | 0 | 0 | 0 | 0 | 0 | 0 | 0 | 0 | 0 | 0 | 0 | 0 | 0 | 0 | 0 | 0
Retrofit Glass doors on open vertical display cases (Medium Case) | 12 | 0 | 0 | 0 | 0 | 0 | 0 | 0 | 0 | 0 | 0 | 0 | 0 | 0 | 0 | 0 | 0 | 0 | 0 | 0 | 0 | 0
Replace reach in case w/doors with hi eff case with special doors | 12 | 0 | 0 | 0 | 0 | 0 | 0 | 0 | 0 | 0 | 0 | 0 | 0 | 0 | 0 | 0 | 0 | 0 | 0 | 0 | 0 | 0
New Low Temp reach in Display Case with doors( replace open) | 16 | 0 | 0 | 0 | 0 | 0 | 0 | 0 | 0 | 0 | 0 | 0 | 0 | 0 | 0 | 0 | 0 | 0 | 0 | 0 | 0 | 0
New Medium Temp reach in Display Case with Doors (replace open) | 16 | 0 | 0 | 0 | 0 | 0 | 0 | 0 | 0 | 0 | 0 | 0 | 0 | 0 | 0 | 0 | 0 | 0 | 0 | 0 | 0 | 0
Special Doors with Low Anti-Sweat Heat low temp) | 12 | 0 | 0 | 0 | 0 | 0 | 0 | 0 | 0 | 0 | 0 | 0 | 0 | 0 | 0 | 0 | 0 | 0 | 0 | 0 | 0 | 0
Anti-Sweat Heat Controller | 8 | 0 | 0 | 0 | 0 | 0 | 0 | 0 | 0 | 0 | 0 | 0 | 0 | 0 | 0 | 0 | 0 | 0 | 0 | 0 | 0 | 0
Insulate Bare Suction Pipes | 11 | 0 | 0 | 0 | 0 | 0 | 0 | 0 | 0 | 0 | 0 | 0 | 0 | 0 | 0 | 0 | 0 | 0 | 0 | 0 | 0 | 0
Main door Cooler Door Gaskets (Walk-in) | 4 | 0 | 0 | 0 | 0 | 0 | 0 | 0 | 0 | 0 | 0 | 0 | 0 | 0 | 0 | 0 | 0 | 0 | 0 | 0 | 0 | 0
Main Door Freezer Door Gaskets( Walk-in) | 4 | 0 | 0 | 0 | 0 | 0 | 0 | 0 | 0 | 0 | 0 | 0 | 0 | 0 | 0 | 0 | 0 | 0 | 0 | 0 | 0 | 0
Auto-closer for Coolers | 8 | 0 | 0 | 0 | 0 | 0 | 0 | 0 | 0 | 0 | 0 | 0 | 0 | 0 | 0 | 0 | 0 | 0 | 0 | 0 | 0 | 0
Auto-closer for Freezers | 8 | 0 | 0 | 0 | 0 | 0 | 0 | 0 | 0 | 0 | 0 | 0 | 0 | 0 | 0 | 0 | 0 | 0 | 0 | 0 | 0 | 0
Auto-closer for Glass Doors for Walk-In Coolers | 8 | 0 | 0 | 0 | 0 | 0 | 0 | 0 | 0 | 0 | 0 | 0 | 0 | 0 | 0 | 0 | 0 | 0 | 0 | 0 | 0 | 0
Oversized Air Cooled Condenser | 16 | 0 | 0 | 0 | 0 | 0 | 0 | 0 | 0 | 0 | 0 | 0 | 0 | 0 | 0 | 0 | 0 | 0 | 0 | 0 | 0 | 0
Oversized Evaporative Cooled Condenser | 16 | 0 | 0 | 0 | 0 | 0 | 0 | 0 | 0 | 0 | 0 | 0 | 0 | 0 | 0 | 0 | 0 | 0 | 0 | 0 | 0 | 0
Air cooled to Evaporative cooled condensers -conventional | 16 | 0 | 0 | 0 | 0 | 0 | 0 | 0 | 0 | 0 | 0 | 0 | 0 | 0 | 0 | 0 | 0 | 0 | 0 | 0 | 0 | 0
Air cooled to Evaporative cooled condensers - multiplex | 16 | 0 | 0 | 0 | 0 | 0 | 0 | 0 | 0 | 0 | 0 | 0 | 0 | 0 | 0 | 0 | 0 | 0 | 0 | 0 | 0 | 0
Multiplex Compressor System air cooled | 12 | 0 | 0 | 0 | 0 | 0 | 0 | 0 | 0 | 0 | 0 | 0 | 0 | 0 | 0 | 0 | 0 | 0 | 0 | 0 | 0 | 0
Multiplex Compressor System - evap cooled | 12 | 0 | 0 | 0 | 0 | 0 | 0 | 0 | 0 | 0 | 0 | 0 | 0 | 0 | 0 | 0 | 0 | 0 | 0 | 0 | 0 | 0
Multiplex Compressor System w/ eff cond - air cooled | 12 | 0 | 0 | 0 | 0 | 0 | 0 | 0 | 0 | 0 | 0 | 0 | 0 | 0 | 0 | 0 | 0 | 0 | 0 | 0 | 0 | 0
Multiplex Compressor System w/ eff cond - evap cooled | 12 | 0 | 0 | 0 | 0 | 0 | 0 | 0 | 0 | 0 | 0 | 0 | 0 | 0 | 0 | 0 | 0 | 0 | 0 | 0 | 0 | 0
Floating Head Pressure Controller - air cooled | 16 | 0 | 0 | 0 | 0 | 0 | 0 | 0 | 0 | 0 | 0 | 0 | 0 | 0 | 0 | 0 | 0 | 0 | 0 | 0 | 0 | 0
Floating Head Pressure Controller - evap cooled | 16 | 0 | 0 | 0 | 0 | 0 | 0 | 0 | 0 | 0 | 0 | 0 | 0 | 0 | 0 | 0 | 0 | 0 | 0 | 0 | 0 | 0
Efficient Evaporator Fan Motors (SHP to PSC) | 16 | 0 | 0 | 0 | 0 | 0 | 0 | 0 | 0 | 0 | 0 | 0 | 0 | 0 | 0 | 0 | 0 | 0 | 0 | 0 | 0 | 0
Efficient Evaporator Fan Motors (SHP to ECM) | 16 | 0 | 0 | 0 | 0 | 0 | 0 | 0 | 0 | 0 | 0 | 0 | 0 | 0 | 0 | 0 | 0 | 0 | 0 | 0 | 0 | 0
High Efficiency Compressor | 15 | 0 | 0 | 0 | 0 | 0 | 0 | 0 | 0 | 0 | 0 | 0 | 0 | 0 | 0 | 0 | 0 | 0 | 0 | 0 | 0 | 0
Evaporative Fan Controller | 5 | 0 | 0 | 0 | 0 | 0 | 0 | 0 | 0 | 0 | 0 | 0 | 0 | 0 | 0 | 0 | 0 | 0 | 0 | 0 | 0 | 0
Vending Machine Controller | 15 | 0 | 0 | 0 | 0 | 0 | 0 | 0 | 0 | 0 | 0 | 0 | 0 | 0 | 0 | 0 | 0 | 0 | 0 | 0 | 0 | 0
Agricultural | 0 | 0 | 0 | 0 | 0 | 0 | 0 | 0 | 0 | 0 | 0 | 0 | 0 | 0 | 0 | 0 | 0 | 0 | 0 | 0 | 0 | 0
Sprinkler to Micro-Irrigation conversion | 20 | 0 | 0 | 0 | 0 | 0 | 0 | 0 | 0 | 0 | 0 | 0 | 0 | 0 | 0 | 0 | 0 | 0 | 0 | 0 | 0 | 0
Low pressure impact sprinkler nozzles( permanent) | 5 | 0 | 0 | 0 | 0 | 0 | 0 | 0 | 0 | 0 | 0 | 0 | 0 | 0 | 0 | 0 | 0 | 0 | 0 | 0 | 0 | 0
Low pressure impact sprinkler nozzles( portable) | 5 | 0 | 0 | 0 | 0 | 0 | 0 | 0 | 0 | 0 | 0 | 0 | 0 | 0 | 0 | 0 | 0 | 0 | 0 | 0 | 0 | 0
Variable Frequency Drives for Injectin Molding Machines | 15 | 0 | 0 | 0 | 0 | 0 | 0 | 0 | 0 | 0 | 0 | 0 | 0 | 0 | 0 | 0 | 0 | 0 | 0 | 0 | 0 | 0
Motors | 0 | 0 | 0 | 0 | 0 | 0 | 0 | 0 | 0 | 0 | 0 | 0 | 0 | 0 | 0 | 0 | 0 | 0 | 0 | 0 | 0 | 0
Motors 1-200 HP | 15 | 0 | 0 | 0 | 0 | 0 | 0 | 0 | 0 | 0 | 0 | 0 | 0 | 0 | 0 | 0 | 0 | 0 | 0 | 0 | 0 | 0
Food Service | 0 | 0 | 0 | 0 | 0 | 0 | 0 | 0 | 0 | 0 | 0 | 0 | 0 | 0 | 0 | 0 | 0 | 0 | 0 | 0 | 0 | 0
Pressureless Steamers <=0.4 kW idle | 12 | 0 | 0 | 0 | 0 | 0 | 0 | 0 | 0 | 0 | 0 | 0 | 0 | 0 | 0 | 0 | 0 | 0 | 0 | 0 | 0 | 0
Pressureless Steamers <=0.2 kW idle | 12 | 0 | 0 | 0 | 0 | 0 | 0 | 0 | 0 | 0 | 0 | 0 | 0 | 0 | 0 | 0 | 0 | 0 | 0 | 0 | 0 | 0
Insulated Holding Cabinet- Full Size <=.8 kW | 12 | 0 | 0 | 0 | 0 | 0 | 0 | 0 | 0 | 0 | 0 | 0 | 0 | 0 | 0 | 0 | 0 | 0 | 0 | 0 | 0 | 0
Insulated Holding Cabinet- Full Size <=.6 kW | 12 | 0 | 0 | 0 | 0 | 0 | 0 | 0 | 0 | 0 | 0 | 0 | 0 | 0 | 0 | 0 | 0 | 0 | 0 | 0 | 0 | 0
Insulated Holding Cabinet-Three Quarter Size <=.8 kW | 12 | 0 | 0 | 0 | 0 | 0 | 0 | 0 | 0 | 0 | 0 | 0 | 0 | 0 | 0 | 0 | 0 | 0 | 0 | 0 | 0 | 0
Insulated Holding Cabinet-Three Quarter Size <=.6 kW | 12 | 0 | 0 | 0 | 0 | 0 | 0 | 0 | 0 | 0 | 0 | 0 | 0 | 0 | 0 | 0 | 0 | 0 | 0 | 0 | 0 | 0
Insulated Holding Cabinet-Half Size <=.4 kW | 12 | 0 | 0 | 0 | 0 | 0 | 0 | 0 | 0 | 0 | 0 | 0 | 0 | 0 | 0 | 0 | 0 | 0 | 0 | 0 | 0 | 0
Insulated Holding Cabinet-Half Size <=.3 kW | 12 | 0 | 0 | 0 | 0 | 0 | 0 | 0 | 0 | 0 | 0 | 0 | 0 | 0 | 0 | 0 | 0 | 0 | 0 | 0 | 0 | 0
0 | 0 | 0 | 0 | 0 | 0 | 0 | 0 | 0 | 0 | 0 | 0 | 0 | 0 | 0 | 0 | 0 | 0 | 0 | 0 | 0 | 0 | 0
0 | 0 | 0 | 0 | 0 | 0 | 0 | 0 | 0 | 0 | 0 | 0 | 0 | 0 | 0 | 0 | 0 | 0 | 0 | 0 | 0 | 0 | 0
0 | 0 | 0 | 0 | 0 | 0 | 0 | 0 | 0 | 0 | 0 | 0 | 0 | 0 | 0 | 0 | 0 | 0 | 0 | 0 | 0 | 0 | 0
0 | 0 | 0 | 0 | 0 | 0 | 0 | 0 | 0 | 0 | 0 | 0 | 0 | 0 | 0 | 0 | 0 | 0 | 0 | 0 | 0 | 0 | 0
0 | 0 | 0 | 0 | 0 | 0 | 0 | 0 | 0 | 0 | 0 | 0 | 0 | 0 | 0 | 0 | 0 | 0 | 0 | 0 | 0 | 0 | 0
0 | 0 | 0 | 0 | 0 | 0 | 0 | 0 | 0 | 0 | 0 | 0 | 0 | 0 | 0 | 0 | 0 | 0 | 0 | 0 | 0 | 0 | 0
0 | 0 | 0 | 0 | 0 | 0 | 0 | 0 | 0 | 0 | 0 | 0 | 0 | 0 | 0 | 0 | 0 | 0 | 0 | 0 | 0 | 0 | 0
0 | 0 | 0 | 0 | 0 | 0 | 0 | 0 | 0 | 0 | 0 | 0 | 0 | 0 | 0 | 0 | 0 | 0 | 0 | 0 | 0 | 0 | 0
0 | 0 | 0 | 0 | 0 | 0 | 0 | 0 | 0 | 0 | 0 | 0 | 0 | 0 | 0 | 0 | 0 | 0 | 0 | 0 | 0 | 0 | 0
0 | 0 | 0 | 0 | 0 | 0 | 0 | 0 | 0 | 0 | 0 | 0 | 0 | 0 | 0 | 0 | 0 | 0 | 0 | 0 | 0 | 0 | 0
0 | 0 | 0 | 0 | 0 | 0 | 0 | 0 | 0 | 0 | 0 | 0 | 0 | 0 | 0 | 0 | 0 | 0 | 0 | 0 | 0 | 0 | 0
0 | 0 | 0 | 0 | 0 | 0 | 0 | 0 | 0 | 0 | 0 | 0 | 0 | 0 | 0 | 0 | 0 | 0 | 0 | 0 | 0 | 0 | 0
0 | 0 | 0 | 0 | 0 | 0 | 0 | 0 | 0 | 0 | 0 | 0 | 0 | 0 | 0 | 0 | 0 | 0 | 0 | 0 | 0 | 0 | 0
0 | 0 | 0 | 0 | 0 | 0 | 0 | 0 | 0 | 0 | 0 | 0 | 0 | 0 | 0 | 0 | 0 | 0 | 0 | 0 | 0 | 0 | 0
0 | 0 | 0 | 0 | 0 | 0 | 0 | 0 | 0 | 0 | 0 | 0 | 0 | 0 | 0 | 0 | 0 | 0 | 0 | 0 | 0 | 0 | 0
0 | 0 | 0 | 0 | 0 | 0 | 0 | 0 | 0 | 0 | 0 | 0 | 0 | 0 | 0 | 0 | 0 | 0 | 0 | 0 | 0 | 0 | 0
0 | 0 | 0 | 0 | 0 | 0 | 0 | 0 | 0 | 0 | 0 | 0 | 0 | 0 | 0 | 0 | 0 | 0 | 0 | 0 | 0 | 0 | 0
0 | 0 | 0 | 0 | 0 | 0 | 0 | 0 | 0 | 0 | 0 | 0 | 0 | 0 | 0 | 0 | 0 | 0 | 0 | 0 | 0 | 0 | 0
0 | 0 | 0 | 0 | 0 | 0 | 0 | 0 | 0 | 0 | 0 | 0 | 0 | 0 | 0 | 0 | 0 | 0 | 0 | 0 | 0 | 0 | 0
0 | 0 | 0 | 0 | 0 | 0 | 0 | 0 | 0 | 0 | 0 | 0 | 0 | 0 | 0 | 0 | 0 | 0 | 0 | 0 | 0 | 0 | 0
0 | 0 | 0 | 0 | 0 | 0 | 0 | 0 | 0 | 0 | 0 | 0 | 0 | 0 | 0 | 0 | 0 | 0 | 0 | 0 | 0 | 0 | 0
0 | 0 | 0 | 0 | 0 | 0 | 0 | 0 | 0 | 0 | 0 | 0 | 0 | 0 | 0 | 0 | 0 | 0 | 0 | 0 | 0 | 0 | 0
0 | 0 | 0 | 0 | 0 | 0 | 0 | 0 | 0 | 0 | 0 | 0 | 0 | 0 | 0 | 0 | 0 | 0 | 0 | 0 | 0 | 0 | 0
0 | 0 | 0 | 0 | 0 | 0 | 0 | 0 | 0 | 0 | 0 | 0 | 0 | 0 | 0 | 0 | 0 | 0 | 0 | 0 | 0 | 0 | 0
0 | 0 | 0 | 0 | 0 | 0 | 0 | 0 | 0 | 0 | 0 | 0 | 0 | 0 | 0 | 0 | 0 | 0 | 0 | 0 | 0 | 0 | 0
0 | 0 | 0 | 0 | 0 | 0 | 0 | 0 | 0 | 0 | 0 | 0 | 0 | 0 | 0 | 0 | 0 | 0 | 0 | 0 | 0 | 0 | 0
0 | 0 | 0 | 0 | 0 | 0 | 0 | 0 | 0 | 0 | 0 | 0 | 0 | 0 | 0 | 0 | 0 | 0 | 0 | 0 | 0 | 0 | 0
0 | 0 | 0 | 0 | 0 | 0 | 0 | 0 | 0 | 0 | 0 | 0 | 0 | 0 | 0 | 0 | 0 | 0 | 0 | 0 | 0 | 0 | 0
0 | 0 | 0 | 0 | 0 | 0 | 0 | 0 | 0 | 0 | 0 | 0 | 0 | 0 | 0 | 0 | 0 | 0 | 0 | 0 | 0 | 0 | 0
0 | 0 | 0 | 0 | 0 | 0 | 0 | 0 | 0 | 0 | 0 | 0 | 0 | 0 | 0 | 0 | 0 | 0 | 0 | 0 | 0 | 0 | 0
0 | 0 | 0 | 0 | 0 | 0 | 0 | 0 | 0 | 0 | 0 | 0 | 0 | 0 | 0 | 0 | 0 | 0 | 0 | 0 | 0 | 0 | 0
0 | 0 | 0 | 0 | 0 | 0 | 0 | 0 | 0 | 0 | 0 | 0 | 0 | 0 | 0 | 0 | 0 | 0 | 0 | 0 | 0 | 0 | 0
0 | 0 | 0 | 0 | 0 | 0 | 0 | 0 | 0 | 0 | 0 | 0 | 0 | 0 | 0 | 0 | 0 | 0 | 0 | 0 | 0 | 0 | 0
0 | 0 | 0 | 0 | 0 | 0 | 0 | 0 | 0 | 0 | 0 | 0 | 0 | 0 | 0 | 0 | 0 | 0 | 0 | 0 | 0 | 0 | 0
0 | 0 | 0 | 0 | 0 | 0 | 0 | 0 | 0 | 0 | 0 | 0 | 0 | 0 | 0 | 0 | 0 | 0 | 0 | 0 | 0 | 0 | 0
0 | 0 | 0 | 0 | 0 | 0 | 0 | 0 | 0 | 0 | 0 | 0 | 0 | 0 | 0 | 0 | 0 | 0 | 0 | 0 | 0 | 0 | 0
0 | 0 | 0 | 0 | 0 | 0 | 0 | 0 | 0 | 0 | 0 | 0 | 0 | 0 | 0 | 0 | 0 | 0 | 0 | 0 | 0 | 0 | 0
0 | 0 | 0 | 0 | 0 | 0 | 0 | 0 | 0 | 0 | 0 | 0 | 0 | 0 | 0 | 0 | 0 | 0 | 0 | 0 | 0 | 0 | 0
0 | 0 | 0 | 0 | 0 | 0 | 0 | 0 | 0 | 0 | 0 | 0 | 0 | 0 | 0 | 0 | 0 | 0 | 0 | 0 | 0 | 0 | 0
0 | 0 | 0 | 0 | 0 | 0 | 0 | 0 | 0 | 0 | 0 | 0 | 0 | 0 | 0 | 0 | 0 | 0 | 0 | 0 | 0 | 0 | 0
0 | 0 | 0 | 0 | 0 | 0 | 0 | 0 | 0 | 0 | 0 | 0 | 0 | 0 | 0 | 0 | 0 | 0 | 0 | 0 | 0 | 0 | 0
0 | 0 | 0 | 0 | 0 | 0 | 0 | 0 | 0 | 0 | 0 | 0 | 0 | 0 | 0 | 0 | 0 | 0 | 0 | 0 | 0 | 0 | 0
0 | 0 | 0 | 0 | 0 | 0 | 0 | 0 | 0 | 0 | 0 | 0 | 0 | 0 | 0 | 0 | 0 | 0 | 0 | 0 | 0 | 0 | 0
0 | 0 | 0 | 0 | 0 | 0 | 0 | 0 | 0 | 0 | 0 | 0 | 0 | 0 | 0 | 0 | 0 | 0 | 0 | 0 | 0 | 0 | 0
0 | 0 | 0 | 0 | 0 | 0 | 0 | 0 | 0 | 0 | 0 | 0 | 0 | 0 | 0 | 0 | 0 | 0 | 0 | 0 | 0 | 0 | 0
0 | 0 | 0 | 0 | 0 | 0 | 0 | 0 | 0 | 0 | 0 | 0 | 0 | 0 | 0 | 0 | 0 | 0 | 0 | 0 | 0 | 0 | 0
0 | 0 | 0 | 0 | 0 | 0 | 0 | 0 | 0 | 0 | 0 | 0 | 0 | 0 | 0 | 0 | 0 | 0 | 0 | 0 | 0 | 0 | 0
0 | 0 | 0 | 0 | 0 | 0 | 0 | 0 | 0 | 0 | 0 | 0 | 0 | 0 | 0 | 0 | 0 | 0 | 0 | 0 | 0 | 0 | 0
0 | 0 | 0 | 0 | 0 | 0 | 0 | 0 | 0 | 0 | 0 | 0 | 0 | 0 | 0 | 0 | 0 | 0 | 0 | 0 | 0 | 0 | 0
0 | 0 | 0 | 0 | 0 | 0 | 0 | 0 | 0 | 0 | 0 | 0 | 0 | 0 | 0 | 0 | 0 | 0 | 0 | 0 | 0 | 0 | 0
0 | 0 | 0 | 0 | 0 | 0 | 0 | 0 | 0 | 0 | 0 | 0 | 0 | 0 | 0 | 0 | 0 | 0 | 0 | 0 | 0 | 0 | 0
0 | 0 | 0 | 0 | 0 | 0 | 0 | 0 | 0 | 0 | 0 | 0 | 0 | 0 | 0 | 0 | 0 | 0 | 0 | 0 | 0 | 0 | 0
0 | 0 | 0 | 0 | 0 | 0 | 0 | 0 | 0 | 0 | 0 | 0 | 0 | 0 | 0 | 0 | 0 | 0 | 0 | 0 | 0 | 0 | 0
0 | 0 | 0 | 0 | 0 | 0 | 0 | 0 | 0 | 0 | 0 | 0 | 0 | 0 | 0 | 0 | 0 | 0 | 0 | 0 | 0 | 0 | 0
0 | 0 | 0 | 0 | 0 | 0 | 0 | 0 | 0 | 0 | 0 | 0 | 0 | 0 | 0 | 0 | 0 | 0 | 0 | 0 | 0 | 0 | 0
0 | 0 | 0 | 0 | 0 | 0 | 0 | 0 | 0 | 0 | 0 | 0 | 0 | 0 | 0 | 0 | 0 | 0 | 0 | 0 | 0 | 0 | 0
0 | 0 | 0 | 0 | 0 | 0 | 0 | 0 | 0 | 0 | 0 | 0 | 0 | 0 | 0 | 0 | 0 | 0 | 0 | 0 | 0 | 0 | 0
0 | 0 | 0 | 0 | 0 | 0 | 0 | 0 | 0 | 0 | 0 | 0 | 0 | 0 | 0 | 0 | 0 | 0 | 0 | 0 | 0 | 0 | 0
0 | 0 | 0 | 0 | 0 | 0 | 0 | 0 | 0 | 0 | 0 | 0 | 0 | 0 | 0 | 0 | 0 | 0 | 0 | 0 | 0 | 0 | 0
0 | 0 | 0 | 0 | 0 | 0 | 0 | 0 | 0 | 0 | 0 | 0 | 0 | 0 | 0 | 0 | 0 | 0 | 0 | 0 | 0 | 0 | 0
0 | 0 | 0 | 0 | 0 | 0 | 0 | 0 | 0 | 0 | 0 | 0 | 0 | 0 | 0 | 0 | 0 | 0 | 0 | 0 | 0 | 0 | 0
0 | 0 | 0 | 0 | 0 | 0 | 0 | 0 | 0 | 0 | 0 | 0 | 0 | 0 | 0 | 0 | 0 | 0 | 0 | 0 | 0 | 0 | 0
0 | 0 | 0 | 0 | 0 | 0 | 0 | 0 | 0 | 0 | 0 | 0 | 0 | 0 | 0 | 0 | 0 | 0 | 0 | 0 | 0 | 0 | 0
0 | 0 | 0 | 0 | 0 | 0 | 0 | 0 | 0 | 0 | 0 | 0 | 0 | 0 | 0 | 0 | 0 | 0 | 0 | 0 | 0 | 0 | 0
0 | 0 | 0 | 0 | 0 | 0 | 0 | 0 | 0 | 0 | 0 | 0 | 0 | 0 | 0 | 0 | 0 | 0 | 0 | 0 | 0 | 0 | 0
0 | 0 | 0 | 0 | 0 | 0 | 0 | 0 | 0 | 0 | 0 | 0 | 0 | 0 | 0 | 0 | 0 | 0 | 0 | 0 | 0 | 0 | 0
0 | 0 | 0 | 0 | 0 | 0 | 0 | 0 | 0 | 0 | 0 | 0 | 0 | 0 | 0 | 0 | 0 | 0 | 0 | 0 | 0 | 0 | 0
0 | 0 | 0 | 0 | 0 | 0 | 0 | 0 | 0 | 0 | 0 | 0 | 0 | 0 | 0 | 0 | 0 | 0 | 0 | 0 | 0 | 0 | 0
0 | 0 | 0 | 0 | 0 | 0 | 0 | 0 | 0 | 0 | 0 | 0 | 0 | 0 | 0 | 0 | 0 | 0 | 0 | 0 | 0 | 0 | 0
0 | 0 | 0 | 0 | 0 | 0 | 0 | 0 | 0 | 0 | 0 | 0 | 0 | 0 | 0 | 0 | 0 | 0 | 0 | 0 | 0 | 0 | 0
0 | 0 | 0 | 0 | 0 | 0 | 0 | 0 | 0 | 0 | 0 | 0 | 0 | 0 | 0 | 0 | 0 | 0 | 0 | 0 | 0 | 0 | 0
0 | 0 | 0 | 0 | 0 | 0 | 0 | 0 | 0 | 0 | 0 | 0 | 0 | 0 | 0 | 0 | 0 | 0 | 0 | 0 | 0 | 0 | 0
0 | 0 | 0 | 0 | 0 | 0 | 0 | 0 | 0 | 0 | 0 | 0 | 0 | 0 | 0 | 0 | 0 | 0 | 0 | 0 | 0 | 0 | 0
0 | 0 | 0 | 0 | 0 | 0 | 0 | 0 | 0 | 0 | 0 | 0 | 0 | 0 | 0 | 0 | 0 | 0 | 0 | 0 | 0 | 0 | 0
0 | 0 | 0 | 0 | 0 | 0 | 0 | 0 | 0 | 0 | 0 | 0 | 0 | 0 | 0 | 0 | 0 | 0 | 0 | 0 | 0 | 0 | 0
0 | 0 | 0 | 0 | 0 | 0 | 0 | 0 | 0 | 0 | 0 | 0 | 0 | 0 | 0 | 0 | 0 | 0 | 0 | 0 | 0 | 0 | 0
0 | 0 | 0 | 0 | 0 | 0 | 0 | 0 | 0 | 0 | 0 | 0 | 0 | 0 | 0 | 0 | 0 | 0 | 0 | 0 | 0 | 0 | 0
0 | 0 | 0 | 0 | 0 | 0 | 0 | 0 | 0 | 0 | 0 | 0 | 0 | 0 | 0 | 0 | 0 | 0 | 0 | 0 | 0 | 0 | 0
0 | 0 | 0 | 0 | 0 | 0 | 0 | 0 | 0 | 0 | 0 | 0 | 0 | 0 | 0 | 0 | 0 | 0 | 0 | 0 | 0 | 0 | 0
0 | 0 | 0 | 0 | 0 | 0 | 0 | 0 | 0 | 0 | 0 | 0 | 0 | 0 | 0 | 0 | 0 | 0 | 0 | 0 | 0 | 0 | 0
0 | 0 | 0 | 0 | 0 | 0 | 0 | 0 | 0 | 0 | 0 | 0 | 0 | 0 | 0 | 0 | 0 | 0 | 0 | 0 | 0 | 0 | 0
0 | 0 | 0 | 0 | 0 | 0 | 0 | 0 | 0 | 0 | 0 | 0 | 0 | 0 | 0 | 0 | 0 | 0 | 0 | 0 | 0 | 0 | 0
0 | 0 | 0 | 0 | 0 | 0 | 0 | 0 | 0 | 0 | 0 | 0 | 0 | 0 | 0 | 0 | 0 | 0 | 0 | 0 | 0 | 0 | 0
0 | 0 | 0 | 0 | 0 | 0 | 0 | 0 | 0 | 0 | 0 | 0 | 0 | 0 | 0 | 0 | 0 | 0 | 0 | 0 | 0 | 0 | 0
0 | 0 | 0 | 0 | 0 | 0 | 0 | 0 | 0 | 0 | 0 | 0 | 0 | 0 | 0 | 0 | 0 | 0 | 0 | 0 | 0 | 0 | 0
0 | 0 | 0 | 0 | 0 | 0 | 0 | 0 | 0 | 0 | 0 | 0 | 0 | 0 | 0 | 0 | 0 | 0 | 0 | 0 | 0 | 0 | 0
0 | 0 | 0 | 0 | 0 | 0 | 0 | 0 | 0 | 0 | 0 | 0 | 0 | 0 | 0 | 0 | 0 | 0 | 0 | 0 | 0 | 0 | 0
0 | 0 | 0 | 0 | 0 | 0 | 0 | 0 | 0 | 0 | 0 | 0 | 0 | 0 | 0 | 0 | 0 | 0 | 0 | 0 | 0 | 0 | 0
0 | 0 | 0 | 0 | 0 | 0 | 0 | 0 | 0 | 0 | 0 | 0 | 0 | 0 | 0 | 0 | 0 | 0 | 0 | 0 | 0 | 0 | 0
0 | 0 | 0 | 0 | 0 | 0 | 0 | 0 | 0 | 0 | 0 | 0 | 0 | 0 | 0 | 0 | 0 | 0 | 0 | 0 | 0 | 0 | 0
0 | 0 | 0 | 0 | 0 | 0 | 0 | 0 | 0 | 0 | 0 | 0 | 0 | 0 | 0 | 0 | 0 | 0 | 0 | 0 | 0 | 0 | 0
0 | 0 | 0 | 0 | 0 | 0 | 0 | 0 | 0 | 0 | 0 | 0 | 0 | 0 | 0 | 0 | 0 | 0 | 0 | 0 | 0 | 0 | 0
0 | 0 | 0 | 0 | 0 | 0 | 0 | 0 | 0 | 0 | 0 | 0 | 0 | 0 | 0 | 0 | 0 | 0 | 0 | 0 | 0 | 0 | 0
0 | 0 | 0 | 0 | 0 | 0 | 0 | 0 | 0 | 0 | 0 | 0 | 0 | 0 | 0 | 0 | 0 | 0 | 0 | 0 | 0 | 0 | 0
0 | 0 | 0 | 0 | 0 | 0 | 0 | 0 | 0 | 0 | 0 | 0 | 0 | 0 | 0 | 0 | 0 | 0 | 0 | 0 | 0 | 0 | 0
0 | 0 | 0 | 0 | 0 | 0 | 0 | 0 | 0 | 0 | 0 | 0 | 0 | 0 | 0 | 0 | 0 | 0 | 0 | 0 | 0 | 0 | 0
0 | 0 | 0 | 0 | 0 | 0 | 0 | 0 | 0 | 0 | 0 | 0 | 0 | 0 | 0 | 0 | 0 | 0 | 0 | 0 | 0 | 0 | 0
0 | 0 | 0 | 0 | 0 | 0 | 0 | 0 | 0 | 0 | 0 | 0 | 0 | 0 | 0 | 0 | 0 | 0 | 0 | 0 | 0 | 0 | 0
0 | 0 | 0 | 0 | 0 | 0 | 0 | 0 | 0 | 0 | 0 | 0 | 0 | 0 | 0 | 0 | 0 | 0 | 0 | 0 | 0 | 0 | 0
0 | 0 | 0 | 0 | 0 | 0 | 0 | 0 | 0 | 0 | 0 | 0 | 0 | 0 | 0 | 0 | 0 | 0 | 0 | 0 | 0 | 0 | 0
0 | 0 | 0 | 0 | 0 | 0 | 0 | 0 | 0 | 0 | 0 | 0 | 0 | 0 | 0 | 0 | 0 | 0 | 0 | 0 | 0 | 0 | 0
0 | 0 | 0 | 0 | 0 | 0 | 0 | 0 | 0 | 0 | 0 | 0 | 0 | 0 | 0 | 0 | 0 | 0 | 0 | 0 | 0 | 0 | 0
0 | 0 | 0 | 0 | 0 | 0 | 0 | 0 | 0 | 0 | 0 | 0 | 0 | 0 | 0 | 0 | 0 | 0 | 0 | 0 | 0 | 0 | 0
0 | 0 | 0 | 0 | 0 | 0 | 0 | 0 | 0 | 0 | 0 | 0 | 0 | 0 | 0 | 0 | 0 | 0 | 0 | 0 | 0 | 0 | 0
0 | 0 | 0 | 0 | 0 | 0 | 0 | 0 | 0 | 0 | 0 | 0 | 0 | 0 | 0 | 0 | 0 | 0 | 0 | 0 | 0 | 0 | 0
0 | 0 | 0 | 0 | 0 | 0 | 0 | 0 | 0 | 0 | 0 | 0 | 0 | 0 | 0 | 0 | 0 | 0 | 0 | 0 | 0 | 0 | 0
0 | 0 | 0 | 0 | 0 | 0 | 0 | 0 | 0 | 0 | 0 | 0 | 0 | 0 | 0 | 0 | 0 | 0 | 0 | 0 | 0 | 0 | 0
0 | 0 | 0 | 0 | 0 | 0 | 0 | 0 | 0 | 0 | 0 | 0 | 0 | 0 | 0 | 0 | 0 | 0 | 0 | 0 | 0 | 0 | 0
0 | 0 | 0 | 0 | 0 | 0 | 0 | 0 | 0 | 0 | 0 | 0 | 0 | 0 | 0 | 0 | 0 | 0 | 0 | 0 | 0 | 0 | 0
0 | 0 | 0 | 0 | 0 | 0 | 0 | 0 | 0 | 0 | 0 | 0 | 0 | 0 | 0 | 0 | 0 | 0 | 0 | 0 | 0 | 0 | 0
0 | 0 | 0 | 0 | 0 | 0 | 0 | 0 | 0 | 0 | 0 | 0 | 0 | 0 | 0 | 0 | 0 | 0 | 0 | 0 | 0 | 0 | 0
0 | 0 | 0 | 0 | 0 | 0 | 0 | 0 | 0 | 0 | 0 | 0 | 0 | 0 | 0 | 0 | 0 | 0 | 0 | 0 | 0 | 0 | 0
0 | 0 | 0 | 0 | 0 | 0 | 0 | 0 | 0 | 0 | 0 | 0 | 0 | 0 | 0 | 0 | 0 | 0 | 0 | 0 | 0 | 0 | 0
0 | 0 | 0 | 0 | 0 | 0 | 0 | 0 | 0 | 0 | 0 | 0 | 0 | 0 | 0 | 0 | 0 | 0 | 0 | 0 | 0 | 0 | 0
0 | 0 | 0 | 0 | 0 | 0 | 0 | 0 | 0 | 0 | 0 | 0 | 0 | 0 | 0 | 0 | 0 | 0 | 0 | 0 | 0 | 0 | 0
0 | 0 | 0 | 0 | 0 | 0 | 0 | 0 | 0 | 0 | 0 | 0 | 0 | 0 | 0 | 0 | 0 | 0 | 0 | 0 | 0 | 0 | 0
0 | 0 | 0 | 0 | 0 | 0 | 0 | 0 | 0 | 0 | 0 | 0 | 0 | 0 | 0 | 0 | 0 | 0 | 0 | 0 | 0 | 0 | 0
0 | 0 | 0 | 0 | 0 | 0 | 0 | 0 | 0 | 0 | 0 | 0 | 0 | 0 | 0 | 0 | 0 | 0 | 0 | 0 | 0 | 0 | 0
0 | 0 | 0 | 0 | 0 | 0 | 0 | 0 | 0 | 0 | 0 | 0 | 0 | 0 | 0 | 0 | 0 | 0 | 0 | 0 | 0 | 0 | 0
0 | 0 | 0 | 0 | 0 | 0 | 0 | 0 | 0 | 0 | 0 | 0 | 0 | 0 | 0 | 0 | 0 | 0 | 0 | 0 | 0 | 0 | 0
0 | 0 | 0 | 0 | 0 | 0 | 0 | 0 | 0 | 0 | 0 | 0 | 0 | 0 | 0 | 0 | 0 | 0 | 0 | 0 | 0 | 0 | 0
0 | 0 | 0 | 0 | 0 | 0 | 0 | 0 | 0 | 0 | 0 | 0 | 0 | 0 | 0 | 0 | 0 | 0 | 0 | 0 | 0 | 0 | 0
0 | 0 | 0 | 0 | 0 | 0 | 0 | 0 | 0 | 0 | 0 | 0 | 0 | 0 | 0 | 0 | 0 | 0 | 0 | 0 | 0 | 0 | 0
0 | 0 | 0 | 0 | 0 | 0 | 0 | 0 | 0 | 0 | 0 | 0 | 0 | 0 | 0 | 0 | 0 | 0 | 0 | 0 | 0 | 0 | 0
0 | 0 | 0 | 0 | 0 | 0 | 0 | 0 | 0 | 0 | 0 | 0 | 0 | 0 | 0 | 0 | 0 | 0 | 0 | 0 | 0 | 0 | 0
0 | 0 | 0 | 0 | 0 | 0 | 0 | 0 | 0 | 0 | 0 | 0 | 0 | 0 | 0 | 0 | 0 | 0 | 0 | 0 | 0 | 0 | 0
0 | 0 | 0 | 0 | 0 | 0 | 0 | 0 | 0 | 0 | 0 | 0 | 0 | 0 | 0 | 0 | 0 | 0 | 0 | 0 | 0 | 0 | 0
0 | 0 | 0 | 0 | 0 | 0 | 0 | 0 | 0 | 0 | 0 | 0 | 0 | 0 | 0 | 0 | 0 | 0 | 0 | 0 | 0 | 0 | 0
0 | 0 | 0 | 0 | 0 | 0 | 0 | 0 | 0 | 0 | 0 | 0 | 0 | 0 | 0 | 0 | 0 | 0 | 0 | 0 | 0 | 0 | 0
0 | 0 | 0 | 0 | 0 | 0 | 0 | 0 | 0 | 0 | 0 | 0 | 0 | 0 | 0 | 0 | 0 | 0 | 0 | 0 | 0 | 0 | 0
0 | 0 | 0 | 0 | 0 | 0 | 0 | 0 | 0 | 0 | 0 | 0 | 0 | 0 | 0 | 0 | 0 | 0 | 0 | 0 | 0 | 0 | 0
0 | 0 | 0 | 0 | 0 | 0 | 0 | 0 | 0 | 0 | 0 | 0 | 0 | 0 | 0 | 0 | 0 | 0 | 0 | 0 | 0 | 0 | 0
0 | 0 | 0 | 0 | 0 | 0 | 0 | 0 | 0 | 0 | 0 | 0 | 0 | 0 | 0 | 0 | 0 | 0 | 0 | 0 | 0 | 0 | 0
0 | 0 | 0 | 0 | 0 | 0 | 0 | 0 | 0 | 0 | 0 | 0 | 0 | 0 | 0 | 0 | 0 | 0 | 0 | 0 | 0 | 0 | 0
0 | 0 | 0 | 0 | 0 | 0 | 0 | 0 | 0 | 0 | 0 | 0 | 0 | 0 | 0 | 0 | 0 | 0 | 0 | 0 | 0 | 0 | 0
0 | 0 | 0 | 0 | 0 | 0 | 0 | 0 | 0 | 0 | 0 | 0 | 0 | 0 | 0 | 0 | 0 | 0 | 0 | 0 | 0 | 0 | 0
0 | 0 | 0 | 0 | 0 | 0 | 0 | 0 | 0 | 0 | 0 | 0 | 0 | 0 | 0 | 0 | 0 | 0 | 0 | 0 | 0 | 0 | 0
0 | 0 | 0 | 0 | 0 | 0 | 0 | 0 | 0 | 0 | 0 | 0 | 0 | 0 | 0 | 0 | 0 | 0 | 0 | 0 | 0 | 0 | 0
0 | 0 | 0 | 0 | 0 | 0 | 0 | 0 | 0 | 0 | 0 | 0 | 0 | 0 | 0 | 0 | 0 | 0 | 0 | 0 | 0 | 0 | 0
0 | 0 | 0 | 0 | 0 | 0 | 0 | 0 | 0 | 0 | 0 | 0 | 0 | 0 | 0 | 0 | 0 | 0 | 0 | 0 | 0 | 0 | 0
0 | 0 | 0 | 0 | 0 | 0 | 0 | 0 | 0 | 0 | 0 | 0 | 0 | 0 | 0 | 0 | 0 | 0 | 0 | 0 | 0 | 0 | 0
0 | 0 | 0 | 0 | 0 | 0 | 0 | 0 | 0 | 0 | 0 | 0 | 0 | 0 | 0 | 0 | 0 | 0 | 0 | 0 | 0 | 0 | 0
0 | 0 | 0 | 0 | 0 | 0 | 0 | 0 | 0 | 0 | 0 | 0 | 0 | 0 | 0 | 0 | 0 | 0 | 0 | 0 | 0 | 0 | 0
0 | 0 | 0 | 0 | 0 | 0 | 0 | 0 | 0 | 0 | 0 | 0 | 0 | 0 | 0 | 0 | 0 | 0 | 0 | 0 | 0 | 0 | 0
0 | 0 | 0 | 0 | 0 | 0 | 0 | 0 | 0 | 0 | 0 | 0 | 0 | 0 | 0 | 0 | 0 | 0 | 0 | 0 | 0 | 0 | 0
0 | 0 | 0 | 0 | 0 | 0 | 0 | 0 | 0 | 0 | 0 | 0 | 0 | 0 | 0 | 0 | 0 | 0 | 0 | 0 | 0 | 0 | 0
0 | 0 | 0 | 0 | 0 | 0 | 0 | 0 | 0 | 0 | 0 | 0 | 0 | 0 | 0 | 0 | 0 | 0 | 0 | 0 | 0 | 0 | 0
0 | 0 | 0 | 0 | 0 | 0 | 0 | 0 | 0 | 0 | 0 | 0 | 0 | 0 | 0 | 0 | 0 | 0 | 0 | 0 | 0 | 0 | 0
0 | 0 | 0 | 0 | 0 | 0 | 0 | 0 | 0 | 0 | 0 | 0 | 0 | 0 | 0 | 0 | 0 | 0 | 0 | 0 | 0 | 0 | 0
0 | 0 | 0 | 0 | 0 | 0 | 0 | 0 | 0 | 0 | 0 | 0 | 0 | 0 | 0 | 0 | 0 | 0 | 0 | 0 | 0 | 0 | 0
0 | 0 | 0 | 0 | 0 | 0 | 0 | 0 | 0 | 0 | 0 | 0 | 0 | 0 | 0 | 0 | 0 | 0 | 0 | 0 | 0 | 0 | 0
0 | 0 | 0 | 0 | 0 | 0 | 0 | 0 | 0 | 0 | 0 | 0 | 0 | 0 | 0 | 0 | 0 | 0 | 0 | 0 | 0 | 0 | 0
0 | 0 | 0 | 0 | 0 | 0 | 0 | 0 | 0 | 0 | 0 | 0 | 0 | 0 | 0 | 0 | 0 | 0 | 0 | 0 | 0 | 0 | 0
0 | 0 | 0 | 0 | 0 | 0 | 0 | 0 | 0 | 0 | 0 | 0 | 0 | 0 | 0 | 0 | 0 | 0 | 0 | 0 | 0 | 0 | 0
0 | 0 | 0 | 0 | 0 | 0 | 0 | 0 | 0 | 0 | 0 | 0 | 0 | 0 | 0 | 0 | 0 | 0 | 0 | 0 | 0 | 0 | 0
0 | 0 | 0 | 0 | 0 | 0 | 0 | 0 | 0 | 0 | 0 | 0 | 0 | 0 | 0 | 0 | 0 | 0 | 0 | 0 | 0 | 0 | 0
0 | 0 | 0 | 0 | 0 | 0 | 0 | 0 | 0 | 0 | 0 | 0 | 0 | 0 | 0 | 0 | 0 | 0 | 0 | 0 | 0 | 0 | 0
0 | 0 | 0 | 0 | 0 | 0 | 0 | 0 | 0 | 0 | 0 | 0 | 0 | 0 | 0 | 0 | 0 | 0 | 0 | 0 | 0 | 0 | 0
0 | 0 | 0 | 0 | 0 | 0 | 0 | 0 | 0 | 0 | 0 | 0 | 0 | 0 | 0 | 0 | 0 | 0 | 0 | 0 | 0 | 0 | 0
0 | 0 | 0 | 0 | 0 | 0 | 0 | 0 | 0 | 0 | 0 | 0 | 0 | 0 | 0 | 0 | 0 | 0 | 0 | 0 | 0 | 0 | 0
0 | 0 | 0 | 0 | 0 | 0 | 0 | 0 | 0 | 0 | 0 | 0 | 0 | 0 | 0 | 0 | 0 | 0 | 0 | 0 | 0 | 0 | 0
0 | 0 | 0 | 0 | 0 | 0 | 0 | 0 | 0 | 0 | 0 | 0 | 0 | 0 | 0 | 0 | 0 | 0 | 0 | 0 | 0 | 0 | 0
0 | 0 | 0 | 0 | 0 | 0 | 0 | 0 | 0 | 0 | 0 | 0 | 0 | 0 | 0 | 0 | 0 | 0 | 0 | 0 | 0 | 0 | 0
0 | 0 | 0 | 0 | 0 | 0 | 0 | 0 | 0 | 0 | 0 | 0 | 0 | 0 | 0 | 0 | 0 | 0 | 0 | 0 | 0 | 0 | 0
0 | 0 | 0 | 0 | 0 | 0 | 0 | 0 | 0 | 0 | 0 | 0 | 0 | 0 | 0 | 0 | 0 | 0 | 0 | 0 | 0 | 0 | 0
0 | 0 | 0 | 0 | 0 | 0 | 0 | 0 | 0 | 0 | 0 | 0 | 0 | 0 | 0 | 0 | 0 | 0 | 0 | 0 | 0 | 0 | 0
0 | 0 | 0 | 0 | 0 | 0 | 0 | 0 | 0 | 0 | 0 | 0 | 0 | 0 | 0 | 0 | 0 | 0 | 0 | 0 | 0 | 0 | 0
0 | 0 | 0 | 0 | 0 | 0 | 0 | 0 | 0 | 0 | 0 | 0 | 0 | 0 | 0 | 0 | 0 | 0 | 0 | 0 | 0 | 0 | 0
0 | 0 | 0 | 0 | 0 | 0 | 0 | 0 | 0 | 0 | 0 | 0 | 0 | 0 | 0 | 0 | 0 | 0 | 0 | 0 | 0 | 0 | 0
0 | 0 | 0 | 0 | 0 | 0 | 0 | 0 | 0 | 0 | 0 | 0 | 0 | 0 | 0 | 0 | 0 | 0 | 0 | 0 | 0 | 0 | 0
0 | 0 | 0 | 0 | 0 | 0 | 0 | 0 | 0 | 0 | 0 | 0 | 0 | 0 | 0 | 0 | 0 | 0 | 0 | 0 | 0 | 0 | 0
0 | 0 | 0 | 0 | 0 | 0 | 0 | 0 | 0 | 0 | 0 | 0 | 0 | 0 | 0 | 0 | 0 | 0 | 0 | 0 | 0 | 0 | 0
0 | 0 | 0 | 0 | 0 | 0 | 0 | 0 | 0 | 0 | 0 | 0 | 0 | 0 | 0 | 0 | 0 | 0 | 0 | 0 | 0 | 0 | 0
0 | 0 | 0 | 0 | 0 | 0 | 0 | 0 | 0 | 0 | 0 | 0 | 0 | 0 | 0 | 0 | 0 | 0 | 0 | 0 | 0 | 0 | 0
0 | 0 | 0 | 0 | 0 | 0 | 0 | 0 | 0 | 0 | 0 | 0 | 0 | 0 | 0 | 0 | 0 | 0 | 0 | 0 | 0 | 0 | 0
0 | 0 | 0 | 0 | 0 | 0 | 0 | 0 | 0 | 0 | 0 | 0 | 0 | 0 | 0 | 0 | 0 | 0 | 0 | 0 | 0 | 0 | 0
x

## Ref - Budget Categories List
Budget Categories Revision 02
Budget Item | Budget Heading | Budget Heading List
Benefits - Administrative Labor | Human Resource Support and Development | Administrative Cost
Benefits - Direct Implementation Labor | Human Resource Support and Development | Administrative Cost
Benefits - Marketing/Advertising/Outreach Labor | Human Resource Support and Development | Administrative Cost
Labor - Human Resources | Human Resource Support and Development | Administrative Cost
Labor - Staff Development and Training | Human Resource Support and Development | Administrative Cost
Payroll Tax - Administrative Labor | Human Resource Support and Development | Administrative Cost
Payroll Tax - Direct Implementation Labor | Human Resource Support and Development | Administrative Cost
Payroll Tax - Marketing/Advertising/Outreach Labor | Human Resource Support and Development | Administrative Cost
Pension - Administrative Labor | Human Resource Support and Development | Administrative Cost
Pension - Direct Implementation Labor | Human Resource Support and Development | Administrative Cost
Pension - Marketing/Advertising/Outreach Labor | Human Resource Support and Development | Administrative Cost
Subcontractor Benefits - Administrative Labor | Human Resource Support and Development | Administrative Cost
Subcontractor Benefits - Direct Implementation Labor | Human Resource Support and Development | Administrative Cost
Subcontractor Benefits - Marketing/Advertising/Outreach Labor | Human Resource Support and Development | Administrative Cost
Subcontractor Labor - Human Resources | Human Resource Support and Development | Administrative Cost
Subcontractor Labor - Staff Development and Training | Human Resource Support and Development | Administrative Cost
Subcontractor Payroll Tax - Administrative Labor | Human Resource Support and Development | Administrative Cost
Subcontractor Payroll Tax - Direct Implementation Labor | Human Resource Support and Development | Administrative Cost
Subcontractor Payroll Tax - Marketing/Advertising/Outreach Labor | Human Resource Support and Development | Administrative Cost
Subcontractor Pension - Administrative Labor | Human Resource Support and Development | Administrative Cost
Subcontractor Pension - Direct Implementation Labor | Human Resource Support and Development | Administrative Cost
Subcontractor Pension - Marketing/Advertising/Outreach Labor | Human Resource Support and Development | Administrative Cost
Labor - Clerical | Managerial and Clerical Labor | Administrative Cost
Labor - Program Design | Managerial and Clerical Labor | Administrative Cost
Labor - Program Development | Managerial and Clerical Labor | Administrative Cost
Labor - Program Planning | Managerial and Clerical Labor | Administrative Cost
Labor - Program/Project Management | Managerial and Clerical Labor | Administrative Cost
Labor - Staff Management | Managerial and Clerical Labor | Administrative Cost
Labor - Staff Supervision | Managerial and Clerical Labor | Administrative Cost
Subcontractor Labor - Clerical | Managerial and Clerical Labor | Administrative Cost
Subcontractor Labor - Program Design | Managerial and Clerical Labor | Administrative Cost
Subcontractor Labor - Program Development | Managerial and Clerical Labor | Administrative Cost
Subcontractor Labor - Program Planning | Managerial and Clerical Labor | Administrative Cost
Subcontractor Labor - Program/Project Management | Managerial and Clerical Labor | Administrative Cost
Subcontractor Labor - Staff Management | Managerial and Clerical Labor | Administrative Cost
Subcontractor Labor - Staff Supervision | Managerial and Clerical Labor | Administrative Cost
Equipment - Communications | Overhead (General and Administrative) - Labor and Materials | Administrative Cost
Equipment - Computing | Overhead (General and Administrative) - Labor and Materials | Administrative Cost
Equipment - Document Reproduction | Overhead (General and Administrative) - Labor and Materials | Administrative Cost
Equipment - General Office | Overhead (General and Administrative) - Labor and Materials | Administrative Cost
Equipment - Transportation | Overhead (General and Administrative) - Labor and Materials | Administrative Cost
Facilities - Lease/Rent Payment | Overhead (General and Administrative) - Labor and Materials | Administrative Cost
Food Service | Overhead (General and Administrative) - Labor and Materials | Administrative Cost
Labor - Accounting Support | Overhead (General and Administrative) - Labor and Materials | Administrative Cost
Labor - Accounts Payable | Overhead (General and Administrative) - Labor and Materials | Administrative Cost
Labor - Accounts Receivable | Overhead (General and Administrative) - Labor and Materials | Administrative Cost
Labor - Administrative | Overhead (General and Administrative) - Labor and Materials | Administrative Cost
Labor - Automated Systems | Overhead (General and Administrative) - Labor and Materials | Administrative Cost
Labor - Communications | Overhead (General and Administrative) - Labor and Materials | Administrative Cost
Labor - Contract Reporting | Overhead (General and Administrative) - Labor and Materials | Administrative Cost
Labor - Corporate Services | Overhead (General and Administrative) - Labor and Materials | Administrative Cost
Labor - Facilities Maintenance | Overhead (General and Administrative) - Labor and Materials | Administrative Cost
Labor - Information Technology | Overhead (General and Administrative) - Labor and Materials | Administrative Cost
Labor - Materials Management | Overhead (General and Administrative) - Labor and Materials | Administrative Cost
Labor - Procurement | Overhead (General and Administrative) - Labor and Materials | Administrative Cost
Labor - Regulatory Reporting | Overhead (General and Administrative) - Labor and Materials | Administrative Cost
Labor - Shop Services | Overhead (General and Administrative) - Labor and Materials | Administrative Cost
Labor - Telecommunications | Overhead (General and Administrative) - Labor and Materials | Administrative Cost
Labor - Transportation Services | Overhead (General and Administrative) - Labor and Materials | Administrative Cost
Office Supplies | Overhead (General and Administrative) - Labor and Materials | Administrative Cost
Postage | Overhead (General and Administrative) - Labor and Materials | Administrative Cost
Subcontractor - Equipment - Communications | Overhead (General and Administrative) - Labor and Materials | Administrative Cost
Subcontractor - Equipment - Computing | Overhead (General and Administrative) - Labor and Materials | Administrative Cost
Subcontractor - Equipment - Document Reproduction | Overhead (General and Administrative) - Labor and Materials | Administrative Cost
Subcontractor - Equipment - General Office | Overhead (General and Administrative) - Labor and Materials | Administrative Cost
Subcontractor - Equipment - Transportation | Overhead (General and Administrative) - Labor and Materials | Administrative Cost
Subcontractor - Facilities - Lease/Rent Payment | Overhead (General and Administrative) - Labor and Materials | Administrative Cost
Subcontractor - Office Supplies | Overhead (General and Administrative) - Labor and Materials | Administrative Cost
Subcontractor - Postage | Overhead (General and Administrative) - Labor and Materials | Administrative Cost
Subcontractor Labor - Accounting Support | Overhead (General and Administrative) - Labor and Materials | Administrative Cost
Subcontractor Labor - Accounts Payable | Overhead (General and Administrative) - Labor and Materials | Administrative Cost
Subcontractor Labor - Accounts Receivable | Overhead (General and Administrative) - Labor and Materials | Administrative Cost
Subcontractor Labor - Administrative | Overhead (General and Administrative) - Labor and Materials | Administrative Cost
Subcontractor Labor - Automated Systems | Overhead (General and Administrative) - Labor and Materials | Administrative Cost
Subcontractor Labor - Communications | Overhead (General and Administrative) - Labor and Materials | Administrative Cost
Subcontractor Labor - Contract Reporting | Overhead (General and Administrative) - Labor and Materials | Administrative Cost
Subcontractor Labor - Corporate Services | Overhead (General and Administrative) - Labor and Materials | Administrative Cost
Subcontractor Labor - Facilities Maintenance | Overhead (General and Administrative) - Labor and Materials | Administrative Cost
Subcontractor Labor - Information Technology | Overhead (General and Administrative) - Labor and Materials | Administrative Cost
Subcontractor Labor - Materials Management | Overhead (General and Administrative) - Labor and Materials | Administrative Cost
Subcontractor Labor - Procurement | Overhead (General and Administrative) - Labor and Materials | Administrative Cost
Subcontractor Labor - Regulatory Reporting | Overhead (General and Administrative) - Labor and Materials | Administrative Cost
Subcontractor Labor - Shop Services | Overhead (General and Administrative) - Labor and Materials | Administrative Cost
Subcontractor Labor - Telecommunications | Overhead (General and Administrative) - Labor and Materials | Administrative Cost
Subcontractor Labor - Transportation Services | Overhead (General and Administrative) - Labor and Materials | Administrative Cost
Conference Fees | Travel and Conference Fees | Administrative Cost
Labor - Conference Attendance | Travel and Conference Fees | Administrative Cost
Subcontractor - Conference Fees | Travel and Conference Fees | Administrative Cost
Subcontractor - Travel - Airfare | Travel and Conference Fees | Administrative Cost
Subcontractor - Travel - Lodging | Travel and Conference Fees | Administrative Cost
Subcontractor - Travel - Meals | Travel and Conference Fees | Administrative Cost
Subcontractor - Travel - Mileage | Travel and Conference Fees | Administrative Cost
Subcontractor - Travel - Parking | Travel and Conference Fees | Administrative Cost
Subcontractor - Travel - Per Diem for Misc. Expenses | Travel and Conference Fees | Administrative Cost
Subcontractor Labor - Conference Attendance | Travel and Conference Fees | Administrative Cost
Travel - Airfare | Travel and Conference Fees | Administrative Cost
Travel - Lodging | Travel and Conference Fees | Administrative Cost
Travel - Meals | Travel and Conference Fees | Administrative Cost
Travel - Mileage | Travel and Conference Fees | Administrative Cost
Travel - Parking | Travel and Conference Fees | Administrative Cost
Travel - Per Diem for Misc. Expenses | Travel and Conference Fees | Administrative Cost
Labor - Curriculum Development | Activity - Direct Labor | Direct Implementation
Labor - Customer Education and Training | Activity - Direct Labor | Direct Implementation
Labor - Customer Equipment Testing and Diagnostics | Activity - Direct Labor | Direct Implementation
Labor - Facilities Audits | Activity - Direct Labor | Direct Implementation
Subcontanctor Labor - Facilities Audits | Activity - Direct Labor | Direct Implementation
Subcontractor Labor - Curriculum Development | Activity - Direct Labor | Direct Implementation
Subcontractor Labor - Customer Education and Training | Activity - Direct Labor | Direct Implementation
Subcontractor Labor - Customer Equipment Testing and Diagnostics | Activity - Direct Labor | Direct Implementation
Audit Applications and Forms | Direct Implementation Hardware and Materials | Direct Implementation
Direct Implementation Literature | Direct Implementation Hardware and Materials | Direct Implementation
Education Materials | Direct Implementation Hardware and Materials | Direct Implementation
Energy Measurement Tools | Direct Implementation Hardware and Materials | Direct Implementation
Installation Hardware | Direct Implementation Hardware and Materials | Direct Implementation
Subcontractor - Direct Implementation Literature | Direct Implementation Hardware and Materials | Direct Implementation
Subcontractor - Education Materials | Direct Implementation Hardware and Materials | Direct Implementation
Subcontractor - Energy Measurement Tools | Direct Implementation Hardware and Materials | Direct Implementation
Subcontractor - Installation Hardware | Direct Implementation Hardware and Materials | Direct Implementation
Subcontractor -Audit Applications and Forms | Direct Implementation Hardware and Materials | Direct Implementation
Labor - Customer Equipment Repair and Servicing | Installation and Service - Labor | Direct Implementation
Labor - Measure Installation | Installation and Service - Labor | Direct Implementation
Subcontractor Labor - Customer Equipment Repair and Servicing | Installation and Service - Labor | Direct Implementation
Subcontractor Labor - Measure Installation | Installation and Service - Labor | Direct Implementation
Labor - Field Verification | Rebate Processing and Inspection - Labor and Materials | Direct Implementation
Labor - Rebate Processing | Rebate Processing and Inspection - Labor and Materials | Direct Implementation
Labor - Site Inspections | Rebate Processing and Inspection - Labor and Materials | Direct Implementation
Rebate Applications | Rebate Processing and Inspection - Labor and Materials | Direct Implementation
Subcontractor - Rebate Applications | Rebate Processing and Inspection - Labor and Materials | Direct Implementation
Subcontractor Labor - Field Verification | Rebate Processing and Inspection - Labor and Materials | Direct Implementation
Subcontractor Labor - Rebate Processing | Rebate Processing and Inspection - Labor and Materials | Direct Implementation
Subcontractor Labor - Site Inspections | Rebate Processing and Inspection - Labor and Materials | Direct Implementation
Labor - EM&V | EM&V Labor and Materials | Evaluation, Measurement and Verification
Materials - EM&V | EM&V Labor and Materials | Evaluation, Measurement and Verification
Subcontractor Labor - EM&V | EM&V Labor and Materials | Evaluation, Measurement and Verification
Benefits - EM&V Labor | EM&V Overhead | Evaluation, Measurement and Verification
Overhead - EM&V | EM&V Overhead | Evaluation, Measurement and Verification
Payroll Tax - EM&V Labor | EM&V Overhead | Evaluation, Measurement and Verification
Pension - EM&V Labor | EM&V Overhead | Evaluation, Measurement and Verification
Subcontractor Benefits - EM&V Labor | EM&V Overhead | Evaluation, Measurement and Verification
Subcontractor Overhead - EM&V | EM&V Overhead | Evaluation, Measurement and Verification
Subcontractor Payroll Tax - EM&V Labor | EM&V Overhead | Evaluation, Measurement and Verification
Subcontractor Pension - EM&V Labor | EM&V Overhead | Evaluation, Measurement and Verification
Subcontractor Travel - EM&V | EM&V Overhead | Evaluation, Measurement and Verification
Travel - EM&V | EM&V Overhead | Evaluation, Measurement and Verification
Advertisments / Media Promotions | Marketing/Advertising/Outreach Costs | Marketing/Advertising/Outreach Costs
Bill Inserts | Marketing/Advertising/Outreach Costs | Marketing/Advertising/Outreach Costs
Brochures | Marketing/Advertising/Outreach Costs | Marketing/Advertising/Outreach Costs
Door Hangers | Marketing/Advertising/Outreach Costs | Marketing/Advertising/Outreach Costs
Labor - Business Outreach | Marketing/Advertising/Outreach Costs | Marketing/Advertising/Outreach Costs
Labor - Customer Outreach | Marketing/Advertising/Outreach Costs | Marketing/Advertising/Outreach Costs
Labor - Customer Relations | Marketing/Advertising/Outreach Costs | Marketing/Advertising/Outreach Costs
Labor - Marketing | Marketing/Advertising/Outreach Costs | Marketing/Advertising/Outreach Costs
Labor - Media Production | Marketing/Advertising/Outreach Costs | Marketing/Advertising/Outreach Costs
Print Advertisements | Marketing/Advertising/Outreach Costs | Marketing/Advertising/Outreach Costs
Radio Spots | Marketing/Advertising/Outreach Costs | Marketing/Advertising/Outreach Costs
Subcontractor - Bill Inserts | Marketing/Advertising/Outreach Costs | Marketing/Advertising/Outreach Costs
Subcontractor - Brochures | Marketing/Advertising/Outreach Costs | Marketing/Advertising/Outreach Costs
Subcontractor - Door Hangers | Marketing/Advertising/Outreach Costs | Marketing/Advertising/Outreach Costs
Subcontractor - Print Advertisements | Marketing/Advertising/Outreach Costs | Marketing/Advertising/Outreach Costs
Subcontractor - Radio Spots | Marketing/Advertising/Outreach Costs | Marketing/Advertising/Outreach Costs
Subcontractor - Television Spots | Marketing/Advertising/Outreach Costs | Marketing/Advertising/Outreach Costs
Subcontractor Labor - Business Outreach | Marketing/Advertising/Outreach Costs | Marketing/Advertising/Outreach Costs
Subcontractor Labor - Customer Outreach | Marketing/Advertising/Outreach Costs | Marketing/Advertising/Outreach Costs
Subcontractor Labor - Customer Relations | Marketing/Advertising/Outreach Costs | Marketing/Advertising/Outreach Costs
Subcontractor Labor - Marketing | Marketing/Advertising/Outreach Costs | Marketing/Advertising/Outreach Costs
Subcontractor Labor - Media Production | Marketing/Advertising/Outreach Costs | Marketing/Advertising/Outreach Costs
Television Spots | Marketing/Advertising/Outreach Costs | Marketing/Advertising/Outreach Costs
Website Development | Marketing/Advertising/Outreach Costs | Marketing/Advertising/Outreach Costs