## Export
PROGRAM NAME | Comprehensive Packaged Air Conditioning Systems
BUDGET
Administrative Costs
Overhead and G&A | 1593000
Other Administrative Costs | 1202125.1644
Marketing/Outreach | 3218276.2966
Direct Implementation
Incentives and Rebates
User Input Incentive | 0
Direct Install Rebate | 38778278.75
Direct Install Labor | 0
Direct Install Materials | 0
Activity | 14291206
Installation | 0
Hardware & Materials | 0
Rebate Processing & Inspection | 66300
EM&V Costs | 0
Budget | 59149186.2111
Costs recovered from other sources | 1908000
Budget (plus other costs) | 61057186.2111
PROGRAM IMPACTS
Program Reductions for Measures installed through 2008
User Entered kW (kW) | 89146.6232
Net Jul-Sept Peak (kW) | 89146.6232
Net Dec-Feb Peak (kW) | 48414.5215
Net NCP (kW) | 71190.1459
Net CEC (kW) | 35129.0558
Annual Net kWh | 161885049.6772
Lifecycle Net kWh | 1560568543.9709
Annual Net Therms | 0
Lifecycle Net Therms | 0
Program Reductions for Measures installed through 2012
User Entered kW (kW) | 89146.6232
Net Jul-Sept Peak (kW) | 89146.6232
Net Dec-Feb Peak (kW) | 48414.5215
Net NCP (kW) | 89146.6232
Net CEC (kW) | 35129.0558
Annual Net kWh | 161885049.6772
Lifecycle Net kWh | 1560568543.9709
Annual Net Therms | 0
Lifecycle Net Therms | 0
Cost Effectiveness for all measures installed through 2012
TRC
Costs | 133905196.0575
Electric Benefits | 135104809.3068
Gas Benefits | 0
Net Benefits (NPV) | 1199613.2493
BC Ratio | 1.009
PAC
Costs | 56408576.272
Electric Benefits | 135104809.3068
Gas Benefits | 0
Net Benefits (NPV) | 78696233.0348
BC Ratio | 2.3951
Levelized Cost
Levelized Cost TRC ($/kWh )
Discounted kWh | 979723879.3198
Cost | 0.13668
Benefits | 0.1379
Benefit-Cost | 0.0012244
Levelized Cost PAC ($/kWh)
Discounted kWh | 979723879.3198
Cost | 0.057576
Benefits | 0.1379
Benefit-Cost | 0.080325
Levelized Cost TRC ($/therm)
Discounted Therms | 0
Cost | #DIV/0!
Benefits | #DIV/0!
Benefit-Cost | #DIV/0!
Levelized Cost PAC ($/therm)
Discounted Therms | 0
Cost | #DIV/0!
Benefits | #DIV/0!
Benefit-Cost | #DIV/0!
Emission Annual Reductions (2006-2008)
Electric Annual CO2 (tons) - 2006 | 25912.6355
2007 | 38284.8028
2008 | 38284.8028
Electric Lifecycle CO2 (tons) - 2006 | 247233.9242
2007 | 369505.4195
2008 | 369505.4195
Electric Annual NOX (tons) - 2006 | 3.7743
2007 | 5.5724
2008 | 5.5724
Electric Lifecycle NOX (tons) - 2006 | 35.9684
2007 | 53.7217
2008 | 53.7217
Electric Annual SO2 (lbs) - 2006
2007
2008
Electric Lifecycle SO2 (lbs) - 2006
2007
2008
Gas Annual CO2 (tons) - 2006 | 0
2007 | 0
2008 | 0
Gas Lifecycle CO2 (tons) - 2006 | 0
2007 | 0
2008 | 0
Gas Annual NOX (tons) - 2006 | 0
2007 | 0
2008 | 0
Gas Lifecycle NOX (tons) - 2006 | 0
2007 | 0
2008 | 0
Gas Annual SO2 (lbs) - 2006
2007
2008
Gas Lifecycle SO2 (lbs) - 2006
2007
2008
Data below not currently used in Energy Division workbook
Levelized Cost RIM ($/therm)
Discounted Therms | 0
Cost | #DIV/0!
Benefits | #DIV/0!
Benefit-Cost | #DIV/0!
Levelized Cost RIM ($/kWh)
Discounted kWh | 979723879.3198
Cost | 0.21376
Benefits | 0.1379
Benefit-Cost | #DIV/0!
RIM
Costs | 209426917.2323
Electric Benefits | 135104809.3068
Gas Benefits | 0
Net Benefits (NPV) | -74322107.9255
BC Ratio | 0.64512
Impacts for all programs installed trhough 2012
Net July-Sept Peak (kW)
Clothes Dryer | 0
Clothes Washer | 0
Consumer Electronics | 0
Cooking | 0
Dishwasher | 0
Net Dec-Feb Pk (kW)
Clothes Dryer | 0
Clothes Washer | 0
Consumer Electronics | 0
Cooking | 0
Dishwasher | 0
Net CEC (kW)
Clothes Dryer | 0
Clothes Washer | 0
Consumer Electronics | 0
Cooking | 0
Dishwasher | 0
Annual Net kWh
Clothes Dryer | 0
Clothes Washer | 0
Consumer Electronics | 0
Cooking | 0
Dishwasher | 0
Lifecycle Net kWh
Clothes Dryer | 0
Clothes Washer | 0
Consumer Electronics | 0
Cooking | 0
Dishwasher | 0
Annual Net Therms
Clothes Dryer | 0
Clothes Washer | 0
Consumer Electronics | 0
Cooking | 0
Dishwasher | 0
Lifecycle Net Therms
Clothes Dryer | 0
Clothes Washer | 0
Consumer Electronics | 0
Cooking | 0
Dishwasher | 0

## Output by Measure
Southern California Edison
Comprehensive Packaged Air Conditioning Systems
SCE | [8 empty] | Levelized Benefits less Costs (TRC) |  |  |  | Levelized Benefits less Costs (PAC) |  |  |  | Benefit Cost Ratios
Net Impacts by Measure | [8 empty] | No Allocated Admin |  | w/ Allocated Admin |  | No Allocated Admin |  | w/ Allocated Admin |  | No Allocated Admin |  | w/ Allocated Admin
| Net Avg Jul-Sep (kW) | Net Dec-Feb Pk (kW) | Net CEC (kW) | Net User Entered kW | Annual kWh adj for Net to gross | Lifecycle kWh (Annual * Measure Life) | Annual Therms | Lifecycle Therms | Electric ($/kWh) | Gas ($/Th) | Electric ($/kWh) | Gas ($/Th) | Electric ($/kWh) | Gas ($/Th) | Electric ($/kWh) | Gas ($/Th) | TRC | PAC | TRC | PAC
Total or Average | 89146.6232 | 48414.5215 | 35129.0558 | 89146.6232 | 161885049.6772 | 1560568543.9709 | 0 | 0 | 0.023964 | #DIV/0! | 0.0012244 | #DIV/0! | 0.10306 | #DIV/0! | 0.080325 | #DIV/0!
Air Source Unitary Air Conditioner (Single Phase) Single System <65,000 with base efficiency > 13 SEER; 11.0 EER, Measure efficiency at 14 SEER; 12.6 EER. Tier 1 | 0 | 0 | 0 | 0 | 0 | 0 | 0 | 0 | 0 | 0 | 0 | 0 | 0 | 0 | 0 | 0 | 0 | 0 | 0 | 0
Air Source Unitary Air Conditioner (Single Phase) Single System <65,000 with base efficiency > 13 SEER; 11.0 EER, Measure efficiency at 14 SEER; 12.6 EER. Tier 1 | 0 | 0 | 0 | 0 | 0 | 0 | 0 | 0 | 0 | 0 | 0 | 0 | 0 | 0 | 0 | 0 | 0 | 0 | 0 | 0
Air Source Unitary Air Conditioner (Single Phase) Single System <65,000 with base efficiency > 13 SEER; 11.0 EER, Measure efficiency at 14 SEER; 12.6 EER. Tier 1 | 0 | 0 | 0 | 0 | 0 | 0 | 0 | 0 | 0 | 0 | 0 | 0 | 0 | 0 | 0 | 0 | 0 | 0 | 0 | 0
Air Source Unitary Air Conditioner (Single Phase) Single System <65,000 with base efficiency > 13 SEER; 11.0 EER, Measure efficiency at 14 SEER; 12.6 EER. Tier 1 | 0 | 0 | 0 | 0 | 0 | 0 | 0 | 0 | 0 | 0 | 0 | 0 | 0 | 0 | 0 | 0 | 0 | 0 | 0 | 0
Air Source Unitary Air Conditioner (Single Phase) Single System <65,000 with base efficiency > 13 SEER; 11.0 EER, Measure efficiency at 14 SEER; 12.6 EER. Tier 1 | 0 | 0 | 0 | 0 | 0 | 0 | 0 | 0 | 0 | 0 | 0 | 0 | 0 | 0 | 0 | 0 | 0 | 0 | 0 | 0
Air Source Unitary Air Conditioner (Single Phase) Single System <65,000 with base efficiency > 13 SEER; 11.0 EER, Measure efficiency at 14 SEER; 12.6 EER. Tier 1 | 0 | 0 | 0 | 0 | 0 | 0 | 0 | 0 | 0 | 0 | 0 | 0 | 0 | 0 | 0 | 0 | 0 | 0 | 0 | 0
Air Source Unitary Air Conditioner (Single Phase) Single System <65,000 with base efficiency > 13 SEER; 11.0 EER, Measure efficiency at 14 SEER; 12.6 EER. Tier 1 | 0 | 0 | 0 | 0 | 0 | 0 | 0 | 0 | 0 | 0 | 0 | 0 | 0 | 0 | 0 | 0 | 0 | 0 | 0 | 0
Air Source Unitary Air Conditioner (Single Phase) Single System <65,000 with base efficiency > 13 SEER; 11.0 EER, Measure efficiency at 14 SEER; 12.6 EER. Tier 1 | 0 | 0 | 0 | 0 | 0 | 0 | 0 | 0 | 0 | 0 | 0 | 0 | 0 | 0 | 0 | 0 | 0 | 0 | 0 | 0
Air Source Unitary Air Conditioner (Single Phase) Single System <65,000 with base efficiency > 13 SEER; 11.0 EER, Measure efficiency at 15 SEER; 13.6 EER. Tier 2 | 0 | 0 | 0 | 0 | 0 | 0 | 0 | 0 | 0 | 0 | 0 | 0 | 0 | 0 | 0 | 0 | 0 | 0 | 0 | 0
Air Source Unitary Air Conditioner (Single Phase) Single System <65,000 with base efficiency > 13 SEER; 11.0 EER, Measure efficiency at 15 SEER; 13.6 EER. Tier 2 | 0 | 0 | 0 | 0 | 0 | 0 | 0 | 0 | 0 | 0 | 0 | 0 | 0 | 0 | 0 | 0 | 0 | 0 | 0 | 0
Air Source Unitary Air Conditioner (Single Phase) Single System <65,000 with base efficiency > 13 SEER; 11.0 EER, Measure efficiency at 15 SEER; 13.6 EER. Tier 2 | 0 | 0 | 0 | 0 | 0 | 0 | 0 | 0 | 0 | 0 | 0 | 0 | 0 | 0 | 0 | 0 | 0 | 0 | 0 | 0
Air Source Unitary Air Conditioner (Single Phase) Single System <65,000 with base efficiency > 13 SEER; 11.0 EER, Measure efficiency at 15 SEER; 13.6 EER. Tier 2 | 0 | 0 | 0 | 0 | 0 | 0 | 0 | 0 | 0 | 0 | 0 | 0 | 0 | 0 | 0 | 0 | 0 | 0 | 0 | 0
Air Source Unitary Air Conditioner (Single Phase) Single System <65,000 with base efficiency > 13 SEER; 11.0 EER, Measure efficiency at 15 SEER; 13.6 EER. Tier 2 | 0 | 0 | 0 | 0 | 0 | 0 | 0 | 0 | 0 | 0 | 0 | 0 | 0 | 0 | 0 | 0 | 0 | 0 | 0 | 0
Air Source Unitary Air Conditioner (Single Phase) Single System <65,000 with base efficiency > 13 SEER; 11.0 EER, Measure efficiency at 15 SEER; 13.6 EER. Tier 2 | 0 | 0 | 0 | 0 | 0 | 0 | 0 | 0 | 0 | 0 | 0 | 0 | 0 | 0 | 0 | 0 | 0 | 0 | 0 | 0
Air Source Unitary Air Conditioner (Single Phase) Single System <65,000 with base efficiency > 13 SEER; 11.0 EER, Measure efficiency at 15 SEER; 13.6 EER. Tier 2 | 0 | 0 | 0 | 0 | 0 | 0 | 0 | 0 | 0 | 0 | 0 | 0 | 0 | 0 | 0 | 0 | 0 | 0 | 0 | 0
Air Source Unitary Air Conditioner (Single Phase) Single System <65,000 with base efficiency > 13 SEER; 11.0 EER, Measure efficiency at 15 SEER; 13.6 EER. Tier 2 | 0 | 0 | 0 | 0 | 0 | 0 | 0 | 0 | 0 | 0 | 0 | 0 | 0 | 0 | 0 | 0 | 0 | 0 | 0 | 0
Early Replacement of Air Source Unitary Air Conditioner (Single Phase) Single Package and Split System <65,000 with base efficiency dependent on building vintage, Measure efficiency at 14 SEER; 12.15 EER. Vintage of before 1978 | 15.0488 | 9.3426 | 6.7729 | 15.0488 | 31211.5986 | 31211.5986 | 0 | 0 | -1.0594 | 0 | -1.0805 | 0 | -0.19206 | 0 | -0.21318 | 0 | 0.10785 | 0.40007 | 0.10597 | 0.37531
Early Replacement of Air Source Unitary Air Conditioner (Single Phase) Single Package and Split System <65,000 with base efficiency dependent on building vintage, Measure efficiency at 14 SEER; 12.15 EER. Vintage of before 1978 | 731.3801 | 454.0579 | 253.7153 | 731.3801 | 1169194.8996 | 1169194.8996 | 0 | 0 | -0.81894 | 0 | -0.84072 | 0 | -0.12432 | 0 | -0.1461 | 0 | 0.13886 | 0.51509 | 0.13575 | 0.47477
Early Replacement of Air Source Unitary Air Conditioner (Single Phase) Single Package and Split System <65,000 with base efficiency dependent on building vintage, Measure efficiency at 14 SEER; 12.15 EER. Vintage of before 1978 | 526.8509 | 327.0814 | 168.156 | 526.8509 | 774912.2472 | 774912.2472 | 0 | 0 | -0.8181 | 0 | -0.84094 | 0 | -0.1194 | 0 | -0.14224 | 0 | 0.14477 | 0.53699 | 0.14139 | 0.49331
Early Replacement of Air Source Unitary Air Conditioner (Single Phase) Single Package and Split System <65,000 with base efficiency dependent on building vintage, Measure efficiency at 14 SEER; 12.15 EER. Vintage of before 1978 | 935.8916 | 581.0234 | 292.3981 | 935.8916 | 1347456.8016 | 1347456.8016 | 0 | 0 | -0.8174 | 0 | -0.84136 | 0 | -0.11422 | 0 | -0.13818 | 0 | 0.15094 | 0.55991 | 0.14728 | 0.51258
Early Replacement of Air Source Unitary Air Conditioner (Single Phase) Single Package and Split System <65,000 with base efficiency dependent on building vintage, Measure efficiency at 14 SEER; 12.15 EER. Vintage of before 1978 | 138.6603 | 86.0836 | 43.3021 | 138.6603 | 199548.6948 | 199548.6948 | 0 | 0 | -0.78635 | 0 | -0.80982 | 0 | -0.10803 | 0 | -0.1315 | 0 | 0.15326 | 0.5685 | 0.14948 | 0.51977
Early Replacement of Air Source Unitary Air Conditioner (Single Phase) Single Package and Split System <65,000 with base efficiency dependent on building vintage, Measure efficiency at 14 SEER; 12.15 EER. Vintage of before 1978 | 184.6521 | 114.6364 | 52.3011 | 184.6521 | 241018.7598 | 241018.7598 | 0 | 0 | -0.92825 | 0 | -0.95269 | 0 | -0.142 | 0 | -0.16644 | 0 | 0.13767 | 0.51068 | 0.13462 | 0.47102
Early Replacement of Air Source Unitary Air Conditioner (Single Phase) Single Package and Split System <65,000 with base efficiency dependent on building vintage, Measure efficiency at 14 SEER; 12.15 EER. Vintage of before 1978 | 59.6531 | 37.034 | 22.4784 | 59.6531 | 103587.1855 | 103587.1855 | 0 | 0 | -0.57616 | 0 | -0.59915 | 0 | -0.053475 | 0 | -0.076469 | 0 | 0.19486 | 0.7228 | 0.18879 | 0.64583
Early Replacement of Air Source Unitary Air Conditioner (Single Phase) Single Package and Split System <65,000 with base efficiency dependent on building vintage, Measure efficiency at 14 SEER; 12.15 EER. Vintage of before 1978 | 0 | 0 | 0 | 0 | 0 | 0 | 0 | 0 | 0 | 0 | 0 | 0 | 0 | 0 | 0 | 0 | 0 | 0 | 0 | 0
Early Replacement of Air Source Unitary Air Conditioner (Single Phase) Single Package and Split System <65,000 with base efficiency dependent on building vintage, Measure efficiency at 14 SEER; 12.15 EER. Vintage of 1978 to 1992. | 0 | 0 | 0 | 0 | 0 | 0 | 0 | 0 | 0 | 0 | 0 | 0 | 0 | 0 | 0 | 0 | 0 | 0 | 0 | 0
Early Replacement of Air Source Unitary Air Conditioner (Single Phase) Single Package and Split System <65,000 with base efficiency dependent on building vintage, Measure efficiency at 14 SEER; 12.15 EER. Vintage of 1978 to 1992. | 0 | 0 | 0 | 0 | 0 | 0 | 0 | 0 | 0 | 0 | 0 | 0 | 0 | 0 | 0 | 0 | 0 | 0 | 0 | 0
Early Replacement of Air Source Unitary Air Conditioner (Single Phase) Single Package and Split System <65,000 with base efficiency dependent on building vintage, Measure efficiency at 14 SEER; 12.15 EER. Vintage of 1978 to 1992. | 0 | 0 | 0 | 0 | 0 | 0 | 0 | 0 | 0 | 0 | 0 | 0 | 0 | 0 | 0 | 0 | 0 | 0 | 0 | 0
Early Replacement of Air Source Unitary Air Conditioner (Single Phase) Single Package and Split System <65,000 with base efficiency dependent on building vintage, Measure efficiency at 14 SEER; 12.15 EER. Vintage of 1978 to 1992. | 0 | 0 | 0 | 0 | 0 | 0 | 0 | 0 | 0 | 0 | 0 | 0 | 0 | 0 | 0 | 0 | 0 | 0 | 0 | 0
Early Replacement of Air Source Unitary Air Conditioner (Single Phase) Single Package and Split System <65,000 with base efficiency dependent on building vintage, Measure efficiency at 14 SEER; 12.15 EER. Vintage of 1978 to 1992. | 0 | 0 | 0 | 0 | 0 | 0 | 0 | 0 | 0 | 0 | 0 | 0 | 0 | 0 | 0 | 0 | 0 | 0 | 0 | 0
Early Replacement of Air Source Unitary Air Conditioner (Single Phase) Single Package and Split System <65,000 with base efficiency dependent on building vintage, Measure efficiency at 14 SEER; 12.15 EER. Vintage of 1978 to 1992. | 0 | 0 | 0 | 0 | 0 | 0 | 0 | 0 | 0 | 0 | 0 | 0 | 0 | 0 | 0 | 0 | 0 | 0 | 0 | 0
Early Replacement of Air Source Unitary Air Conditioner (Single Phase) Single Package and Split System <65,000 with base efficiency dependent on building vintage, Measure efficiency at 14 SEER; 12.15 EER. Vintage of 1978 to 1992. | 0 | 0 | 0 | 0 | 0 | 0 | 0 | 0 | 0 | 0 | 0 | 0 | 0 | 0 | 0 | 0 | 0 | 0 | 0 | 0
Early Replacement of Air Source Unitary Air Conditioner (Single Phase) Single Package and Split System <65,000 with base efficiency dependent on building vintage, Measure efficiency at 14 SEER; 12.15 EER. Vintage of 1978 to 1992. | 0 | 0 | 0 | 0 | 0 | 0 | 0 | 0 | 0 | 0 | 0 | 0 | 0 | 0 | 0 | 0 | 0 | 0 | 0 | 0
Air Source Unitary Air Conditioner (Single Phase) Split System <65,000 with base efficiency > 13 SEER; 11.6 EER, Measure efficiency at 14 SEER; 12.6 EER. Tier 1 | 0 | 0 | 0 | 0 | 0 | 0 | 0 | 0 | 0 | 0 | 0 | 0 | 0 | 0 | 0 | 0 | 0 | 0 | 0 | 0
Air Source Unitary Air Conditioner (Single Phase) Split System <65,000 with base efficiency > 13 SEER; 11.6 EER, Measure efficiency at 14 SEER; 12.6 EER. Tier 1 | 0 | 0 | 0 | 0 | 0 | 0 | 0 | 0 | 0 | 0 | 0 | 0 | 0 | 0 | 0 | 0 | 0 | 0 | 0 | 0
Air Source Unitary Air Conditioner (Single Phase) Split System <65,000 with base efficiency > 13 SEER; 11.6 EER, Measure efficiency at 14 SEER; 12.6 EER. Tier 1 | 0 | 0 | 0 | 0 | 0 | 0 | 0 | 0 | 0 | 0 | 0 | 0 | 0 | 0 | 0 | 0 | 0 | 0 | 0 | 0
Air Source Unitary Air Conditioner (Single Phase) Split System <65,000 with base efficiency > 13 SEER; 11.6 EER, Measure efficiency at 14 SEER; 12.6 EER. Tier 1 | 0 | 0 | 0 | 0 | 0 | 0 | 0 | 0 | 0 | 0 | 0 | 0 | 0 | 0 | 0 | 0 | 0 | 0 | 0 | 0
Air Source Unitary Air Conditioner (Single Phase) Split System <65,000 with base efficiency > 13 SEER; 11.6 EER, Measure efficiency at 14 SEER; 12.6 EER. Tier 1 | 0 | 0 | 0 | 0 | 0 | 0 | 0 | 0 | 0 | 0 | 0 | 0 | 0 | 0 | 0 | 0 | 0 | 0 | 0 | 0
Air Source Unitary Air Conditioner (Single Phase) Split System <65,000 with base efficiency > 13 SEER; 11.6 EER, Measure efficiency at 14 SEER; 12.6 EER. Tier 1 | 0 | 0 | 0 | 0 | 0 | 0 | 0 | 0 | 0 | 0 | 0 | 0 | 0 | 0 | 0 | 0 | 0 | 0 | 0 | 0
Air Source Unitary Air Conditioner (Single Phase) Split System <65,000 with base efficiency > 13 SEER; 11.6 EER, Measure efficiency at 14 SEER; 12.6 EER. Tier 1 | 0 | 0 | 0 | 0 | 0 | 0 | 0 | 0 | 0 | 0 | 0 | 0 | 0 | 0 | 0 | 0 | 0 | 0 | 0 | 0
Air Source Unitary Air Conditioner (Single Phase) Split System <65,000 with base efficiency > 13 SEER; 11.6 EER, Measure efficiency at 14 SEER; 12.6 EER. Tier 1 | 0 | 0 | 0 | 0 | 0 | 0 | 0 | 0 | 0 | 0 | 0 | 0 | 0 | 0 | 0 | 0 | 0 | 0 | 0 | 0
Air Source Unitary Air Conditioner (Single Phase) Split System <65,000 with base efficiency > 13 SEER; 11.6 EER, Measure efficiency at 15 SEER; 13.6 EER. Tier 2 | 0 | 0 | 0 | 0 | 0 | 0 | 0 | 0 | 0 | 0 | 0 | 0 | 0 | 0 | 0 | 0 | 0 | 0 | 0 | 0
Air Source Unitary Air Conditioner (Single Phase) Split System <65,000 with base efficiency > 13 SEER; 11.6 EER, Measure efficiency at 15 SEER; 13.6 EER. Tier 2 | 0 | 0 | 0 | 0 | 0 | 0 | 0 | 0 | 0 | 0 | 0 | 0 | 0 | 0 | 0 | 0 | 0 | 0 | 0 | 0
Air Source Unitary Air Conditioner (Single Phase) Split System <65,000 with base efficiency > 13 SEER; 11.6 EER, Measure efficiency at 15 SEER; 13.6 EER. Tier 2 | 0 | 0 | 0 | 0 | 0 | 0 | 0 | 0 | 0 | 0 | 0 | 0 | 0 | 0 | 0 | 0 | 0 | 0 | 0 | 0
Air Source Unitary Air Conditioner (Single Phase) Split System <65,000 with base efficiency > 13 SEER; 11.6 EER, Measure efficiency at 15 SEER; 13.6 EER. Tier 2 | 0 | 0 | 0 | 0 | 0 | 0 | 0 | 0 | 0 | 0 | 0 | 0 | 0 | 0 | 0 | 0 | 0 | 0 | 0 | 0
Air Source Unitary Air Conditioner (Single Phase) Split System <65,000 with base efficiency > 13 SEER; 11.6 EER, Measure efficiency at 15 SEER; 13.6 EER. Tier 2 | 0 | 0 | 0 | 0 | 0 | 0 | 0 | 0 | 0 | 0 | 0 | 0 | 0 | 0 | 0 | 0 | 0 | 0 | 0 | 0
Air Source Unitary Air Conditioner (Single Phase) Split System <65,000 with base efficiency > 13 SEER; 11.6 EER, Measure efficiency at 15 SEER; 13.6 EER. Tier 2 | 0 | 0 | 0 | 0 | 0 | 0 | 0 | 0 | 0 | 0 | 0 | 0 | 0 | 0 | 0 | 0 | 0 | 0 | 0 | 0
Air Source Unitary Air Conditioner (Single Phase) Split System <65,000 with base efficiency > 13 SEER; 11.6 EER, Measure efficiency at 15 SEER; 13.6 EER. Tier 2 | 0 | 0 | 0 | 0 | 0 | 0 | 0 | 0 | 0 | 0 | 0 | 0 | 0 | 0 | 0 | 0 | 0 | 0 | 0 | 0
Air Source Unitary Air Conditioner (Single Phase) Split System <65,000 with base efficiency > 13 SEER; 11.6 EER, Measure efficiency at 15 SEER; 13.6 EER. Tier 2 | 0 | 0 | 0 | 0 | 0 | 0 | 0 | 0 | 0 | 0 | 0 | 0 | 0 | 0 | 0 | 0 | 0 | 0 | 0 | 0
Air Source Unitary Air Conditioner (Three Phase) Single Package <65,000 with base efficiency > 9.7 SEER, Measure efficiency at 10.7 SEER. Tier 1 | 19.7927 | 12.2878 | 6.269 | 19.7927 | 28889.1792 | 433337.688 | 0 | 0 | -0.28263 | 0 | -0.30653 | 0 | 0.14493 | 0 | 0.12103 | 0 | 0.33896 | 0 | 0.32102 | 6.0642
Air Source Unitary Air Conditioner (Three Phase) Single Package <65,000 with base efficiency > 9.7 SEER, Measure efficiency at 10.7 SEER. Tier 1 | 1004.3672 | 623.5346 | 275.8902 | 1004.3672 | 1271383.344 | 19070750.16 | 0 | 0 | -0.14243 | 0 | -0.16701 | 0 | 0.11771 | 0 | 0.093137 | 0 | 0.51131 | 4.7589 | 0.47155 | 2.6664
Air Source Unitary Air Conditioner (Three Phase) Single Package <65,000 with base efficiency > 9.7 SEER, Measure efficiency at 10.7 SEER. Tier 1 | 712.7165 | 442.471 | 189.3119 | 712.7165 | 872404.848 | 13086072.72 | 0 | 0 | -0.12946 | 0 | -0.15481 | 0 | 0.12328 | 0 | 0.097937 | 0 | 0.54282 | 5.0521 | 0.49822 | 2.756
Air Source Unitary Air Conditioner (Three Phase) Single Package <65,000 with base efficiency > 9.7 SEER, Measure efficiency at 10.7 SEER. Tier 1 | 1289.895 | 800.797 | 334.0549 | 1289.895 | 1539423.396 | 23091350.94 | 0 | 0 | -0.12138 | 0 | -0.14768 | 0 | 0.12927 | 0 | 0.10298 | 0 | 0.56777 | 5.2843 | 0.51916 | 2.8237
Air Source Unitary Air Conditioner (Three Phase) Single Package <65,000 with base efficiency > 9.7 SEER, Measure efficiency at 10.7 SEER. Tier 1 | 188.6742 | 117.1333 | 52.4094 | 188.6742 | 241517.808 | 3622767.12 | 0 | 0 | -0.10155 | 0 | -0.12697 | 0 | 0.12669 | 0 | 0.10127 | 0 | 0.60287 | 5.611 | 0.54835 | 2.9144
Air Source Unitary Air Conditioner (Three Phase) Single Package <65,000 with base efficiency > 9.7 SEER, Measure efficiency at 10.7 SEER. Tier 1 | 255.9035 | 158.8709 | 63.4098 | 255.9035 | 292210.8336 | 4383162.504 | 0 | 0 | -0.1345 | 0 | -0.16111 | 0 | 0.1296 | 0 | 0.10299 | 0 | 0.54545 | 5.0766 | 0.50044 | 2.7633
Air Source Unitary Air Conditioner (Three Phase) Single Package <65,000 with base efficiency > 9.7 SEER, Measure efficiency at 10.7 SEER. Tier 1 | 81.3955 | 50.5322 | 30.2125 | 81.3955 | 139227.984 | 2088419.76 | 0 | 0 | -0.031688 | 0 | -0.055722 | 0 | 0.11715 | 0 | 0.093116 | 0 | 0.82141 | 5.0967 | 0.72342 | 2.7693
Air Source Unitary Air Conditioner (Three Phase) Single Package <65,000 with base efficiency > 9.7 SEER, Measure efficiency at 10.7 SEER. Tier 1 | 0 | 0 | 0 | 0 | 0 | 0 | 0 | 0 | 0 | 0 | 0 | 0 | 0 | 0 | 0 | 0 | 0 | 0 | 0 | 0
Air Source Unitary Air Conditioner (Three Phase) Single Package <65,000 with base efficiency > 9.7 SEER, Measure efficiency at 11.7 SEER. Tier 2 | 36.1923 | 22.469 | 11.4632 | 36.1923 | 52825.9277 | 792388.9152 | 0 | 0 | -0.15199 | 0 | -0.17589 | 0 | 0.11941 | 0 | 0.095507 | 0 | 0.48811 | 5.6787 | 0.45175 | 2.9326
Air Source Unitary Air Conditioner (Three Phase) Single Package <65,000 with base efficiency > 9.7 SEER, Measure efficiency at 11.7 SEER. Tier 2 | 1836.5571 | 1140.1776 | 504.4849 | 1836.5571 | 2324815.2576 | 34872228.864 | 0 | 0 | -0.053375 | 0 | -0.07795 | 0 | 0.11858 | 0 | 0.094007 | 0 | 0.73629 | 4.8949 | 0.65657 | 2.7086
Air Source Unitary Air Conditioner (Three Phase) Single Package <65,000 with base efficiency > 9.7 SEER, Measure efficiency at 11.7 SEER. Tier 2 | 1303.253 | 809.0899 | 346.1702 | 1303.253 | 1595254.5792 | 23928818.688 | 0 | 0 | -0.042936 | 0 | -0.068283 | 0 | 0.12413 | 0 | 0.098782 | 0 | 0.78166 | 5.1964 | 0.69241 | 2.7985
Air Source Unitary Air Conditioner (Three Phase) Single Package <65,000 with base efficiency > 9.7 SEER, Measure efficiency at 11.7 SEER. Tier 2 | 2358.6652 | 1464.3144 | 610.8432 | 2358.6652 | 2814945.6384 | 42224184.576 | 0 | 0 | -0.035574 | 0 | -0.061867 | 0 | 0.13011 | 0 | 0.10382 | 0 | 0.81759 | 5.4353 | 0.72045 | 2.8663
Air Source Unitary Air Conditioner (Three Phase) Single Package <65,000 with base efficiency > 9.7 SEER, Measure efficiency at 11.7 SEER. Tier 2 | 345.0042 | 214.1867 | 95.8343 | 345.0042 | 441632.5632 | 6624488.448 | 0 | 0 | -0.023417 | 0 | -0.048839 | 0 | 0.12745 | 0 | 0.10203 | 0 | 0.86813 | 5.7713 | 0.75942 | 2.9571
Air Source Unitary Air Conditioner (Three Phase) Single Package <65,000 with base efficiency > 9.7 SEER, Measure efficiency at 11.7 SEER. Tier 2 | 467.9378 | 290.5067 | 115.9493 | 467.9378 | 534328.3814 | 8014925.7216 | 0 | 0 | -0.044087 | 0 | -0.070701 | 0 | 0.13049 | 0 | 0.10387 | 0 | 0.78544 | 5.2216 | 0.69538 | 2.8057
Air Source Unitary Air Conditioner (Three Phase) Single Package <65,000 with base efficiency > 9.7 SEER, Measure efficiency at 11.7 SEER. Tier 2 | 148.8375 | 92.4018 | 55.2457 | 148.8375 | 254588.3136 | 3818824.704 | 0 | 0 | 0.022528 | 0 | -0.0015059 | 0 | 0.11927 | 0 | 0.095234 | 0 | 1.1828 | 5.5044 | 0.98977 | 2.8854
Air Source Unitary Air Conditioner (Three Phase) Single Package <65,000 with base efficiency > 9.7 SEER, Measure efficiency at 11.7 SEER. Tier 2 | 0 | 0 | 0 | 0 | 0 | 0 | 0 | 0 | 0 | 0 | 0 | 0 | 0 | 0 | 0 | 0 | 0 | 0 | 0 | 0
Air Source Unitary Air Conditioner (Three Phase) Single Package <65,000 with base efficiency > 9.7 SEER, Measure efficiency at 12.7 SEER. Tier 3 | 0 | 0 | 0 | 0 | 0 | 0 | 0 | 0 | 0 | 0 | 0 | 0 | 0 | 0 | 0 | 0 | 0 | 0 | 0 | 0
Air Source Unitary Air Conditioner (Three Phase) Single Package <65,000 with base efficiency > 9.7 SEER, Measure efficiency at 12.7 SEER. Tier 3 | 22.4596 | 13.9434 | 6.1694 | 22.4596 | 28430.5533 | 426458.2988 | 0 | 0 | -0.040725 | 0 | -0.065299 | 0 | 0.11641 | 0 | 0.091832 | 0 | 0.78538 | 4.5686 | 0.69533 | 2.6056
Air Source Unitary Air Conditioner (Three Phase) Single Package <65,000 with base efficiency > 9.7 SEER, Measure efficiency at 12.7 SEER. Tier 3 | 15.9377 | 9.8945 | 4.2334 | 15.9377 | 19508.6341 | 292629.5119 | 0 | 0 | -0.030646 | 0 | -0.055993 | 0 | 0.12202 | 0 | 0.096669 | 0 | 0.83377 | 4.85 | 0.73299 | 2.6948
Air Source Unitary Air Conditioner (Three Phase) Single Package <65,000 with base efficiency > 9.7 SEER, Measure efficiency at 12.7 SEER. Tier 3 | 29.6686 | 18.419 | 7.6835 | 29.6686 | 35407.9948 | 531119.9217 | 0 | 0 | -0.023386 | 0 | -0.049678 | 0 | 0.12802 | 0 | 0.10172 | 0 | 0.87209 | 5.073 | 0.76245 | 2.7622
Air Source Unitary Air Conditioner (Three Phase) Single Package <65,000 with base efficiency > 9.7 SEER, Measure efficiency at 12.7 SEER. Tier 3 | 4.2191 | 2.6193 | 1.172 | 4.2191 | 5400.7982 | 81011.9733 | 0 | 0 | -0.012319 | 0 | -0.03774 | 0 | 0.12554 | 0 | 0.10012 | 0 | 0.926 | 5.3866 | 0.80334 | 2.8527
Air Source Unitary Air Conditioner (Three Phase) Single Package <65,000 with base efficiency > 9.7 SEER, Measure efficiency at 12.7 SEER. Tier 3 | 5.7225 | 3.5527 | 1.418 | 5.7225 | 6534.3908 | 98015.8625 | 0 | 0 | -0.031245 | 0 | -0.057859 | 0 | 0.12828 | 0 | 0.10166 | 0 | 0.83781 | 4.8735 | 0.73611 | 2.702
Air Source Unitary Air Conditioner (Three Phase) Single Package <65,000 with base efficiency > 9.7 SEER, Measure efficiency at 12.7 SEER. Tier 3 | 1.8202 | 1.13 | 0.67561 | 1.8202 | 3113.4029 | 46701.0438 | 0 | 0 | 0.030229 | 0 | 0.0061952 | 0 | 0.11794 | 0 | 0.09391 | 0 | 1.2617 | 5.2423 | 1.0444 | 2.8117
Air Source Unitary Air Conditioner (Three Phase) Single Package <65,000 with base efficiency > 9.7 SEER, Measure efficiency at 12.7 SEER. Tier 3 | 0 | 0 | 0 | 0 | 0 | 0 | 0 | 0 | 0 | 0 | 0 | 0 | 0 | 0 | 0 | 0 | 0 | 0 | 0 | 0
Air Source Unitary Air Conditioner (Three Phase) Split System <65,000 with base efficiency > 10.0 SEER, Measure efficiency at 11 SEER. Tier 1 | 0 | 0 | 0 | 0 | 0 | 0 | 0 | 0 | 0 | 0 | 0 | 0 | 0 | 0 | 0 | 0 | 0 | 0 | 0 | 0
Air Source Unitary Air Conditioner (Three Phase) Split System <65,000 with base efficiency > 10.0 SEER, Measure efficiency at 11 SEER. Tier 1 | 52.6575 | 32.691 | 14.4645 | 52.6575 | 66656.8125 | 999852.187 | 0 | 0 | -0.14243 | 0 | -0.16701 | 0 | 0.11771 | 0 | 0.093137 | 0 | 0.51131 | 4.7589 | 0.47155 | 2.6664
Air Source Unitary Air Conditioner (Three Phase) Split System <65,000 with base efficiency > 10.0 SEER, Measure efficiency at 11 SEER. Tier 1 | 37.3667 | 23.1981 | 9.9253 | 37.3667 | 45738.9399 | 686084.0983 | 0 | 0 | -0.12946 | 0 | -0.15481 | 0 | 0.12328 | 0 | 0.097937 | 0 | 0.54282 | 5.0521 | 0.49822 | 2.756
Air Source Unitary Air Conditioner (Three Phase) Split System <65,000 with base efficiency > 10.0 SEER, Measure efficiency at 11 SEER. Tier 1 | 69.5596 | 43.1842 | 18.0144 | 69.5596 | 83015.7629 | 1245236.4433 | 0 | 0 | -0.12138 | 0 | -0.14768 | 0 | 0.12927 | 0 | 0.10298 | 0 | 0.56777 | 5.2843 | 0.51916 | 2.8237
Air Source Unitary Air Conditioner (Three Phase) Split System <65,000 with base efficiency > 10.0 SEER, Measure efficiency at 11 SEER. Tier 1 | 9.8919 | 6.1411 | 2.7477 | 9.8919 | 12662.4336 | 189936.5047 | 0 | 0 | -0.10155 | 0 | -0.12697 | 0 | 0.12669 | 0 | 0.10127 | 0 | 0.60287 | 5.611 | 0.54835 | 2.9144
Air Source Unitary Air Conditioner (Three Phase) Split System <65,000 with base efficiency > 10.0 SEER, Measure efficiency at 11 SEER. Tier 1 | 13.4167 | 8.3294 | 3.3245 | 13.4167 | 15320.1966 | 229802.9484 | 0 | 0 | -0.1345 | 0 | -0.16111 | 0 | 0.1296 | 0 | 0.10299 | 0 | 0.54545 | 5.0766 | 0.50044 | 2.7633
Air Source Unitary Air Conditioner (Three Phase) Split System <65,000 with base efficiency > 10.0 SEER, Measure efficiency at 11 SEER. Tier 1 | 4.2674 | 2.6493 | 1.584 | 4.2674 | 7299.5243 | 109492.8646 | 0 | 0 | -0.031688 | 0 | -0.055722 | 0 | 0.11715 | 0 | 0.093116 | 0 | 0.82141 | 5.0967 | 0.72342 | 2.7693
Air Source Unitary Air Conditioner (Three Phase) Split System <65,000 with base efficiency > 10.0 SEER, Measure efficiency at 11 SEER. Tier 1 | 0 | 0 | 0 | 0 | 0 | 0 | 0 | 0 | 0 | 0 | 0 | 0 | 0 | 0 | 0 | 0 | 0 | 0 | 0 | 0
Air Source Unitary Air Conditioner (Three Phase) Split System <65,000 with base efficiency > 10.0 SEER, Measure efficiency at 12 SEER. Tier 2 | 0 | 0 | 0 | 0 | 0 | 0 | 0 | 0 | 0 | 0 | 0 | 0 | 0 | 0 | 0 | 0 | 0 | 0 | 0 | 0
Air Source Unitary Air Conditioner (Three Phase) Split System <65,000 with base efficiency > 10.0 SEER, Measure efficiency at 12 SEER. Tier 2 | 583.9391 | 362.523 | 160.4026 | 583.9391 | 739182.2762 | 11087734.143 | 0 | 0 | -0.053375 | 0 | -0.07795 | 0 | 0.11858 | 0 | 0.094007 | 0 | 0.73629 | 4.8949 | 0.65657 | 2.7086
Air Source Unitary Air Conditioner (Three Phase) Split System <65,000 with base efficiency > 10.0 SEER, Measure efficiency at 12 SEER. Tier 2 | 414.3734 | 257.2527 | 110.0659 | 414.3734 | 507216.1786 | 7608242.6794 | 0 | 0 | -0.042936 | 0 | -0.068283 | 0 | 0.12413 | 0 | 0.098782 | 0 | 0.78166 | 5.1964 | 0.69241 | 2.7985
Air Source Unitary Air Conditioner (Three Phase) Split System <65,000 with base efficiency > 10.0 SEER, Measure efficiency at 12 SEER. Tier 2 | 771.372 | 478.8857 | 199.7686 | 771.372 | 920592.7842 | 13808891.7633 | 0 | 0 | -0.035574 | 0 | -0.061867 | 0 | 0.13011 | 0 | 0.10382 | 0 | 0.81759 | 5.4353 | 0.72045 | 2.8663
Air Source Unitary Air Conditioner (Three Phase) Split System <65,000 with base efficiency > 10.0 SEER, Measure efficiency at 12 SEER. Tier 2 | 109.6952 | 68.1013 | 30.4708 | 109.6952 | 140418.4536 | 2106276.8036 | 0 | 0 | -0.023417 | 0 | -0.048839 | 0 | 0.12745 | 0 | 0.10203 | 0 | 0.86813 | 5.7713 | 0.75942 | 2.9571
Air Source Unitary Air Conditioner (Three Phase) Split System <65,000 with base efficiency > 10.0 SEER, Measure efficiency at 12 SEER. Tier 2 | 148.7823 | 92.3675 | 36.8664 | 148.7823 | 169891.3787 | 2548370.6798 | 0 | 0 | -0.044087 | 0 | -0.070701 | 0 | 0.13049 | 0 | 0.10387 | 0 | 0.78544 | 5.2216 | 0.69538 | 2.8057
Air Source Unitary Air Conditioner (Three Phase) Split System <65,000 with base efficiency > 10.0 SEER, Measure efficiency at 12 SEER. Tier 2 | 47.3233 | 29.3794 | 17.5655 | 47.3233 | 80947.1499 | 1214207.2485 | 0 | 0 | 0.022528 | 0 | -0.0015059 | 0 | 0.11927 | 0 | 0.095234 | 0 | 1.1828 | 5.5044 | 0.98977 | 2.8854
Air Source Unitary Air Conditioner (Three Phase) Split System <65,000 with base efficiency > 10.0 SEER, Measure efficiency at 12 SEER. Tier 2 | 0 | 0 | 0 | 0 | 0 | 0 | 0 | 0 | 0 | 0 | 0 | 0 | 0 | 0 | 0 | 0 | 0 | 0 | 0 | 0
Air Source Unitary Air Conditioner (Three Phase) Split System <65,000 with base efficiency > 10.0 SEER, Measure efficiency at 13 SEER. Tier 3 | 0 | 0 | 0 | 0 | 0 | 0 | 0 | 0 | 0 | 0 | 0 | 0 | 0 | 0 | 0 | 0 | 0 | 0 | 0 | 0
Air Source Unitary Air Conditioner (Three Phase) Split System <65,000 with base efficiency > 10.0 SEER, Measure efficiency at 13 SEER. Tier 3 | 0 | 0 | 0 | 0 | 0 | 0 | 0 | 0 | 0 | 0 | 0 | 0 | 0 | 0 | 0 | 0 | 0 | 0 | 0 | 0
Air Source Unitary Air Conditioner (Three Phase) Split System <65,000 with base efficiency > 10.0 SEER, Measure efficiency at 13 SEER. Tier 3 | 0 | 0 | 0 | 0 | 0 | 0 | 0 | 0 | 0 | 0 | 0 | 0 | 0 | 0 | 0 | 0 | 0 | 0 | 0 | 0
Air Source Unitary Air Conditioner (Three Phase) Split System <65,000 with base efficiency > 10.0 SEER, Measure efficiency at 13 SEER. Tier 3 | 0 | 0 | 0 | 0 | 0 | 0 | 0 | 0 | 0 | 0 | 0 | 0 | 0 | 0 | 0 | 0 | 0 | 0 | 0 | 0
Air Source Unitary Air Conditioner (Three Phase) Split System <65,000 with base efficiency > 10.0 SEER, Measure efficiency at 13 SEER. Tier 3 | 0 | 0 | 0 | 0 | 0 | 0 | 0 | 0 | 0 | 0 | 0 | 0 | 0 | 0 | 0 | 0 | 0 | 0 | 0 | 0
Air Source Unitary Air Conditioner (Three Phase) Split System <65,000 with base efficiency > 10.0 SEER, Measure efficiency at 13 SEER. Tier 3 | 0 | 0 | 0 | 0 | 0 | 0 | 0 | 0 | 0 | 0 | 0 | 0 | 0 | 0 | 0 | 0 | 0 | 0 | 0 | 0
Air Source Unitary Air Conditioner (Three Phase) Split System <65,000 with base efficiency > 10.0 SEER, Measure efficiency at 13 SEER. Tier 3 | 0 | 0 | 0 | 0 | 0 | 0 | 0 | 0 | 0 | 0 | 0 | 0 | 0 | 0 | 0 | 0 | 0 | 0 | 0 | 0
Air Source Unitary Air Conditioner (Three Phase) Split System <65,000 with base efficiency > 10.0 SEER, Measure efficiency at 13 SEER. Tier 3 | 0 | 0 | 0 | 0 | 0 | 0 | 0 | 0 | 0 | 0 | 0 | 0 | 0 | 0 | 0 | 0 | 0 | 0 | 0 | 0
Air Source Unitary Air Conditioner Split or Packaged ≥65,000 & <135,000 with base efficiency > 10.1 EER, Measure efficiency at 11.1 EER. Tier 1 | 0 | 0 | 0 | 0 | 0 | 0 | 0 | 0 | 0 | 0 | 0 | 0 | 0 | 0 | 0 | 0 | 0 | 0 | 0 | 0
Air Source Unitary Air Conditioner Split or Packaged ≥65,000 & <135,000 with base efficiency > 10.1 EER, Measure efficiency at 11.1 EER. Tier 1 | 0 | 0 | 0 | 0 | 0 | 0 | 0 | 0 | 0 | 0 | 0 | 0 | 0 | 0 | 0 | 0 | 0 | 0 | 0 | 0
Air Source Unitary Air Conditioner Split or Packaged ≥65,000 & <135,000 with base efficiency > 10.1 EER, Measure efficiency at 11.1 EER. Tier 1 | 0 | 0 | 0 | 0 | 0 | 0 | 0 | 0 | 0 | 0 | 0 | 0 | 0 | 0 | 0 | 0 | 0 | 0 | 0 | 0
Air Source Unitary Air Conditioner Split or Packaged ≥65,000 & <135,000 with base efficiency > 10.1 EER, Measure efficiency at 11.1 EER. Tier 1 | 0 | 0 | 0 | 0 | 0 | 0 | 0 | 0 | 0 | 0 | 0 | 0 | 0 | 0 | 0 | 0 | 0 | 0 | 0 | 0
Air Source Unitary Air Conditioner Split or Packaged ≥65,000 & <135,000 with base efficiency > 10.1 EER, Measure efficiency at 11.1 EER. Tier 1 | 0 | 0 | 0 | 0 | 0 | 0 | 0 | 0 | 0 | 0 | 0 | 0 | 0 | 0 | 0 | 0 | 0 | 0 | 0 | 0
Air Source Unitary Air Conditioner Split or Packaged ≥65,000 & <135,000 with base efficiency > 10.1 EER, Measure efficiency at 11.1 EER. Tier 1 | 0 | 0 | 0 | 0 | 0 | 0 | 0 | 0 | 0 | 0 | 0 | 0 | 0 | 0 | 0 | 0 | 0 | 0 | 0 | 0
Air Source Unitary Air Conditioner Split or Packaged ≥65,000 & <135,000 with base efficiency > 10.1 EER, Measure efficiency at 11.1 EER. Tier 1 | 0 | 0 | 0 | 0 | 0 | 0 | 0 | 0 | 0 | 0 | 0 | 0 | 0 | 0 | 0 | 0 | 0 | 0 | 0 | 0
Air Source Unitary Air Conditioner Split or Packaged ≥65,000 & <135,000 with base efficiency > 10.1 EER, Measure efficiency at 11.1 EER. Tier 1 | 0 | 0 | 0 | 0 | 0 | 0 | 0 | 0 | 0 | 0 | 0 | 0 | 0 | 0 | 0 | 0 | 0 | 0 | 0 | 0
Air Source Unitary Air Conditioner Split or Packaged ≥65,000 & <135,000 with base efficiency > 10.1 EER, Measure efficiency at 12.1 EER. Tier 2 | 0 | 0 | 0 | 0 | 0 | 0 | 0 | 0 | 0 | 0 | 0 | 0 | 0 | 0 | 0 | 0 | 0 | 0 | 0 | 0
Air Source Unitary Air Conditioner Split or Packaged ≥65,000 & <135,000 with base efficiency > 10.1 EER, Measure efficiency at 12.1 EER. Tier 2 | 1252.8189 | 777.7793 | 344.1375 | 1252.8189 | 1585887.2581 | 23788308.871 | 0 | 0 | -0.053375 | 0 | -0.07795 | 0 | 0.11858 | 0 | 0.094007 | 0 | 0.73629 | 4.8949 | 0.65657 | 2.7086
Air Source Unitary Air Conditioner Split or Packaged ≥65,000 & <135,000 with base efficiency > 10.1 EER, Measure efficiency at 12.1 EER. Tier 2 | 889.0222 | 551.9257 | 236.1422 | 889.0222 | 1088212.8815 | 16323193.2231 | 0 | 0 | -0.042936 | 0 | -0.068283 | 0 | 0.12413 | 0 | 0.098782 | 0 | 0.78166 | 5.1964 | 0.69241 | 2.7985
Air Source Unitary Air Conditioner Split or Packaged ≥65,000 & <135,000 with base efficiency > 10.1 EER, Measure efficiency at 12.1 EER. Tier 2 | 1654.949 | 1027.431 | 428.596 | 1654.949 | 1975096.5538 | 29626448.3071 | 0 | 0 | -0.035574 | 0 | -0.061867 | 0 | 0.13011 | 0 | 0.10382 | 0 | 0.81759 | 5.4353 | 0.72045 | 2.8663
Air Source Unitary Air Conditioner Split or Packaged ≥65,000 & <135,000 with base efficiency > 10.1 EER, Measure efficiency at 12.1 EER. Tier 2 | 235.3468 | 146.1088 | 65.3739 | 235.3468 | 301262.4132 | 4518936.1979 | 0 | 0 | -0.023417 | 0 | -0.048839 | 0 | 0.12745 | 0 | 0.10203 | 0 | 0.86813 | 5.7713 | 0.75942 | 2.9571
Air Source Unitary Air Conditioner Split or Packaged ≥65,000 & <135,000 with base efficiency > 10.1 EER, Measure efficiency at 12.1 EER. Tier 2 | 319.2067 | 198.171 | 79.0955 | 319.2067 | 364495.445 | 5467431.6743 | 0 | 0 | -0.044087 | 0 | -0.070701 | 0 | 0.13049 | 0 | 0.10387 | 0 | 0.78544 | 5.2216 | 0.69538 | 2.8057
Air Source Unitary Air Conditioner Split or Packaged ≥65,000 & <135,000 with base efficiency > 10.1 EER, Measure efficiency at 12.1 EER. Tier 2 | 101.5304 | 63.0325 | 37.6862 | 101.5304 | 173669.0093 | 2605035.1395 | 0 | 0 | 0.022528 | 0 | -0.0015059 | 0 | 0.11927 | 0 | 0.095234 | 0 | 1.1828 | 5.5044 | 0.98977 | 2.8854
Air Source Unitary Air Conditioner Split or Packaged ≥65,000 & <135,000 with base efficiency > 10.1 EER, Measure efficiency at 12.1 EER. Tier 2 | 0 | 0 | 0 | 0 | 0 | 0 | 0 | 0 | 0 | 0 | 0 | 0 | 0 | 0 | 0 | 0 | 0 | 0 | 0 | 0
Air Source Unitary Air Conditioner Split or Packaged ≥65,000 & <135,000 with base efficiency > 10.1 EER, Measure efficiency at 13.1 EER. Tier 3 | 0 | 0 | 0 | 0 | 0 | 0 | 0 | 0 | 0 | 0 | 0 | 0 | 0 | 0 | 0 | 0 | 0 | 0 | 0 | 0
Air Source Unitary Air Conditioner Split or Packaged ≥65,000 & <135,000 with base efficiency > 10.1 EER, Measure efficiency at 13.1 EER. Tier 3 | 0 | 0 | 0 | 0 | 0 | 0 | 0 | 0 | 0 | 0 | 0 | 0 | 0 | 0 | 0 | 0 | 0 | 0 | 0 | 0
Air Source Unitary Air Conditioner Split or Packaged ≥65,000 & <135,000 with base efficiency > 10.1 EER, Measure efficiency at 13.1 EER. Tier 3 | 0 | 0 | 0 | 0 | 0 | 0 | 0 | 0 | 0 | 0 | 0 | 0 | 0 | 0 | 0 | 0 | 0 | 0 | 0 | 0
Air Source Unitary Air Conditioner Split or Packaged ≥65,000 & <135,000 with base efficiency > 10.1 EER, Measure efficiency at 13.1 EER. Tier 3 | 0 | 0 | 0 | 0 | 0 | 0 | 0 | 0 | 0 | 0 | 0 | 0 | 0 | 0 | 0 | 0 | 0 | 0 | 0 | 0
Air Source Unitary Air Conditioner Split or Packaged ≥65,000 & <135,000 with base efficiency > 10.1 EER, Measure efficiency at 13.1 EER. Tier 3 | 0 | 0 | 0 | 0 | 0 | 0 | 0 | 0 | 0 | 0 | 0 | 0 | 0 | 0 | 0 | 0 | 0 | 0 | 0 | 0
Air Source Unitary Air Conditioner Split or Packaged ≥65,000 & <135,000 with base efficiency > 10.1 EER, Measure efficiency at 13.1 EER. Tier 3 | 0 | 0 | 0 | 0 | 0 | 0 | 0 | 0 | 0 | 0 | 0 | 0 | 0 | 0 | 0 | 0 | 0 | 0 | 0 | 0
Air Source Unitary Air Conditioner Split or Packaged ≥65,000 & <135,000 with base efficiency > 10.1 EER, Measure efficiency at 13.1 EER. Tier 3 | 0 | 0 | 0 | 0 | 0 | 0 | 0 | 0 | 0 | 0 | 0 | 0 | 0 | 0 | 0 | 0 | 0 | 0 | 0 | 0
Air Source Unitary Air Conditioner Split or Packaged ≥65,000 & <135,000 with base efficiency > 10.1 EER, Measure efficiency at 13.1 EER. Tier 3 | 0 | 0 | 0 | 0 | 0 | 0 | 0 | 0 | 0 | 0 | 0 | 0 | 0 | 0 | 0 | 0 | 0 | 0 | 0 | 0
Air Source Unitary Air Conditioner Split or Packaged ≥135,000 & <240,000 with base efficiency > 9.5 EER, Measure efficiency of 10.5 EER. Tier 1 | 0 | 0 | 0 | 0 | 0 | 0 | 0 | 0 | 0 | 0 | 0 | 0 | 0 | 0 | 0 | 0 | 0 | 0 | 0 | 0
Air Source Unitary Air Conditioner Split or Packaged ≥135,000 & <240,000 with base efficiency > 9.5 EER, Measure efficiency of 10.5 EER. Tier 1 | 0 | 0 | 0 | 0 | 0 | 0 | 0 | 0 | 0 | 0 | 0 | 0 | 0 | 0 | 0 | 0 | 0 | 0 | 0 | 0
Air Source Unitary Air Conditioner Split or Packaged ≥135,000 & <240,000 with base efficiency > 9.5 EER, Measure efficiency of 10.5 EER. Tier 1 | 0 | 0 | 0 | 0 | 0 | 0 | 0 | 0 | 0 | 0 | 0 | 0 | 0 | 0 | 0 | 0 | 0 | 0 | 0 | 0
Air Source Unitary Air Conditioner Split or Packaged ≥135,000 & <240,000 with base efficiency > 9.5 EER, Measure efficiency of 10.5 EER. Tier 1 | 0 | 0 | 0 | 0 | 0 | 0 | 0 | 0 | 0 | 0 | 0 | 0 | 0 | 0 | 0 | 0 | 0 | 0 | 0 | 0
Air Source Unitary Air Conditioner Split or Packaged ≥135,000 & <240,000 with base efficiency > 9.5 EER, Measure efficiency of 10.5 EER. Tier 1 | 0 | 0 | 0 | 0 | 0 | 0 | 0 | 0 | 0 | 0 | 0 | 0 | 0 | 0 | 0 | 0 | 0 | 0 | 0 | 0
Air Source Unitary Air Conditioner Split or Packaged ≥135,000 & <240,000 with base efficiency > 9.5 EER, Measure efficiency of 10.5 EER. Tier 1 | 0 | 0 | 0 | 0 | 0 | 0 | 0 | 0 | 0 | 0 | 0 | 0 | 0 | 0 | 0 | 0 | 0 | 0 | 0 | 0
Air Source Unitary Air Conditioner Split or Packaged ≥135,000 & <240,000 with base efficiency > 9.5 EER, Measure efficiency of 10.5 EER. Tier 1 | 0 | 0 | 0 | 0 | 0 | 0 | 0 | 0 | 0 | 0 | 0 | 0 | 0 | 0 | 0 | 0 | 0 | 0 | 0 | 0
Air Source Unitary Air Conditioner Split or Packaged ≥135,000 & <240,000 with base efficiency > 9.5 EER, Measure efficiency of 10.5 EER. Tier 1 | 0 | 0 | 0 | 0 | 0 | 0 | 0 | 0 | 0 | 0 | 0 | 0 | 0 | 0 | 0 | 0 | 0 | 0 | 0 | 0
Air Source Unitary Air Conditioner Split or Packaged ≥135,000 & <240,000 with base efficiency > 9.5 EER, Measure efficiency of 11.5 EER. Tier 2 | 0 | 0 | 0 | 0 | 0 | 0 | 0 | 0 | 0 | 0 | 0 | 0 | 0 | 0 | 0 | 0 | 0 | 0 | 0 | 0
Air Source Unitary Air Conditioner Split or Packaged ≥135,000 & <240,000 with base efficiency > 9.5 EER, Measure efficiency of 11.5 EER. Tier 2 | 2029.74 | 1260.11 | 557.5504 | 2029.74 | 2569356.7625 | 38540351.4376 | 0 | 0 | -0.053375 | 0 | -0.07795 | 0 | 0.11858 | 0 | 0.094007 | 0 | 0.73629 | 4.8949 | 0.65657 | 2.7086
Air Source Unitary Air Conditioner Split or Packaged ≥135,000 & <240,000 with base efficiency > 9.5 EER, Measure efficiency of 11.5 EER. Tier 2 | 1440.3389 | 894.1961 | 382.583 | 1440.3389 | 1763055.4202 | 26445831.3037 | 0 | 0 | -0.042936 | 0 | -0.068283 | 0 | 0.12413 | 0 | 0.098782 | 0 | 0.78166 | 5.1964 | 0.69241 | 2.7985
Air Source Unitary Air Conditioner Split or Packaged ≥135,000 & <240,000 with base efficiency > 9.5 EER, Measure efficiency of 11.5 EER. Tier 2 | 2681.2463 | 1664.5804 | 694.3847 | 2681.2463 | 3199929.668 | 47998945.0194 | 0 | 0 | -0.035574 | 0 | -0.061867 | 0 | 0.13011 | 0 | 0.10382 | 0 | 0.81759 | 5.4353 | 0.72045 | 2.8663
Air Source Unitary Air Conditioner Split or Packaged ≥135,000 & <240,000 with base efficiency > 9.5 EER, Measure efficiency of 11.5 EER. Tier 2 | 381.2943 | 236.7164 | 105.9148 | 381.2943 | 488086.7884 | 7321301.8266 | 0 | 0 | -0.023417 | 0 | -0.048839 | 0 | 0.12745 | 0 | 0.10203 | 0 | 0.86813 | 5.7713 | 0.75942 | 2.9571
Air Source Unitary Air Conditioner Split or Packaged ≥135,000 & <240,000 with base efficiency > 9.5 EER, Measure efficiency of 11.5 EER. Tier 2 | 517.159 | 321.0644 | 128.1457 | 517.159 | 590533.0481 | 8857995.7209 | 0 | 0 | -0.044087 | 0 | -0.070701 | 0 | 0.13049 | 0 | 0.10387 | 0 | 0.78544 | 5.2216 | 0.69538 | 2.8057
Air Source Unitary Air Conditioner Split or Packaged ≥135,000 & <240,000 with base efficiency > 9.5 EER, Measure efficiency of 11.5 EER. Tier 2 | 164.4933 | 102.1213 | 61.0568 | 164.4933 | 281367.8218 | 4220517.3276 | 0 | 0 | 0.022528 | 0 | -0.0015059 | 0 | 0.11927 | 0 | 0.095234 | 0 | 1.1828 | 5.5044 | 0.98977 | 2.8854
Air Source Unitary Air Conditioner Split or Packaged ≥135,000 & <240,000 with base efficiency > 9.5 EER, Measure efficiency of 11.5 EER. Tier 2 | 0 | 0 | 0 | 0 | 0 | 0 | 0 | 0 | 0 | 0 | 0 | 0 | 0 | 0 | 0 | 0 | 0 | 0 | 0 | 0
Air Source Unitary Air Conditioner Split or Packaged ≥135,000 & <240,000 with base efficiency > 9.5 EER, Measure efficiency of 12.5 EER. Tier 3 | 0 | 0 | 0 | 0 | 0 | 0 | 0 | 0 | 0 | 0 | 0 | 0 | 0 | 0 | 0 | 0 | 0 | 0 | 0 | 0
Air Source Unitary Air Conditioner Split or Packaged ≥135,000 & <240,000 with base efficiency > 9.5 EER, Measure efficiency of 12.5 EER. Tier 3 | 0 | 0 | 0 | 0 | 0 | 0 | 0 | 0 | 0 | 0 | 0 | 0 | 0 | 0 | 0 | 0 | 0 | 0 | 0 | 0
Air Source Unitary Air Conditioner Split or Packaged ≥135,000 & <240,000 with base efficiency > 9.5 EER, Measure efficiency of 12.5 EER. Tier 3 | 0 | 0 | 0 | 0 | 0 | 0 | 0 | 0 | 0 | 0 | 0 | 0 | 0 | 0 | 0 | 0 | 0 | 0 | 0 | 0
Air Source Unitary Air Conditioner Split or Packaged ≥135,000 & <240,000 with base efficiency > 9.5 EER, Measure efficiency of 12.5 EER. Tier 3 | 0 | 0 | 0 | 0 | 0 | 0 | 0 | 0 | 0 | 0 | 0 | 0 | 0 | 0 | 0 | 0 | 0 | 0 | 0 | 0
Air Source Unitary Air Conditioner Split or Packaged ≥135,000 & <240,000 with base efficiency > 9.5 EER, Measure efficiency of 12.5 EER. Tier 3 | 0 | 0 | 0 | 0 | 0 | 0 | 0 | 0 | 0 | 0 | 0 | 0 | 0 | 0 | 0 | 0 | 0 | 0 | 0 | 0
Air Source Unitary Air Conditioner Split or Packaged ≥135,000 & <240,000 with base efficiency > 9.5 EER, Measure efficiency of 12.5 EER. Tier 3 | 0 | 0 | 0 | 0 | 0 | 0 | 0 | 0 | 0 | 0 | 0 | 0 | 0 | 0 | 0 | 0 | 0 | 0 | 0 | 0
Air Source Unitary Air Conditioner Split or Packaged ≥135,000 & <240,000 with base efficiency > 9.5 EER, Measure efficiency of 12.5 EER. Tier 3 | 0 | 0 | 0 | 0 | 0 | 0 | 0 | 0 | 0 | 0 | 0 | 0 | 0 | 0 | 0 | 0 | 0 | 0 | 0 | 0
Air Source Unitary Air Conditioner Split or Packaged ≥135,000 & <240,000 with base efficiency > 9.5 EER, Measure efficiency of 12.5 EER. Tier 3 | 0 | 0 | 0 | 0 | 0 | 0 | 0 | 0 | 0 | 0 | 0 | 0 | 0 | 0 | 0 | 0 | 0 | 0 | 0 | 0
Air Source Unitary Air Conditioner Split or Packaged ≥240,000 & <760,000 with base efficiency > 10.0 EER, measure efficiency at 11.0 EER. Tier 1 | 0 | 0 | 0 | 0 | 0 | 0 | 0 | 0 | 0 | 0 | 0 | 0 | 0 | 0 | 0 | 0 | 0 | 0 | 0 | 0
Air Source Unitary Air Conditioner Split or Packaged ≥240,000 & <760,000 with base efficiency > 10.0 EER, measure efficiency at 11.0 EER. Tier 1 | 0 | 0 | 0 | 0 | 0 | 0 | 0 | 0 | 0 | 0 | 0 | 0 | 0 | 0 | 0 | 0 | 0 | 0 | 0 | 0
Air Source Unitary Air Conditioner Split or Packaged ≥240,000 & <760,000 with base efficiency > 10.0 EER, measure efficiency at 11.0 EER. Tier 1 | 0 | 0 | 0 | 0 | 0 | 0 | 0 | 0 | 0 | 0 | 0 | 0 | 0 | 0 | 0 | 0 | 0 | 0 | 0 | 0
Air Source Unitary Air Conditioner Split or Packaged ≥240,000 & <760,000 with base efficiency > 10.0 EER, measure efficiency at 11.0 EER. Tier 1 | 0 | 0 | 0 | 0 | 0 | 0 | 0 | 0 | 0 | 0 | 0 | 0 | 0 | 0 | 0 | 0 | 0 | 0 | 0 | 0
Air Source Unitary Air Conditioner Split or Packaged ≥240,000 & <760,000 with base efficiency > 10.0 EER, measure efficiency at 11.0 EER. Tier 1 | 0 | 0 | 0 | 0 | 0 | 0 | 0 | 0 | 0 | 0 | 0 | 0 | 0 | 0 | 0 | 0 | 0 | 0 | 0 | 0
Air Source Unitary Air Conditioner Split or Packaged ≥240,000 & <760,000 with base efficiency > 10.0 EER, measure efficiency at 11.0 EER. Tier 1 | 0 | 0 | 0 | 0 | 0 | 0 | 0 | 0 | 0 | 0 | 0 | 0 | 0 | 0 | 0 | 0 | 0 | 0 | 0 | 0
Air Source Unitary Air Conditioner Split or Packaged ≥240,000 & <760,000 with base efficiency > 10.0 EER, measure efficiency at 11.0 EER. Tier 1 | 0 | 0 | 0 | 0 | 0 | 0 | 0 | 0 | 0 | 0 | 0 | 0 | 0 | 0 | 0 | 0 | 0 | 0 | 0 | 0
Air Source Unitary Air Conditioner Split or Packaged ≥240,000 & <760,000 with base efficiency > 10.0 EER, measure efficiency at 11.0 EER. Tier 1 | 0 | 0 | 0 | 0 | 0 | 0 | 0 | 0 | 0 | 0 | 0 | 0 | 0 | 0 | 0 | 0 | 0 | 0 | 0 | 0
Air Source Unitary Air Conditioner Split or Packaged ≥240,000 & <760,000 with base efficiency > 10.0 EER, measure efficiency at 12.0 EER. Tier 2 | 0 | 0 | 0 | 0 | 0 | 0 | 0 | 0 | 0 | 0 | 0 | 0 | 0 | 0 | 0 | 0 | 0 | 0 | 0 | 0
Air Source Unitary Air Conditioner Split or Packaged ≥240,000 & <760,000 with base efficiency > 10.0 EER, measure efficiency at 12.0 EER. Tier 2 | 2025.8947 | 1257.7227 | 556.4942 | 2025.8947 | 2564489.1806 | 38467337.7084 | 0 | 0 | -0.053375 | 0 | -0.07795 | 0 | 0.11858 | 0 | 0.094007 | 0 | 0.73629 | 4.8949 | 0.65657 | 2.7086
Air Source Unitary Air Conditioner Split or Packaged ≥240,000 & <760,000 with base efficiency > 10.0 EER, measure efficiency at 12.0 EER. Tier 2 | 1437.6102 | 892.502 | 381.8582 | 1437.6102 | 1759715.356 | 26395730.3396 | 0 | 0 | -0.042936 | 0 | -0.068283 | 0 | 0.12413 | 0 | 0.098782 | 0 | 0.78166 | 5.1964 | 0.69241 | 2.7985
Air Source Unitary Air Conditioner Split or Packaged ≥240,000 & <760,000 with base efficiency > 10.0 EER, measure efficiency at 12.0 EER. Tier 2 | 2676.1668 | 1661.4269 | 693.0692 | 2676.1668 | 3193867.4815 | 47908012.2219 | 0 | 0 | -0.035574 | 0 | -0.061867 | 0 | 0.13011 | 0 | 0.10382 | 0 | 0.81759 | 5.4353 | 0.72045 | 2.8663
Air Source Unitary Air Conditioner Split or Packaged ≥240,000 & <760,000 with base efficiency > 10.0 EER, measure efficiency at 12.0 EER. Tier 2 | 380.572 | 236.268 | 105.7142 | 380.572 | 487162.1203 | 7307431.8039 | 0 | 0 | -0.023417 | 0 | -0.048839 | 0 | 0.12745 | 0 | 0.10203 | 0 | 0.86813 | 5.7713 | 0.75942 | 2.9571
Air Source Unitary Air Conditioner Split or Packaged ≥240,000 & <760,000 with base efficiency > 10.0 EER, measure efficiency at 12.0 EER. Tier 2 | 516.1793 | 320.4561 | 127.9029 | 516.1793 | 589414.298 | 8841214.4702 | 0 | 0 | -0.044087 | 0 | -0.070701 | 0 | 0.13049 | 0 | 0.10387 | 0 | 0.78544 | 5.2216 | 0.69538 | 2.8057
Air Source Unitary Air Conditioner Split or Packaged ≥240,000 & <760,000 with base efficiency > 10.0 EER, measure efficiency at 12.0 EER. Tier 2 | 164.1817 | 101.9278 | 60.9411 | 164.1817 | 280834.7776 | 4212521.6633 | 0 | 0 | 0.022528 | 0 | -0.0015059 | 0 | 0.11927 | 0 | 0.095234 | 0 | 1.1828 | 5.5044 | 0.98977 | 2.8854
Air Source Unitary Air Conditioner Split or Packaged ≥240,000 & <760,000 with base efficiency > 10.0 EER, measure efficiency at 12.0 EER. Tier 2 | 0 | 0 | 0 | 0 | 0 | 0 | 0 | 0 | 0 | 0 | 0 | 0 | 0 | 0 | 0 | 0 | 0 | 0 | 0 | 0
Air Source Unitary Air Conditioner Split or Packaged ≥240,000 & <760,000 with base efficiency > 10.0 EER, measure efficiency at 13.0 EER. Tier 3 | 0 | 0 | 0 | 0 | 0 | 0 | 0 | 0 | 0 | 0 | 0 | 0 | 0 | 0 | 0 | 0 | 0 | 0 | 0 | 0
Air Source Unitary Air Conditioner Split or Packaged ≥240,000 & <760,000 with base efficiency > 10.0 EER, measure efficiency at 13.0 EER. Tier 3 | 0 | 0 | 0 | 0 | 0 | 0 | 0 | 0 | 0 | 0 | 0 | 0 | 0 | 0 | 0 | 0 | 0 | 0 | 0 | 0
Air Source Unitary Air Conditioner Split or Packaged ≥240,000 & <760,000 with base efficiency > 10.0 EER, measure efficiency at 13.0 EER. Tier 3 | 0 | 0 | 0 | 0 | 0 | 0 | 0 | 0 | 0 | 0 | 0 | 0 | 0 | 0 | 0 | 0 | 0 | 0 | 0 | 0
Air Source Unitary Air Conditioner Split or Packaged ≥240,000 & <760,000 with base efficiency > 10.0 EER, measure efficiency at 13.0 EER. Tier 3 | 0 | 0 | 0 | 0 | 0 | 0 | 0 | 0 | 0 | 0 | 0 | 0 | 0 | 0 | 0 | 0 | 0 | 0 | 0 | 0
Air Source Unitary Air Conditioner Split or Packaged ≥240,000 & <760,000 with base efficiency > 10.0 EER, measure efficiency at 13.0 EER. Tier 3 | 0 | 0 | 0 | 0 | 0 | 0 | 0 | 0 | 0 | 0 | 0 | 0 | 0 | 0 | 0 | 0 | 0 | 0 | 0 | 0
Air Source Unitary Air Conditioner Split or Packaged ≥240,000 & <760,000 with base efficiency > 10.0 EER, measure efficiency at 13.0 EER. Tier 3 | 0 | 0 | 0 | 0 | 0 | 0 | 0 | 0 | 0 | 0 | 0 | 0 | 0 | 0 | 0 | 0 | 0 | 0 | 0 | 0
Air Source Unitary Air Conditioner Split or Packaged ≥240,000 & <760,000 with base efficiency > 10.0 EER, measure efficiency at 13.0 EER. Tier 3 | 0 | 0 | 0 | 0 | 0 | 0 | 0 | 0 | 0 | 0 | 0 | 0 | 0 | 0 | 0 | 0 | 0 | 0 | 0 | 0
Air Source Unitary Air Conditioner Split or Packaged ≥240,000 & <760,000 with base efficiency > 10.0 EER, measure efficiency at 13.0 EER. Tier 3 | 0 | 0 | 0 | 0 | 0 | 0 | 0 | 0 | 0 | 0 | 0 | 0 | 0 | 0 | 0 | 0 | 0 | 0 | 0 | 0
Early Replacement of Air Source Unitary Air Conditioner (Three Phase) Single Package and Split System with base efficiency dependent on building vintage, Measure efficiency at 11 EER. Vintage of Before 1978. | 15.2282 | 9.454 | 11.1355 | 15.2282 | 51315.6 | 513156 | 0 | 0 | -0.0050346 | 0 | -0.025435 | 0 | 0.11051 | 0 | 0.090114 | 0 | 0.9609 | 9.3724 | 0.82947 | 3.6819
Early Replacement of Air Source Unitary Air Conditioner (Three Phase) Single Package and Split System with base efficiency dependent on building vintage, Measure efficiency at 11 EER. Vintage of Before 1978. | 736.5576 | 457.2722 | 358.5817 | 736.5576 | 1652450.4 | 16524504 | 0 | 0 | 0.040646 | 0 | 0.019295 | 0 | 0.11719 | 0 | 0.095834 | 0 | 1.4575 | 10.5293 | 1.1751 | 3.848
Early Replacement of Air Source Unitary Air Conditioner (Three Phase) Single Package and Split System with base efficiency dependent on building vintage, Measure efficiency at 11 EER. Vintage of Before 1978. | 534.888 | 332.071 | 227.7642 | 534.888 | 1049604.8 | 10496048 | 0 | 0 | 0.041611 | 0 | 0.019374 | 0 | 0.12194 | 0 | 0.099707 | 0 | 1.4463 | 10.4479 | 1.1678 | 3.8371
Early Replacement of Air Source Unitary Air Conditioner (Three Phase) Single Package and Split System with base efficiency dependent on building vintage, Measure efficiency at 11 EER. Vintage of Before 1978. | 946.2908 | 587.4794 | 387.3553 | 946.2908 | 1785047.6 | 17850476 | 0 | 0 | 0.043636 | 0 | 0.020619 | 0 | 0.1263 | 0 | 0.10328 | 0 | 1.4548 | 10.5095 | 1.1733 | 3.8454
Early Replacement of Air Source Unitary Air Conditioner (Three Phase) Single Package and Split System with base efficiency dependent on building vintage, Measure efficiency at 11 EER. Vintage of Before 1978. | 139.46 | 86.58 | 53.615 | 139.46 | 247073.6 | 2470736 | 0 | 0 | 0.040469 | 0 | 0.017466 | 0 | 0.12579 | 0 | 0.10278 | 0 | 1.4087 | 10.1763 | 1.1431 | 3.7998
Early Replacement of Air Source Unitary Air Conditioner (Three Phase) Single Package and Split System with base efficiency dependent on building vintage, Measure efficiency at 11 EER. Vintage of Before 1978. | 184.0703 | 114.2752 | 67.6814 | 184.0703 | 311895.92 | 3118959.2 | 0 | 0 | 0.032702 | 0 | 0.0091998 | 0 | 0.12732 | 0 | 0.10382 | 0 | 1.2978 | 9.3751 | 1.069 | 3.6823
Early Replacement of Air Source Unitary Air Conditioner (Three Phase) Single Package and Split System with base efficiency dependent on building vintage, Measure efficiency at 11 EER. Vintage of Before 1978. | 60.0878 | 37.3039 | 24.7244 | 60.0878 | 113937.12 | 1139371.2 | 0 | 0 | 0.053779 | 0 | 0.030747 | 0 | 0.12778 | 0 | 0.10475 | 0 | 1.6261 | 11.747 | 1.2823 | 3.9995
Early Replacement of Air Source Unitary Air Conditioner (Three Phase) Single Package and Split System with base efficiency dependent on building vintage, Measure efficiency at 11 EER. Vintage of Before 1978. | 0 | 0 | 0 | 0 | 0 | 0 | 0 | 0 | 0 | 0 | 0 | 0 | 0 | 0 | 0 | 0 | 0 | 0 | 0 | 0
Early Replacement of Air Source Unitary Air Conditioner (Three Phase) Single Package and Split System with base efficiency dependent on building vintage, Measure efficiency at 11 EER. Vintage of 1978 to 1992. | 0 | 0 | 0 | 0 | 0 | 0 | 0 | 0 | 0 | 0 | 0 | 0 | 0 | 0 | 0 | 0 | 0 | 0 | 0 | 0
Early Replacement of Air Source Unitary Air Conditioner (Three Phase) Single Package and Split System with base efficiency dependent on building vintage, Measure efficiency at 11 EER. Vintage of 1978 to 1992. | 0 | 0 | 0 | 0 | 0 | 0 | 0 | 0 | 0 | 0 | 0 | 0 | 0 | 0 | 0 | 0 | 0 | 0 | 0 | 0
Early Replacement of Air Source Unitary Air Conditioner (Three Phase) Single Package and Split System with base efficiency dependent on building vintage, Measure efficiency at 11 EER. Vintage of 1978 to 1992. | 0 | 0 | 0 | 0 | 0 | 0 | 0 | 0 | 0 | 0 | 0 | 0 | 0 | 0 | 0 | 0 | 0 | 0 | 0 | 0
Early Replacement of Air Source Unitary Air Conditioner (Three Phase) Single Package and Split System with base efficiency dependent on building vintage, Measure efficiency at 11 EER. Vintage of 1978 to 1992. | 0 | 0 | 0 | 0 | 0 | 0 | 0 | 0 | 0 | 0 | 0 | 0 | 0 | 0 | 0 | 0 | 0 | 0 | 0 | 0
Early Replacement of Air Source Unitary Air Conditioner (Three Phase) Single Package and Split System with base efficiency dependent on building vintage, Measure efficiency at 11 EER. Vintage of 1978 to 1992. | 0 | 0 | 0 | 0 | 0 | 0 | 0 | 0 | 0 | 0 | 0 | 0 | 0 | 0 | 0 | 0 | 0 | 0 | 0 | 0
Early Replacement of Air Source Unitary Air Conditioner (Three Phase) Single Package and Split System with base efficiency dependent on building vintage, Measure efficiency at 11 EER. Vintage of 1978 to 1992. | 0 | 0 | 0 | 0 | 0 | 0 | 0 | 0 | 0 | 0 | 0 | 0 | 0 | 0 | 0 | 0 | 0 | 0 | 0 | 0
Early Replacement of Air Source Unitary Air Conditioner (Three Phase) Single Package and Split System with base efficiency dependent on building vintage, Measure efficiency at 11 EER. Vintage of 1978 to 1992. | 0 | 0 | 0 | 0 | 0 | 0 | 0 | 0 | 0 | 0 | 0 | 0 | 0 | 0 | 0 | 0 | 0 | 0 | 0 | 0
Early Replacement of Air Source Unitary Air Conditioner (Three Phase) Single Package and Split System with base efficiency dependent on building vintage, Measure efficiency at 11 EER. Vintage of 1978 to 1992. | 0 | 0 | 0 | 0 | 0 | 0 | 0 | 0 | 0 | 0 | 0 | 0 | 0 | 0 | 0 | 0 | 0 | 0 | 0 | 0
Air Source Packaged Termainal Air Conditioner with base efficiency > 9.9 EER, measure efficiency at 11.0 EER. Tier 1 | 4.5686 | 2.9149 | 2.4718 | 4.5686 | 11390.832 | 170862.48 | 0 | 0 | 0.030198 | 0 | 0.010799 | 0 | 0.092673 | 0 | 0.073274 | 0 | 1.3454 | 4.7119 | 1.1011 | 2.6516
Air Source Packaged Termainal Air Conditioner with base efficiency > 9.9 EER, measure efficiency at 11.0 EER. Tier 1 | 204.5174 | 130.4868 | 91.8754 | 204.5174 | 423388.8 | 6350832 | 0 | 0 | 0.050328 | 0 | 0.030391 | 0 | 0.10075 | 0 | 0.080816 | 0 | 1.7131 | 6 | 1.3358 | 3.016
Air Source Packaged Termainal Air Conditioner with base efficiency > 9.9 EER, measure efficiency at 11.0 EER. Tier 1 | 145.081 | 92.5649 | 59.4437 | 145.081 | 273934.08 | 4109011.2 | 0 | 0 | 0.052503 | 0 | 0.031853 | 0 | 0.10446 | 0 | 0.08381 | 0 | 1.722 | 6.031 | 1.3412 | 3.0238
Air Source Packaged Termainal Air Conditioner with base efficiency > 9.9 EER, measure efficiency at 11.0 EER. Tier 1 | 248.9676 | 158.847 | 101.9499 | 248.9676 | 469815.36 | 7047230.4 | 0 | 0 | 0.053977 | 0 | 0.032841 | 0 | 0.10699 | 0 | 0.085856 | 0 | 1.7274 | 6.0502 | 1.3445 | 3.0286
Air Source Packaged Termainal Air Conditioner with base efficiency > 9.9 EER, measure efficiency at 11.0 EER. Tier 1 | 36.7274 | 23.4329 | 14.5114 | 36.7274 | 66872.64 | 1003089.6 | 0 | 0 | 0.053397 | 0 | 0.032311 | 0 | 0.10661 | 0 | 0.08552 | 0 | 1.717 | 6.0136 | 1.3381 | 3.0194
Air Source Packaged Termainal Air Conditioner with base efficiency > 9.9 EER, measure efficiency at 11.0 EER. Tier 1 | 45.7303 | 29.177 | 19.3616 | 45.7303 | 89224.128 | 1338361.92 | 0 | 0 | 0.048951 | 0 | 0.027993 | 0 | 0.10478 | 0 | 0.083824 | 0 | 1.6264 | 5.6964 | 1.2825 | 2.9373
Air Source Packaged Termainal Air Conditioner with base efficiency > 9.9 EER, measure efficiency at 11.0 EER. Tier 1 | 15.97 | 10.1892 | 7.6328 | 15.97 | 35174.4 | 527616 | 0 | 0 | 0.0677 | 0 | 0.047197 | 0 | 0.10816 | 0 | 0.08766 | 0 | 2.1954 | 7.6891 | 1.6119 | 3.3903
Air Source Packaged Termainal Air Conditioner with base efficiency > 9.9 EER, measure efficiency at 11.0 EER. Tier 1 | 0 | 0 | 0 | 0 | 0 | 0 | 0 | 0 | 0 | 0 | 0 | 0 | 0 | 0 | 0 | 0 | 0 | 0 | 0 | 0
Air Source Packaged Termainal Air Conditioner with base efficiency > 9.9 EER, measure efficiency at 12.0 EER. Tier 2 | 9.1363 | 5.8291 | 4.9431 | 9.1363 | 22779.3858 | 341690.7875 | 0 | 0 | 0.056916 | 0 | 0.037517 | 0 | 0.099145 | 0 | 0.079747 | 0 | 1.9373 | 6.3611 | 1.4683 | 3.1046
Air Source Packaged Termainal Air Conditioner with base efficiency > 9.9 EER, measure efficiency at 12.0 EER. Tier 2 | 408.994 | 260.9474 | 183.7324 | 408.994 | 846692.9222 | 12700393.8336 | 0 | 0 | 0.071893 | 0 | 0.051956 | 0 | 0.10598 | 0 | 0.08604 | 0 | 2.4669 | 8.1 | 1.7536 | 3.4679
Air Source Packaged Termainal Air Conditioner with base efficiency > 9.9 EER, measure efficiency at 12.0 EER. Tier 2 | 290.1329 | 185.1114 | 118.8755 | 290.1329 | 547813.3732 | 8217200.5978 | 0 | 0 | 0.074723 | 0 | 0.054073 | 0 | 0.10984 | 0 | 0.089193 | 0 | 2.4797 | 8.1419 | 1.76 | 3.4756
Air Source Packaged Termainal Air Conditioner with base efficiency > 9.9 EER, measure efficiency at 12.0 EER. Tier 2 | 497.8854 | 317.6622 | 203.8795 | 497.8854 | 939536.7569 | 14093051.3539 | 0 | 0 | 0.07665 | 0 | 0.055513 | 0 | 0.11249 | 0 | 0.091348 | 0 | 2.4875 | 8.1677 | 1.764 | 3.4803
Air Source Packaged Termainal Air Conditioner with base efficiency > 9.9 EER, measure efficiency at 12.0 EER. Tier 2 | 73.4475 | 46.8612 | 29.0198 | 73.4475 | 133731.9055 | 2005978.5821 | 0 | 0 | 0.076152 | 0 | 0.055067 | 0 | 0.11212 | 0 | 0.091033 | 0 | 2.4725 | 8.1184 | 1.7564 | 3.4713
Air Source Packaged Termainal Air Conditioner with base efficiency > 9.9 EER, measure efficiency at 12.0 EER. Tier 2 | 91.4514 | 58.3481 | 38.7194 | 91.4514 | 178430.4112 | 2676456.1676 | 0 | 0 | 0.072828 | 0 | 0.05187 | 0 | 0.11057 | 0 | 0.089609 | 0 | 2.3421 | 7.6901 | 1.6896 | 3.3905
Air Source Packaged Termainal Air Conditioner with base efficiency > 9.9 EER, measure efficiency at 12.0 EER. Tier 2 | 31.9368 | 20.3764 | 15.2642 | 31.9368 | 70341.7651 | 1055126.4768 | 0 | 0 | 0.085004 | 0 | 0.064502 | 0 | 0.11236 | 0 | 0.091853 | 0 | 3.1614 | 10.3803 | 2.0781 | 3.8279
Air Source Packaged Termainal Air Conditioner with base efficiency > 9.9 EER, measure efficiency at 12.0 EER. Tier 2 | 0 | 0 | 0 | 0 | 0 | 0 | 0 | 0 | 0 | 0 | 0 | 0 | 0 | 0 | 0 | 0 | 0 | 0 | 0 | 0
Air Source Packaged Termainal Air Conditioner with base efficiency > 9.9 EER, measure efficiency at 13.0 EER. Tier 3 | 15.5332 | 9.9105 | 8.4042 | 15.5332 | 38728.8288 | 580932.432 | 0 | 0 | 0.060711 | 0 | 0.041312 | 0 | 0.1003 | 0 | 0.080902 | 0 | 2.0665 | 6.7852 | 1.5413 | 3.2022
Air Source Packaged Termainal Air Conditioner with base efficiency > 9.9 EER, measure efficiency at 13.0 EER. Tier 3 | 695.3593 | 443.655 | 312.3763 | 695.3593 | 1439521.92 | 21592828.8 | 0 | 0 | 0.074956 | 0 | 0.055019 | 0 | 0.10691 | 0 | 0.086973 | 0 | 2.6313 | 8.64 | 1.8351 | 3.5633
Air Source Packaged Termainal Air Conditioner with base efficiency > 9.9 EER, measure efficiency at 13.0 EER. Tier 3 | 493.2753 | 314.7208 | 202.1086 | 493.2753 | 931375.872 | 13970638.08 | 0 | 0 | 0.077879 | 0 | 0.05723 | 0 | 0.1108 | 0 | 0.090154 | 0 | 2.645 | 8.6847 | 1.8417 | 3.5708
Air Source Packaged Termainal Air Conditioner with base efficiency > 9.9 EER, measure efficiency at 13.0 EER. Tier 3 | 846.4898 | 540.0797 | 346.6298 | 846.4898 | 1597372.224 | 23960583.36 | 0 | 0 | 0.07987 | 0 | 0.058734 | 0 | 0.11347 | 0 | 0.092329 | 0 | 2.6534 | 8.7122 | 1.8458 | 3.5755
Air Source Packaged Termainal Air Conditioner with base efficiency > 9.9 EER, measure efficiency at 13.0 EER. Tier 3 | 124.8733 | 79.672 | 49.3386 | 124.8733 | 227366.976 | 3410504.64 | 0 | 0 | 0.079384 | 0 | 0.058299 | 0 | 0.1131 | 0 | 0.092017 | 0 | 2.6373 | 8.6596 | 1.838 | 3.5666
Air Source Packaged Termainal Air Conditioner with base efficiency > 9.9 EER, measure efficiency at 13.0 EER. Tier 3 | 155.4829 | 99.2016 | 65.8296 | 155.4829 | 303362.0352 | 4550430.528 | 0 | 0 | 0.07622 | 0 | 0.055262 | 0 | 0.1116 | 0 | 0.090642 | 0 | 2.4982 | 8.2028 | 1.7693 | 3.4866
Air Source Packaged Termainal Air Conditioner with base efficiency > 9.9 EER, measure efficiency at 13.0 EER. Tier 3 | 54.2979 | 34.6433 | 25.9517 | 54.2979 | 119592.96 | 1793894.4 | 0 | 0 | 0.087462 | 0 | 0.06696 | 0 | 0.1131 | 0 | 0.092601 | 0 | 3.3721 | 11.0723 | 2.1671 | 3.9182
Air Source Packaged Termainal Air Conditioner with base efficiency > 9.9 EER, measure efficiency at 13.0 EER. Tier 3 | 0 | 0 | 0 | 0 | 0 | 0 | 0 | 0 | 0 | 0 | 0 | 0 | 0 | 0 | 0 | 0 | 0 | 0 | 0 | 0
Early Replacement of Air Source Packaged Terminal Air Conditioner with base efficiency dependent on building vintage, Measure efficiency at 11 EER. Vintage of Before 1978. | 12.3089 | 7.8533 | 6.745 | 12.3089 | 31082.8752 | 310828.752 | 0 | 0 | 0.018402 | 0 | -0.0004236 | 0 | 0.07184 | 0 | 0.053015 | 0 | 1.1922 | 2.6975 | 0.9963 | 1.867
Early Replacement of Air Source Packaged Terminal Air Conditioner with base efficiency dependent on building vintage, Measure efficiency at 11 EER. Vintage of Before 1978. | 565.7314 | 360.9495 | 251.0896 | 565.7314 | 1157094.8688 | 11570948.688 | 0 | 0 | 0.040197 | 0 | 0.020843 | 0 | 0.083262 | 0 | 0.063908 | 0 | 1.5209 | 3.4413 | 1.2159 | 2.1955
Early Replacement of Air Source Packaged Terminal Air Conditioner with base efficiency dependent on building vintage, Measure efficiency at 11 EER. Vintage of Before 1978. | 395.2281 | 252.1645 | 162.2998 | 395.2281 | 747925.5672 | 7479255.672 | 0 | 0 | 0.042188 | 0 | 0.022106 | 0 | 0.086605 | 0 | 0.066523 | 0 | 1.53 | 3.4621 | 1.2218 | 2.2039
Early Replacement of Air Source Packaged Terminal Air Conditioner with base efficiency dependent on building vintage, Measure efficiency at 11 EER. Vintage of Before 1978. | 680.5156 | 434.1844 | 278.5798 | 680.5156 | 1283777.9374 | 12837779.374 | 0 | 0 | 0.044449 | 0 | 0.023738 | 0 | 0.089734 | 0 | 0.069023 | 0 | 1.5477 | 3.5021 | 1.233 | 2.22
Early Replacement of Air Source Packaged Terminal Air Conditioner with base efficiency dependent on building vintage, Measure efficiency at 11 EER. Vintage of Before 1978. | 101.2998 | 64.6316 | 39.7316 | 101.2998 | 183095.0614 | 1830950.614 | 0 | 0 | 0.043786 | 0 | 0.023162 | 0 | 0.089146 | 0 | 0.068522 | 0 | 1.5387 | 3.4816 | 1.2273 | 2.2118
Early Replacement of Air Source Packaged Terminal Air Conditioner with base efficiency dependent on building vintage, Measure efficiency at 11 EER. Vintage of Before 1978. | 123.4229 | 78.7466 | 48.923 | 123.4229 | 225451.5962 | 2254515.9616 | 0 | 0 | 0.033805 | 0 | 0.012991 | 0 | 0.085378 | 0 | 0.064564 | 0 | 1.3658 | 3.0904 | 1.1147 | 2.0472
Early Replacement of Air Source Packaged Terminal Air Conditioner with base efficiency dependent on building vintage, Measure efficiency at 11 EER. Vintage of Before 1978. | 42.9175 | 27.3823 | 19.7856 | 42.9175 | 91177.6768 | 911776.768 | 0 | 0 | 0.057409 | 0 | 0.037176 | 0 | 0.08663 | 0 | 0.066397 | 0 | 1.8793 | 3.4019 | 1.4347 | 2.1793
Early Replacement of Air Source Packaged Terminal Air Conditioner with base efficiency dependent on building vintage, Measure efficiency at 11 EER. Vintage of Before 1978. | 0 | 0 | 0 | 0 | 0 | 0 | 0 | 0 | 0 | 0 | 0 | 0 | 0 | 0 | 0 | 0 | 0 | 0 | 0 | 0
Early Replacement of Air Source Packaged Terminal Air Conditioner with base efficiency dependent on building vintage, Measure efficiency at 11 EER. Vintage of 1978 to 1992. | 3.7037 | 2.3631 | 2.02 | 3.7037 | 9308.9401 | 93089.401 | 0 | 0 | -0.029642 | 0 | -0.048481 | 0 | 0.066551 | 0 | 0.047712 | 0 | 0.79399 | 2.3954 | 0.70207 | 1.7171
Early Replacement of Air Source Packaged Terminal Air Conditioner with base efficiency dependent on building vintage, Measure efficiency at 11 EER. Vintage of 1978 to 1992. | 168.5916 | 107.5652 | 75.0833 | 168.5916 | 346006.1983 | 3460061.9826 | 0 | 0 | 0.0011655 | 0 | -0.018177 | 0 | 0.078804 | 0 | 0.059462 | 0 | 1.01 | 3.0472 | 0.86583 | 2.0281
Early Replacement of Air Source Packaged Terminal Air Conditioner with base efficiency dependent on building vintage, Measure efficiency at 11 EER. Vintage of 1978 to 1992. | 118.8623 | 75.8368 | 48.5792 | 118.8623 | 223867.3126 | 2238673.1256 | 0 | 0 | 0.0022382 | 0 | -0.017863 | 0 | 0.082236 | 0 | 0.062135 | 0 | 1.0187 | 3.0734 | 0.87219 | 2.0397
Early Replacement of Air Source Packaged Terminal Air Conditioner with base efficiency dependent on building vintage, Measure efficiency at 11 EER. Vintage of 1978 to 1992. | 202.9885 | 129.5113 | 83.3169 | 202.9885 | 383948.6641 | 3839486.6412 | 0 | 0 | 0.0034229 | 0 | -0.017276 | 0 | 0.08505 | 0 | 0.064352 | 0 | 1.028 | 3.1015 | 0.87902 | 2.052
Early Replacement of Air Source Packaged Terminal Air Conditioner with base efficiency dependent on building vintage, Measure efficiency at 11 EER. Vintage of 1978 to 1992. | 30.1935 | 19.2641 | 11.8591 | 30.1935 | 54650.2978 | 546502.9779 | 0 | 0 | 0.0024843 | 0 | -0.018133 | 0 | 0.08441 | 0 | 0.063793 | 0 | 1.0203 | 3.0781 | 0.87334 | 2.0418
Early Replacement of Air Source Packaged Terminal Air Conditioner with base efficiency dependent on building vintage, Measure efficiency at 11 EER. Vintage of 1978 to 1992. | 37.6062 | 23.9936 | 15.8229 | 37.6062 | 72916.5032 | 729165.0316 | 0 | 0 | -0.0040664 | 0 | -0.024599 | 0 | 0.081897 | 0 | 0.061364 | 0 | 0.96838 | 2.9216 | 0.83503 | 1.9717
Early Replacement of Air Source Packaged Terminal Air Conditioner with base efficiency dependent on building vintage, Measure efficiency at 11 EER. Vintage of 1978 to 1992. | 13.0338 | 8.3159 | 6.2378 | 13.0338 | 28745.5772 | 287455.7722 | 0 | 0 | 0.028557 | 0 | 0.0084809 | 0 | 0.080563 | 0 | 0.060486 | 0 | 1.3064 | 2.9561 | 1.0749 | 1.9873
Early Replacement of Air Source Packaged Terminal Air Conditioner with base efficiency dependent on building vintage, Measure efficiency at 11 EER. Vintage of 1978 to 1992. | 0 | 0 | 0 | 0 | 0 | 0 | 0 | 0 | 0 | 0 | 0 | 0 | 0 | 0 | 0 | 0 | 0 | 0 | 0 | 0
Air Source Unitary Air Conditioner (Single Phase) Single System <65,000 with base efficiency > 13 SEER; 11.0 EER, Measure efficiency at 14 SEER; 12.2 EER. (Tier 1) | 0 | 0 | 0 | 0 | 0 | 0 | 0 | 0 | 0 | 0 | 0 | 0 | 0 | 0 | 0 | 0 | 0 | 0 | 0 | 0
Air Source Unitary Air Conditioner (Single Phase) Single System <65,000 with base efficiency > 13 SEER; 11.0 EER, Measure efficiency at 14 SEER; 12.2 EER. (Tier 1) | 104.8115 | 9.5378 | 18.3109 | 104.8115 | 84381.9744 | 1265729.6156 | 0 | 0 | -0.33266 | 0 | -0.36296 | 0 | 0.11967 | 0 | 0.08938 | 0 | 0.35577 | 2.8689 | 0.33605 | 1.9476
Air Source Unitary Air Conditioner (Single Phase) Single System <65,000 with base efficiency > 13 SEER; 11.0 EER, Measure efficiency at 14 SEER; 12.2 EER. (Tier 1) | 99.2154 | 9.0286 | 22.6903 | 99.2154 | 104563.5292 | 1568452.938 | 0 | 0 | -0.28601 | 0 | -0.3148 | 0 | 0.11744 | 0 | 0.088659 | 0 | 0.379 | 3.0563 | 0.35671 | 2.0321
Air Source Unitary Air Conditioner (Single Phase) Single System <65,000 with base efficiency > 13 SEER; 11.0 EER, Measure efficiency at 14 SEER; 12.2 EER. (Tier 1) | 131.9414 | 12.0067 | 25.3207 | 131.9414 | 116685.1977 | 1750277.965 | 0 | 0 | -0.28167 | 0 | -0.31301 | 0 | 0.13152 | 0 | 0.10019 | 0 | 0.40284 | 3.2485 | 0.37774 | 2.1153
Air Source Unitary Air Conditioner (Single Phase) Single System <65,000 with base efficiency > 13 SEER; 11.0 EER, Measure efficiency at 14 SEER; 12.2 EER. (Tier 1) | 23.0825 | 2.1005 | 4.3282 | 23.0825 | 19945.6064 | 299184.0961 | 0 | 0 | -0.27135 | 0 | -0.30245 | 0 | 0.13152 | 0 | 0.10043 | 0 | 0.40998 | 3.3061 | 0.38402 | 2.1396
Air Source Unitary Air Conditioner (Single Phase) Single System <65,000 with base efficiency > 13 SEER; 11.0 EER, Measure efficiency at 14 SEER; 12.2 EER. (Tier 1) | 78.6733 | 7.1593 | 12.1431 | 78.6733 | 55959.1739 | 839387.6089 | 0 | 0 | -0.28664 | 0 | -0.32047 | 0 | 0.14415 | 0 | 0.11032 | 0 | 0.41712 | 3.3637 | 0.39028 | 2.1636
Air Source Unitary Air Conditioner (Single Phase) Single System <65,000 with base efficiency > 13 SEER; 11.0 EER, Measure efficiency at 14 SEER; 12.2 EER. (Tier 1) | 155.6637 | 14.1654 | 48.3784 | 155.6637 | 222942.0339 | 3344130.5082 | 0 | 0 | -0.039028 | 0 | -0.066517 | 0 | 0.14119 | 0 | 0.1137 | 0 | 0.8103 | 6.5342 | 0.71479 | 3.1452
Air Source Unitary Air Conditioner (Single Phase) Single System <65,000 with base efficiency > 13 SEER; 11.0 EER, Measure efficiency at 14 SEER; 12.2 EER. (Tier 1) | 0 | 0 | 0 | 0 | 0 | 0 | 0 | 0 | 0 | 0 | 0 | 0 | 0 | 0 | 0 | 0 | 0 | 0 | 0 | 0
Air Source Unitary Air Conditioner (Single Phase) Single System <65,000 with base efficiency > 13 SEER; 11.0 EER, Measure efficiency at 15 SEER; 12.7 EER. (Tier 2) | 0 | 0 | 0 | 0 | 0 | 0 | 0 | 0 | 0 | 0 | 0 | 0 | 0 | 0 | 0 | 0 | 0 | 0 | 0 | 0
Air Source Unitary Air Conditioner (Single Phase) Single System <65,000 with base efficiency > 13 SEER; 11.0 EER, Measure efficiency at 15 SEER; 12.7 EER. (Tier 2) | 174.6858 | 15.8964 | 25.1203 | 174.6858 | 115761.6139 | 1736424.2086 | 0 | 0 | -0.34569 | 0 | -0.37797 | 0 | 0.1374 | 0 | 0.10513 | 0 | 0.36153 | 3.355 | 0.34119 | 2.16
Air Source Unitary Air Conditioner (Single Phase) Single System <65,000 with base efficiency > 13 SEER; 11.0 EER, Measure efficiency at 15 SEER; 12.7 EER. (Tier 2) | 110.2394 | 10.0318 | 30.5299 | 110.2394 | 140690.892 | 2110363.3806 | 0 | 0 | -0.32601 | 0 | -0.35345 | 0 | 0.11333 | 0 | 0.085891 | 0 | 0.33792 | 3.1359 | 0.32008 | 2.067
Air Source Unitary Air Conditioner (Single Phase) Single System <65,000 with base efficiency > 13 SEER; 11.0 EER, Measure efficiency at 15 SEER; 12.7 EER. (Tier 2) | 219.9023 | 20.0111 | 44.6259 | 219.9023 | 205649.3398 | 3084740.0973 | 0 | 0 | -0.19836 | 0 | -0.22914 | 0 | 0.14514 | 0 | 0.11436 | 0 | 0.48475 | 4.4985 | 0.44887 | 2.5827
Air Source Unitary Air Conditioner (Single Phase) Single System <65,000 with base efficiency > 13 SEER; 11.0 EER, Measure efficiency at 15 SEER; 12.7 EER. (Tier 2) | 38.4709 | 3.5009 | 7.2406 | 38.4709 | 33366.7833 | 500501.75 | 0 | 0 | -0.20714 | 0 | -0.2382 | 0 | 0.14571 | 0 | 0.11466 | 0 | 0.47621 | 4.4192 | 0.44154 | 2.5563
Air Source Unitary Air Conditioner (Single Phase) Single System <65,000 with base efficiency > 13 SEER; 11.0 EER, Measure efficiency at 15 SEER; 12.7 EER. (Tier 2) | 229.4637 | 20.8812 | 32.6817 | 229.4637 | 150607.0598 | 2259105.8968 | 0 | 0 | -0.051229 | 0 | -0.086125 | 0 | 0.18329 | 0 | 0.1484 | 0 | 0.8051 | 7.4713 | 0.71074 | 3.3473
Air Source Unitary Air Conditioner (Single Phase) Single System <65,000 with base efficiency > 13 SEER; 11.0 EER, Measure efficiency at 15 SEER; 12.7 EER. (Tier 2) | 324.2993 | 29.5112 | 88.3389 | 324.2993 | 407091.8582 | 6106377.8736 | 0 | 0 | 0.010132 | 0 | -0.018264 | 0 | 0.1431 | 0 | 0.1147 | 0 | 1.0625 | 5.9161 | 0.90411 | 2.9946
Air Source Unitary Air Conditioner (Single Phase) Single System <65,000 with base efficiency > 13 SEER; 11.0 EER, Measure efficiency at 15 SEER; 12.7 EER. (Tier 2) | 0 | 0 | 0 | 0 | 0 | 0 | 0 | 0 | 0 | 0 | 0 | 0 | 0 | 0 | 0 | 0 | 0 | 0 | 0 | 0
Air Source Unitary Air Conditioner (Single Phase) Split System <65,000 with base efficiency > 13 SEER; 11.6 EER, Measure efficiency at 14 SEER; 12.8 EER. (Tier 1) | 0 | 0 | 0 | 0 | 0 | 0 | 0 | 0 | 0 | 0 | 0 | 0 | 0 | 0 | 0 | 0 | 0 | 0 | 0 | 0
Air Source Unitary Air Conditioner (Single Phase) Split System <65,000 with base efficiency > 13 SEER; 11.6 EER, Measure efficiency at 14 SEER; 12.8 EER. (Tier 1) | 87.3429 | 7.9482 | 15.2591 | 87.3429 | 70318.312 | 1054774.6796 | 0 | 0 | -0.33266 | 0 | -0.36296 | 0 | 0.11967 | 0 | 0.08938 | 0 | 0.35577 | 2.8689 | 0.33605 | 1.9476
Air Source Unitary Air Conditioner (Single Phase) Split System <65,000 with base efficiency > 13 SEER; 11.6 EER, Measure efficiency at 14 SEER; 12.8 EER. (Tier 1) | 82.6795 | 7.5238 | 18.9086 | 82.6795 | 87136.2743 | 1307044.115 | 0 | 0 | -0.28601 | 0 | -0.3148 | 0 | 0.11744 | 0 | 0.088659 | 0 | 0.379 | 3.0563 | 0.35671 | 2.0321
Air Source Unitary Air Conditioner (Single Phase) Split System <65,000 with base efficiency > 13 SEER; 11.6 EER, Measure efficiency at 14 SEER; 12.8 EER. (Tier 1) | 109.9511 | 10.0056 | 21.1006 | 109.9511 | 97237.6647 | 1458564.9709 | 0 | 0 | -0.28167 | 0 | -0.31301 | 0 | 0.13152 | 0 | 0.10019 | 0 | 0.40284 | 3.2485 | 0.37774 | 2.1153
Air Source Unitary Air Conditioner (Single Phase) Split System <65,000 with base efficiency > 13 SEER; 11.6 EER, Measure efficiency at 14 SEER; 12.8 EER. (Tier 1) | 19.2354 | 1.7504 | 3.6068 | 19.2354 | 16621.3387 | 249320.08 | 0 | 0 | -0.27135 | 0 | -0.30245 | 0 | 0.13152 | 0 | 0.10043 | 0 | 0.40998 | 3.3061 | 0.38402 | 2.1396
Air Source Unitary Air Conditioner (Single Phase) Split System <65,000 with base efficiency > 13 SEER; 11.6 EER, Measure efficiency at 14 SEER; 12.8 EER. (Tier 1) | 65.5611 | 5.9661 | 10.1193 | 65.5611 | 46632.6449 | 699489.6741 | 0 | 0 | -0.28664 | 0 | -0.32047 | 0 | 0.14415 | 0 | 0.11032 | 0 | 0.41712 | 3.3637 | 0.39028 | 2.1636
Air Source Unitary Air Conditioner (Single Phase) Split System <65,000 with base efficiency > 13 SEER; 11.6 EER, Measure efficiency at 14 SEER; 12.8 EER. (Tier 1) | 129.7197 | 11.8045 | 40.3154 | 129.7197 | 185785.0282 | 2786775.4235 | 0 | 0 | -0.039028 | 0 | -0.066517 | 0 | 0.14119 | 0 | 0.1137 | 0 | 0.8103 | 6.5342 | 0.71479 | 3.1452
Air Source Unitary Air Conditioner (Single Phase) Split System <65,000 with base efficiency > 13 SEER; 11.6 EER, Measure efficiency at 14 SEER; 12.8 EER. (Tier 1) | 0 | 0 | 0 | 0 | 0 | 0 | 0 | 0 | 0 | 0 | 0 | 0 | 0 | 0 | 0 | 0 | 0 | 0 | 0 | 0
Air Source Unitary Air Conditioner (Single Phase) Split System <65,000 with base efficiency > 13 SEER; 11.6 EER, Measure efficiency at 15 SEER; 13.3 EER. (Tier 2) | 0 | 0 | 0 | 0 | 0 | 0 | 0 | 0 | 0 | 0 | 0 | 0 | 0 | 0 | 0 | 0 | 0 | 0 | 0 | 0
Air Source Unitary Air Conditioner (Single Phase) Split System <65,000 with base efficiency > 13 SEER; 11.6 EER, Measure efficiency at 15 SEER; 13.3 EER. (Tier 2) | 174.6858 | 15.8964 | 25.1203 | 174.6858 | 115761.6139 | 1736424.2086 | 0 | 0 | -0.34569 | 0 | -0.37797 | 0 | 0.1374 | 0 | 0.10513 | 0 | 0.36153 | 3.355 | 0.34119 | 2.16
Air Source Unitary Air Conditioner (Single Phase) Split System <65,000 with base efficiency > 13 SEER; 11.6 EER, Measure efficiency at 15 SEER; 13.3 EER. (Tier 2) | 110.2394 | 10.0318 | 30.5299 | 110.2394 | 140690.892 | 2110363.3806 | 0 | 0 | -0.32601 | 0 | -0.35345 | 0 | 0.11333 | 0 | 0.085891 | 0 | 0.33792 | 3.1359 | 0.32008 | 2.067
Air Source Unitary Air Conditioner (Single Phase) Split System <65,000 with base efficiency > 13 SEER; 11.6 EER, Measure efficiency at 15 SEER; 13.3 EER. (Tier 2) | 219.9023 | 20.0111 | 44.6259 | 219.9023 | 205649.3398 | 3084740.0973 | 0 | 0 | -0.19836 | 0 | -0.22914 | 0 | 0.14514 | 0 | 0.11436 | 0 | 0.48475 | 4.4985 | 0.44887 | 2.5827
Air Source Unitary Air Conditioner (Single Phase) Split System <65,000 with base efficiency > 13 SEER; 11.6 EER, Measure efficiency at 15 SEER; 13.3 EER. (Tier 2) | 38.4709 | 3.5009 | 7.2406 | 38.4709 | 33366.7833 | 500501.75 | 0 | 0 | -0.20714 | 0 | -0.2382 | 0 | 0.14571 | 0 | 0.11466 | 0 | 0.47621 | 4.4192 | 0.44154 | 2.5563
Air Source Unitary Air Conditioner (Single Phase) Split System <65,000 with base efficiency > 13 SEER; 11.6 EER, Measure efficiency at 15 SEER; 13.3 EER. (Tier 2) | 229.4637 | 20.8812 | 32.6817 | 229.4637 | 150607.0598 | 2259105.8968 | 0 | 0 | -0.051229 | 0 | -0.086125 | 0 | 0.18329 | 0 | 0.1484 | 0 | 0.8051 | 7.4713 | 0.71074 | 3.3473
Air Source Unitary Air Conditioner (Single Phase) Split System <65,000 with base efficiency > 13 SEER; 11.6 EER, Measure efficiency at 15 SEER; 13.3 EER. (Tier 2) | 324.2993 | 29.5112 | 88.3389 | 324.2993 | 407091.8582 | 6106377.8736 | 0 | 0 | 0.010132 | 0 | -0.018264 | 0 | 0.1431 | 0 | 0.1147 | 0 | 1.0625 | 5.9161 | 0.90411 | 2.9946
Air Source Unitary Air Conditioner (Single Phase) Split System <65,000 with base efficiency > 13 SEER; 11.6 EER, Measure efficiency at 15 SEER; 13.3 EER. (Tier 2) | 0 | 0 | 0 | 0 | 0 | 0 | 0 | 0 | 0 | 0 | 0 | 0 | 0 | 0 | 0 | 0 | 0 | 0 | 0 | 0
Heat Pump - Tier I SEER 14/ EER12 HSPF 8.5 | 0 | 0 | 0 | 0 | 0 | 0 | 0 | 0 | 0 | 0 | 0 | 0 | 0 | 0 | 0 | 0 | 0 | 0 | 0 | 0
Heat Pump - Tier I SEER 14/ EER12 HSPF 8.5 | 76.4175 | 20.6327 | 26.8944 | 76.4175 | 123937.2224 | 1859058.3353 | 0 | 0 | -0.035235 | 0 | -0.05468 | 0 | 0.062694 | 0 | 0.043249 | 0 | 0.76993 | 2.1353 | 0.68319 | 1.5792
Heat Pump - Tier I SEER 14/ EER12 HSPF 8.5 | 72.3374 | 19.5311 | 33.3267 | 72.3374 | 153579.1674 | 2303687.5111 | 0 | 0 | -0.018452 | 0 | -0.037935 | 0 | 0.068894 | 0 | 0.049411 | 0 | 0.86492 | 2.3987 | 0.75696 | 1.7188
Heat Pump - Tier I SEER 14/ EER12 HSPF 8.5 | 96.1978 | 25.9734 | 37.1901 | 96.1978 | 171383.04 | 2570745.6 | 0 | 0 | -0.015416 | 0 | -0.035943 | 0 | 0.074039 | 0 | 0.053511 | 0 | 0.88981 | 2.4677 | 0.77595 | 1.754
Heat Pump - Tier I SEER 14/ EER12 HSPF 8.5 | 16.8294 | 4.5439 | 6.3571 | 16.8294 | 29295.3925 | 439430.8869 | 0 | 0 | -0.012439 | 0 | -0.032881 | 0 | 0.074782 | 0 | 0.05434 | 0 | 0.90881 | 2.5204 | 0.79036 | 1.7804
Heat Pump - Tier I SEER 14/ EER12 HSPF 8.5 | 57.3603 | 15.4873 | 17.8354 | 57.3603 | 82190.8308 | 1232862.4626 | 0 | 0 | -0.017907 | 0 | -0.039006 | 0 | 0.075358 | 0 | 0.054259 | 0 | 0.87723 | 2.4329 | 0.76637 | 1.7363
Heat Pump - Tier I SEER 14/ EER12 HSPF 8.5 | 113.4936 | 30.6433 | 71.0565 | 113.4936 | 327449.2761 | 4911739.1418 | 0 | 0 | 0.057281 | 0 | 0.037774 | 0 | 0.096298 | 0 | 0.07679 | 0 | 1.9388 | 5.3768 | 1.4691 | 2.8499
Heat Pump - Tier I SEER 14/ EER12 HSPF 8.5 | 0 | 0 | 0 | 0 | 0 | 0 | 0 | 0 | 0 | 0 | 0 | 0 | 0 | 0 | 0 | 0 | 0 | 0 | 0 | 0
Heat Pump - Tier 2 SEER 16+ HSPF 8.5 | 0 | 0 | 0 | 0 | 0 | 0 | 0 | 0 | 0 | 0 | 0 | 0 | 0 | 0 | 0 | 0 | 0 | 0 | 0 | 0
Heat Pump - Tier 2 SEER 16+ HSPF 8.5 | 46.9357 | 12.6727 | 13.9079 | 46.9357 | 64091.5752 | 961373.6277 | 0 | 0 | 0.0032208 | 0 | -0.017085 | 0 | 0.072693 | 0 | 0.052387 | 0 | 1.0269 | 2.441 | 0.87816 | 1.7404
Heat Pump - Tier 2 SEER 16+ HSPF 8.5 | 44.4298 | 11.996 | 17.2342 | 44.4298 | 79420.2949 | 1191304.4242 | 0 | 0 | 0.01556 | 0 | -0.0046437 | 0 | 0.077524 | 0 | 0.057321 | 0 | 1.1455 | 2.723 | 0.96348 | 1.8792
Heat Pump - Tier 2 SEER 16+ HSPF 8.5 | 59.0848 | 15.9529 | 19.2321 | 59.0848 | 88627.2 | 1329408 | 0 | 0 | 0.020752 | 0 | -0.00073363 | 0 | 0.084212 | 0 | 0.062726 | 0 | 1.1894 | 2.8275 | 0.9944 | 1.9284
Heat Pump - Tier 2 SEER 16+ HSPF 8.5 | 10.3366 | 2.7909 | 3.2874 | 10.3366 | 15149.5072 | 227242.6087 | 0 | 0 | 0.022834 | 0 | 0.0014566 | 0 | 0.08471 | 0 | 0.063332 | 0 | 1.2138 | 2.8854 | 1.0114 | 1.9551
Heat Pump - Tier 2 SEER 16+ HSPF 8.5 | 35.2308 | 9.5123 | 9.2232 | 35.2308 | 42503.2909 | 637549.3634 | 0 | 0 | 0.020963 | 0 | -0.001327 | 0 | 0.087125 | 0 | 0.064836 | 0 | 1.1835 | 2.8135 | 0.99028 | 1.9218
Heat Pump - Tier 2 SEER 16+ HSPF 8.5 | 69.7079 | 18.8211 | 36.7454 | 69.7079 | 169333.6312 | 2540004.4676 | 0 | 0 | 0.074159 | 0 | 0.054052 | 0 | 0.10184 | 0 | 0.081731 | 0 | 2.5522 | 6.0669 | 1.7962 | 3.0328
Heat Pump - Tier 2 SEER 16+ HSPF 8.5 | 0 | 0 | 0 | 0 | 0 | 0 | 0 | 0 | 0 | 0 | 0 | 0 | 0 | 0 | 0 | 0 | 0 | 0 | 0 | 0
Multi-zone systems Measure requires air distribution into separate zones from a common evaporator or separate evaporators placed in separate zones. | 0 | 0 | 0 | 0 | 0 | 0 | 0 | 0 | 0 | 0 | 0 | 0 | 0 | 0 | 0 | 0 | 0 | 0 | 0 | 0
Multi-zone systems Measure requires air distribution into separate zones from a common evaporator or separate evaporators placed in separate zones. | 0 | 0 | 0 | 0 | 0 | 0 | 0 | 0 | 0 | 0 | 0 | 0 | 0 | 0 | 0 | 0 | 0 | 0 | 0 | 0
Multi-zone systems Measure requires air distribution into separate zones from a common evaporator or separate evaporators placed in separate zones. | 0 | 0 | 0 | 0 | 0 | 0 | 0 | 0 | 0 | 0 | 0 | 0 | 0 | 0 | 0 | 0 | 0 | 0 | 0 | 0
Multi-zone systems Measure requires air distribution into separate zones from a common evaporator or separate evaporators placed in separate zones. | 0 | 0 | 0 | 0 | 0 | 0 | 0 | 0 | 0 | 0 | 0 | 0 | 0 | 0 | 0 | 0 | 0 | 0 | 0 | 0
Multi-zone systems Measure requires air distribution into separate zones from a common evaporator or separate evaporators placed in separate zones. | 0 | 0 | 0 | 0 | 0 | 0 | 0 | 0 | 0 | 0 | 0 | 0 | 0 | 0 | 0 | 0 | 0 | 0 | 0 | 0
Multi-zone systems Measure requires air distribution into separate zones from a common evaporator or separate evaporators placed in separate zones. | 0 | 0 | 0 | 0 | 0 | 0 | 0 | 0 | 0 | 0 | 0 | 0 | 0 | 0 | 0 | 0 | 0 | 0 | 0 | 0
Multi-zone systems Measure requires air distribution into separate zones from a common evaporator or separate evaporators placed in separate zones. | 0 | 0 | 0 | 0 | 0 | 0 | 0 | 0 | 0 | 0 | 0 | 0 | 0 | 0 | 0 | 0 | 0 | 0 | 0 | 0
Multi-zone systems Measure requires air distribution into separate zones from a common evaporator or separate evaporators placed in separate zones. | 0 | 0 | 0 | 0 | 0 | 0 | 0 | 0 | 0 | 0 | 0 | 0 | 0 | 0 | 0 | 0 | 0 | 0 | 0 | 0
Night economizer | 0 | 0 | 7.9705 | 0 | 36730.2499 | 550953.7488 | 0 | 0 | 0.078442 | 0 | 0.060927 | 0 | 0.095798 | 0 | 0.078283 | 0 | 3.8247 | 10.1992 | 2.3454 | 3.803
Night economizer | 0 | 0 | 20.0434 | 0 | 92365.992 | 1385489.88 | 0 | 0 | 0.071242 | 0 | 0.053728 | 0 | 0.093098 | 0 | 0.075584 | 0 | 3.0373 | 8.0994 | 2.0237 | 3.4678
Night economizer | 0 | 0 | 22.1533 | 0 | 102088.728 | 1531330.92 | 0 | 0 | 0.071242 | 0 | 0.053728 | 0 | 0.093098 | 0 | 0.075584 | 0 | 3.0373 | 8.0994 | 2.0237 | 3.4678
Night economizer | 0 | 0 | 25.318 | 0 | 116672.832 | 1750092.48 | 0 | 0 | 0.071242 | 0 | 0.053728 | 0 | 0.093098 | 0 | 0.075584 | 0 | 3.0373 | 8.0994 | 2.0237 | 3.4678
Night economizer | 0 | 0 | 4.2197 | 0 | 19445.472 | 291682.08 | 0 | 0 | 0.071242 | 0 | 0.053728 | 0 | 0.093098 | 0 | 0.075584 | 0 | 3.0373 | 8.0994 | 2.0237 | 3.4678
Night economizer | 0 | 0 | 12.659 | 0 | 58336.416 | 875046.24 | 0 | 0 | 0.071242 | 0 | 0.053728 | 0 | 0.093098 | 0 | 0.075584 | 0 | 3.0373 | 8.0994 | 2.0237 | 3.4678
Night economizer | 0 | 0 | 9.2989 | 0 | 42851.9582 | 642779.3736 | 0 | 0 | 0.050672 | 0 | 0.033157 | 0 | 0.085384 | 0 | 0.06787 | 0 | 1.9124 | 5.0996 | 1.4539 | 2.7701
Night economizer | 0 | 0 | 0 | 0 | 0 | 0 | 0 | 0 | 0 | 0 | 0 | 0 | 0 | 0 | 0 | 0 | 0 | 0 | 0 | 0
Variable speed furnace fan | 0 | 0 | 0 | 0 | 0 | 0 | 0 | 0 | 0 | 0 | 0 | 0 | 0 | 0 | 0 | 0 | 0 | 0 | 0 | 0
Variable speed furnace fan | 0 | 0 | 0 | 0 | 0 | 0 | 0 | 0 | 0 | 0 | 0 | 0 | 0 | 0 | 0 | 0 | 0 | 0 | 0 | 0
Variable speed furnace fan | 0 | 0 | 0 | 0 | 0 | 0 | 0 | 0 | 0 | 0 | 0 | 0 | 0 | 0 | 0 | 0 | 0 | 0 | 0 | 0
Variable speed furnace fan | 0 | 0 | 0 | 0 | 0 | 0 | 0 | 0 | 0 | 0 | 0 | 0 | 0 | 0 | 0 | 0 | 0 | 0 | 0 | 0
Variable speed furnace fan | 0 | 0 | 0 | 0 | 0 | 0 | 0 | 0 | 0 | 0 | 0 | 0 | 0 | 0 | 0 | 0 | 0 | 0 | 0 | 0
Variable speed furnace fan | 0 | 0 | 0 | 0 | 0 | 0 | 0 | 0 | 0 | 0 | 0 | 0 | 0 | 0 | 0 | 0 | 0 | 0 | 0 | 0
Variable speed furnace fan | 0 | 0 | 0 | 0 | 0 | 0 | 0 | 0 | 0 | 0 | 0 | 0 | 0 | 0 | 0 | 0 | 0 | 0 | 0 | 0
Variable speed furnace fan | 0 | 0 | 0 | 0 | 0 | 0 | 0 | 0 | 0 | 0 | 0 | 0 | 0 | 0 | 0 | 0 | 0 | 0 | 0 | 0
Occupancy sensor based controls or Occupancy sensor thermostat | 0 | 0 | 0 | 0 | 0 | 0 | 0 | 0 | 0 | 0 | 0 | 0 | 0 | 0 | 0 | 0 | 0 | 0 | 0 | 0
Occupancy sensor based controls or Occupancy sensor thermostat | 0 | 0 | 43.7664 | 0 | 201688.5228 | 1613508.1821 | 0 | 0 | 0.072962 | 0 | 0.055675 | 0 | 0.064995 | 0 | 0.047709 | 0 | 3.2897 | 2.6318 | 2.1327 | 1.8353
Occupancy sensor based controls or Occupancy sensor thermostat | 0 | 0 | 54.234 | 0 | 249926.1708 | 1999409.3664 | 0 | 0 | 0.076405 | 0 | 0.059119 | 0 | 0.069299 | 0 | 0.052013 | 0 | 3.6882 | 2.9506 | 2.2934 | 1.9849
Occupancy sensor based controls or Occupancy sensor thermostat | 0 | 0 | 60.5211 | 0 | 278899.2 | 2231193.6 | 0 | 0 | 0.075719 | 0 | 0.058433 | 0 | 0.068442 | 0 | 0.051156 | 0 | 3.6013 | 2.8811 | 2.2595 | 1.9531
Occupancy sensor based controls or Occupancy sensor thermostat | 0 | 0 | 10.3452 | 0 | 47673.6877 | 381389.5014 | 0 | 0 | 0.076446 | 0 | 0.05916 | 0 | 0.069351 | 0 | 0.052065 | 0 | 3.6936 | 2.9549 | 2.2955 | 1.9868
Occupancy sensor based controls or Occupancy sensor thermostat | 0 | 0 | 29.0244 | 0 | 133752.7737 | 1070022.1898 | 0 | 0 | 0.074479 | 0 | 0.057193 | 0 | 0.066892 | 0 | 0.049606 | 0 | 3.4542 | 2.7634 | 2.2007 | 1.8983
Occupancy sensor based controls or Occupancy sensor thermostat | 0 | 0 | 115.6334 | 0 | 532872.6877 | 4262981.5015 | 0 | 0 | 0.092131 | 0 | 0.074845 | 0 | 0.088957 | 0 | 0.071671 | 0 | 8.257 | 6.6056 | 3.4964 | 3.1617
Occupancy sensor based controls or Occupancy sensor thermostat | 0 | 0 | 0 | 0 | 0 | 0 | 0 | 0 | 0 | 0 | 0 | 0 | 0 | 0 | 0 | 0 | 0 | 0 | 0 | 0
Correct refrigerant charge and air flow | 0 | 0 | 0 | 0 | 0 | 0 | 0 | 0 | 0 | 0 | 0 | 0 | 0 | 0 | 0 | 0 | 0 | 0 | 0 | 0
Correct refrigerant charge and air flow | 1374.899 | 125.1158 | 325.9251 | 1374.899 | 1501958.8505 | 7509794.2523 | 0 | 0 | 0.076911 | 0 | 0.053854 | 0 | 0.0087535 | 0 | -0.014304 | 0 | 2.2225 | 1.0668 | 1.6264 | 0.9072
Correct refrigerant charge and air flow | 1301.4907 | 118.4357 | 403.8763 | 1301.4907 | 1861180.8894 | 9305904.4471 | 0 | 0 | 0.08046 | 0 | 0.057939 | 0 | 0.019668 | 0 | -0.0028536 | 0 | 2.4338 | 1.1682 | 1.7368 | 0.97953
Correct refrigerant charge and air flow | 1730.784 | 157.5013 | 450.6962 | 1730.784 | 2076940.8 | 10384704 | 0 | 0 | 0.092579 | 0 | 0.067836 | 0 | 0.03032 | 0 | 0.0055766 | 0 | 2.6109 | 1.2532 | 1.8251 | 1.0386
Correct refrigerant charge and air flow | 302.7927 | 27.5541 | 77.0398 | 302.7927 | 355022.2697 | 1775111.3486 | 0 | 0 | 0.091491 | 0 | 0.067164 | 0 | 0.030786 | 0 | 0.0064592 | 0 | 2.6327 | 1.2637 | 1.8358 | 1.0458
Correct refrigerant charge and air flow | 1032.0222 | 93.914 | 216.1421 | 1032.0222 | 996046.5747 | 4980232.8736 | 0 | 0 | 0.099957 | 0 | 0.073594 | 0 | 0.035046 | 0 | 0.0086826 | 0 | 2.6682 | 1.2808 | 1.8529 | 1.0574
Correct refrigerant charge and air flow | 2041.9691 | 185.8192 | 970.2487 | 2041.9691 | 4471192 | 22355960 | 0 | 0 | 0.10815 | 0 | 0.086649 | 0 | 0.084052 | 0 | 0.062549 | 0 | 5.8615 | 2.8135 | 2.9806 | 1.9219
Correct refrigerant charge and air flow | 0 | 0 | 0 | 0 | 0 | 0 | 0 | 0 | 0 | 0 | 0 | 0 | 0 | 0 | 0 | 0 | 0 | 0 | 0 | 0
Duct Test and Seal | 0 | 0 | 0 | 0 | 0 | 0 | 0 | 0 | 0 | 0 | 0 | 0 | 0 | 0 | 0 | 0 | 0 | 0 | 0 | 0
Duct Test and Seal | 0 | 0 | 127.9962 | 0 | 589844.4562 | 5898444.5618 | 0 | 0 | -0.10598 | 0 | -0.12316 | 0 | 0.045833 | 0 | 0.028647 | 0 | 0.49583 | 1.785 | 0.45835 | 1.3791
Duct Test and Seal | 0 | 0 | 158.609 | 0 | 730916.9817 | 7309169.8167 | 0 | 0 | -0.083261 | 0 | -0.10045 | 0 | 0.052143 | 0 | 0.034957 | 0 | 0.5559 | 2.0012 | 0.50922 | 1.5047
Duct Test and Seal | 0 | 0 | 176.9959 | 0 | 815649.5208 | 8156495.2084 | 0 | 0 | -0.087786 | 0 | -0.10497 | 0 | 0.050886 | 0 | 0.0337 | 0 | 0.5428 | 1.9541 | 0.49821 | 1.4779
Duct Test and Seal | 0 | 0 | 30.2548 | 0 | 139423.2056 | 1394232.0561 | 0 | 0 | -0.082991 | 0 | -0.10018 | 0 | 0.052218 | 0 | 0.035032 | 0 | 0.5567 | 2.0041 | 0.50989 | 1.5063
Duct Test and Seal | 0 | 0 | 84.8826 | 0 | 391164.212 | 3911642.12 | 0 | 0 | -0.095964 | 0 | -0.11315 | 0 | 0.048614 | 0 | 0.031428 | 0 | 0.52062 | 1.8742 | 0.47946 | 1.4317
Duct Test and Seal | 0 | 0 | 338.1735 | 0 | 1558403.0086 | 15584030.0863 | 0 | 0 | 0.020476 | 0 | 0.0032899 | 0 | 0.080959 | 0 | 0.063773 | 0 | 1.2445 | 4.4802 | 1.0326 | 2.5766
Duct Test and Seal | 0 | 0 | 0 | 0 | 0 | 0 | 0 | 0 | 0 | 0 | 0 | 0 | 0 | 0 | 0 | 0 | 0 | 0 | 0 | 0
Refrigerant charge and airflow plus duct test and seal | 0 | 0 | 0 | 0 | 0 | 0 | 0 | 0 | 0 | 0 | 0 | 0 | 0 | 0 | 0 | 0 | 0 | 0 | 0 | 0
Refrigerant charge and airflow plus duct test and seal | 96.0881 | 8.744 | 44.0376 | 96.0881 | 202938.1419 | 1623505.1349 | 0 | 0 | 0.048591 | 0 | 0.028224 | 0 | 0.039226 | 0 | 0.018859 | 0 | 1.6486 | 1.4654 | 1.2962 | 1.1802
Refrigerant charge and airflow plus duct test and seal | 90.9578 | 8.2772 | 54.57 | 90.9578 | 251474.6601 | 2011797.2807 | 0 | 0 | 0.054446 | 0 | 0.034449 | 0 | 0.046093 | 0 | 0.026096 | 0 | 1.8148 | 1.6131 | 1.3968 | 1.2742
Refrigerant charge and airflow plus duct test and seal | 120.96 | 11.0074 | 60.8961 | 120.96 | 280627.2 | 2245017.6 | 0 | 0 | 0.059475 | 0 | 0.038383 | 0 | 0.050921 | 0 | 0.029828 | 0 | 1.8691 | 1.6614 | 1.4287 | 1.3041
Refrigerant charge and airflow plus duct test and seal | 21.1614 | 1.9257 | 10.4093 | 21.1614 | 47969.0637 | 383752.5094 | 0 | 0 | 0.060109 | 0 | 0.039194 | 0 | 0.051768 | 0 | 0.030853 | 0 | 1.9008 | 1.6896 | 1.4472 | 1.3214
Refrigerant charge and airflow plus duct test and seal | 72.1253 | 6.5634 | 29.2042 | 72.1253 | 134581.4774 | 1076651.8192 | 0 | 0 | 0.061857 | 0 | 0.039891 | 0 | 0.052938 | 0 | 0.030972 | 0 | 1.867 | 1.6595 | 1.4275 | 1.303
Refrigerant charge and airflow plus duct test and seal | 142.7079 | 12.9864 | 148.7405 | 142.7079 | 685440 | 5483520 | 0 | 0 | 0.092749 | 0 | 0.073604 | 0 | 0.08983 | 0 | 0.070686 | 0 | 4.9724 | 4.4199 | 2.7321 | 2.5566
Refrigerant charge and airflow plus duct test and seal | 0 | 0 | 0 | 0 | 0 | 0 | 0 | 0 | 0 | 0 | 0 | 0 | 0 | 0 | 0 | 0 | 0 | 0 | 0 | 0
Basic HVAC Diagnostic -- commercial -- econ & Schrader cap | 219.7532 | 136.4279 | 8.0839 | 219.7532 | 37252.8 | 186264 | 0 | 0 | 0.29992 | 0 | 0.24288 | 0 | 0.28843 | 0 | 0.23139 | 0 | 7.5235 | 6.0188 | 3.3577 | 3.0207
Basic HVAC Diagnostic -- commercial -- econ & Schrader cap | 4021.8273 | 2496.8444 | 272.6164 | 4021.8273 | 1256296.6154 | 6281483.0769 | 0 | 0 | 0.19124 | 0 | 0.15296 | 0 | 0.18101 | 0 | 0.14273 | 0 | 5.6758 | 4.5407 | 2.9318 | 2.5965
Basic HVAC Diagnostic -- commercial -- econ & Schrader cap | 1023.7044 | 635.5396 | 187.0654 | 1023.7044 | 862052.5532 | 4310262.766 | 0 | 0 | 0.12532 | 0 | 0.098103 | 0 | 0.11539 | 0 | 0.088169 | 0 | 4.1538 | 3.3231 | 2.4652 | 2.1467
Basic HVAC Diagnostic -- commercial -- econ & Schrader cap | 5451.3152 | 3384.3038 | 330.0909 | 5451.3152 | 1521156 | 7605780 | 0 | 0 | 0.26354 | 0 | 0.21358 | 0 | 0.25369 | 0 | 0.20373 | 0 | 7.6875 | 6.15 | 3.39 | 3.0534
Basic HVAC Diagnostic -- commercial -- econ & Schrader cap | 666.9723 | 414.072 | 51.7875 | 666.9723 | 238651.8639 | 1193259.3194 | 0 | 0 | 0.21298 | 0 | 0.17194 | 0 | 0.20401 | 0 | 0.16297 | 0 | 6.9352 | 5.5482 | 3.2353 | 2.8974
Basic HVAC Diagnostic -- commercial -- econ & Schrader cap | 1086.54 | 674.5494 | 62.6573 | 1086.54 | 288743.3463 | 1443716.7317 | 0 | 0 | 0.26727 | 0 | 0.21635 | 0 | 0.25689 | 0 | 0.20597 | 0 | 7.4368 | 5.9494 | 3.3404 | 3.0031
Basic HVAC Diagnostic -- commercial -- econ & Schrader cap | 325.8603 | 202.3017 | 18.8623 | 325.8603 | 86923.2 | 434616 | 0 | 0 | 0.27348 | 0 | 0.22189 | 0 | 0.26363 | 0 | 0.21203 | 0 | 7.9397 | 6.3518 | 3.4382 | 3.1023
Basic HVAC Diagnostic -- commercial -- econ & Schrader cap | 0 | 0 | 0 | 0 | 0 | 0 | 0 | 0 | 0 | 0 | 0 | 0 | 0 | 0 | 0 | 0 | 0 | 0 | 0 | 0
Refrigerant charge and airflow | 283.1506 | 175.7865 | 34.72 | 283.1506 | 160000 | 800000 | 0 | 0 | 0.15401 | 0 | 0.12388 | 0 | 0.14683 | 0 | 0.11669 | 0 | 6.3598 | 5.0878 | 3.1042 | 2.7666
Refrigerant charge and airflow | 5182.0993 | 3217.1684 | 1154.1547 | 5182.0993 | 5318685.3965 | 26593426.9826 | 0 | 0 | 0.12321 | 0 | 0.098613 | 0 | 0.11672 | 0 | 0.09213 | 0 | 5.751 | 4.6008 | 2.9517 | 2.6161
Refrigerant charge and airflow | 1547.1074 | 960.4804 | 791.9643 | 1547.1074 | 3649604.9337 | 18248024.6686 | 0 | 0 | 0.10628 | 0 | 0.084597 | 0 | 0.099978 | 0 | 0.078298 | 0 | 5.2181 | 4.1745 | 2.8047 | 2.4725
Refrigerant charge and airflow | 2800 | 1738.3054 | 1397.48 | 2800 | 6440000 | 32200000 | 0 | 0 | 0.11091 | 0 | 0.088497 | 0 | 0.10466 | 0 | 0.082251 | 0 | 5.4385 | 4.3508 | 2.8672 | 2.5333
Refrigerant charge and airflow | 409.5586 | 254.2636 | 219.2485 | 409.5586 | 1010361.8586 | 5051809.2929 | 0 | 0 | 0.10981 | 0 | 0.087947 | 0 | 0.10412 | 0 | 0.082259 | 0 | 5.8261 | 4.6609 | 2.9714 | 2.6354
Refrigerant charge and airflow | 555.4946 | 344.864 | 265.2674 | 555.4946 | 1222430.277 | 6112151.385 | 0 | 0 | 0.11016 | 0 | 0.087657 | 0 | 0.10358 | 0 | 0.081075 | 0 | 5.1844 | 4.1475 | 2.795 | 2.463
Refrigerant charge and airflow | 176.6868 | 109.6913 | 128.464 | 176.6868 | 592000 | 2960000 | 0 | 0 | 0.11322 | 0 | 0.09199 | 0 | 0.10934 | 0 | 0.088107 | 0 | 8.2894 | 6.6315 | 3.5022 | 3.1676
Refrigerant charge and airflow | 0 | 0 | 0 | 0 | 0 | 0 | 0 | 0 | 0 | 0 | 0 | 0 | 0 | 0 | 0 | 0 | 0 | 0 | 0 | 0
Economizer Tune Up | 0 | 0 | 91.1283 | 0 | 419946.24 | 2099731.2 | 0 | 0 | 0.079021 | 0 | 0.060416 | 0 | 0.095924 | 0 | 0.077319 | 0 | 3.3375 | 6.675 | 2.1527 | 3.1775
Economizer Tune Up | 0 | 0 | 289.4665 | 0 | 1333946.88 | 6669734.4 | 0 | 0 | 0.070257 | 0 | 0.051651 | 0 | 0.091542 | 0 | 0.072936 | 0 | 2.6504 | 5.3007 | 1.8443 | 2.8284
Economizer Tune Up | 0 | 0 | 186.0856 | 0 | 857537.28 | 4287686.4 | 0 | 0 | 0.070257 | 0 | 0.051651 | 0 | 0.091542 | 0 | 0.072936 | 0 | 2.6504 | 5.3007 | 1.8443 | 2.8284
Economizer Tune Up | 0 | 0 | 341.1569 | 0 | 1572151.68 | 7860758.4 | 0 | 0 | 0.070257 | 0 | 0.051651 | 0 | 0.091542 | 0 | 0.072936 | 0 | 2.6504 | 5.3007 | 1.8443 | 2.8284
Economizer Tune Up | 0 | 0 | 51.6904 | 0 | 238204.8 | 1191024 | 0 | 0 | 0.070257 | 0 | 0.051651 | 0 | 0.091542 | 0 | 0.072936 | 0 | 2.6504 | 5.3007 | 1.8443 | 2.8284
Economizer Tune Up | 0 | 0 | 72.3666 | 0 | 333486.72 | 1667433.6 | 0 | 0 | 0.070257 | 0 | 0.051651 | 0 | 0.091542 | 0 | 0.072936 | 0 | 2.6504 | 5.3007 | 1.8443 | 2.8284
Economizer Tune Up | 0 | 0 | 13.0183 | 0 | 59992.32 | 299961.6 | 0 | 0 | 0.045215 | 0 | 0.02661 | 0 | 0.079021 | 0 | 0.060416 | 0 | 1.6687 | 3.3375 | 1.3086 | 2.1527
Economizer Tune Up | 0 | 0 | 0 | 0 | 0 | 0 | 0 | 0 | 0 | 0 | 0 | 0 | 0 | 0 | 0 | 0 | 0 | 0 | 0 | 0
Economizer Control Package | 0 | 0 | 22.9065 | 0 | 105560 | 844480 | 0 | 0 | 0.044017 | 0 | 0.025631 | 0 | 0.091648 | 0 | 0.073262 | 0 | 1.6523 | 5.6179 | 1.2985 | 2.9163
Economizer Control Package | 0 | 0 | 68.7196 | 0 | 316680 | 2533440 | 0 | 0 | 0.021524 | 0 | 0.003139 | 0 | 0.085032 | 0 | 0.066647 | 0 | 1.2392 | 4.2134 | 1.029 | 2.4861
Economizer Control Package | 0 | 0 | 44.1769 | 0 | 203580 | 1628640 | 0 | 0 | 0.021524 | 0 | 0.003139 | 0 | 0.085032 | 0 | 0.066647 | 0 | 1.2392 | 4.2134 | 1.029 | 2.4861
Economizer Control Package | 0 | 0 | 80.9909 | 0 | 373230 | 2985840 | 0 | 0 | 0.021524 | 0 | 0.003139 | 0 | 0.085032 | 0 | 0.066647 | 0 | 1.2392 | 4.2134 | 1.029 | 2.4861
Economizer Control Package | 0 | 0 | 12.2713 | 0 | 56550 | 452400 | 0 | 0 | 0.021524 | 0 | 0.003139 | 0 | 0.085032 | 0 | 0.066647 | 0 | 1.2392 | 4.2134 | 1.029 | 2.4861
Economizer Control Package | 0 | 0 | 17.1799 | 0 | 79170 | 633360 | 0 | 0 | 0.021524 | 0 | 0.003139 | 0 | 0.085032 | 0 | 0.066647 | 0 | 1.2392 | 4.2134 | 1.029 | 2.4861
Economizer Control Package | 0 | 0 | 3.2724 | 0 | 15080 | 120640 | 0 | 0 | -0.02346 | 0 | -0.041846 | 0 | 0.071802 | 0 | 0.053416 | 0 | 0.82616 | 2.8089 | 0.7271 | 1.9197
Economizer Control Package | 0 | 0 | 0 | 0 | 0 | 0 | 0 | 0 | 0 | 0 | 0 | 0 | 0 | 0 | 0 | 0 | 0 | 0 | 0 | 0
Economizer Tune Up & 2-stage cooling thermostat | 0 | 0 | 17.8489 | 0 | 82252.8 | 904780.8 | 0 | 0 | 0.054895 | 0 | 0.036595 | 0 | 0.040876 | 0 | 0.022576 | 0 | 1.9789 | 1.5831 | 1.492 | 1.2554
Economizer Tune Up & 2-stage cooling thermostat | 0 | 0 | 56.6964 | 0 | 261273.6 | 2874009.6 | 0 | 0 | 0.040356 | 0 | 0.022057 | 0 | 0.022702 | 0 | 0.0044026 | 0 | 1.5715 | 1.2572 | 1.2481 | 1.0413
Economizer Tune Up & 2-stage cooling thermostat | 0 | 0 | 155.2401 | 0 | 715392 | 7869312 | 0 | 0 | 0.094393 | 0 | 0.076094 | 0 | 0.090248 | 0 | 0.071949 | 0 | 6.6934 | 5.3547 | 3.1816 | 2.8437
Economizer Tune Up & 2-stage cooling thermostat | 0 | 0 | 284.6068 | 0 | 1311552 | 14427072 | 0 | 0 | 0.094393 | 0 | 0.076094 | 0 | 0.090248 | 0 | 0.071949 | 0 | 6.6934 | 5.3547 | 3.1816 | 2.8437
Economizer Tune Up & 2-stage cooling thermostat | 0 | 0 | 43.1222 | 0 | 198720 | 2185920 | 0 | 0 | 0.094393 | 0 | 0.076094 | 0 | 0.090248 | 0 | 0.071949 | 0 | 6.6934 | 5.3547 | 3.1816 | 2.8437
Economizer Tune Up & 2-stage cooling thermostat | 0 | 0 | 60.3711 | 0 | 278208 | 3060288 | 0 | 0 | 0.094393 | 0 | 0.076094 | 0 | 0.090248 | 0 | 0.071949 | 0 | 6.6934 | 5.3547 | 3.1816 | 2.8437
Economizer Tune Up & 2-stage cooling thermostat | 0 | 0 | 10.8604 | 0 | 50047.7184 | 550524.9024 | 0 | 0 | 0.08464 | 0 | 0.066341 | 0 | 0.078057 | 0 | 0.059758 | 0 | 4.2143 | 3.3715 | 2.4864 | 2.1668
Economizer Tune Up & 2-stage cooling thermostat | 0 | 0 | 0 | 0 | 0 | 0 | 0 | 0 | 0 | 0 | 0 | 0 | 0 | 0 | 0 | 0 | 0 | 0 | 0 | 0
HVAC Miscellaneous | 8400 | 5214.9163 | 9721.6 | 8400 | 44800000 | 358400000 | 0 | 0 | 0.079185 | 0 | 0.059582 | 0 | 0.081666 | 0 | 0.062063 | 0 | 2.995 | 3.1946 | 2.0048 | 2.0924
Direct Evaporative Cooler Base of 13 SEER Unitary AC (Building Vintage of 1993 to 2000) | 0 | 0 | 0 | 0 | 0 | 0 | 0 | 0 | 0 | 0 | 0 | 0 | 0 | 0 | 0 | 0 | 0 | 0 | 0 | 0
Direct Evaporative Cooler Base of 13 SEER Unitary AC (Building Vintage of 1993 to 2000) | 244.2242 | 22.2244 | 22.8661 | 244.2242 | 105373.696 | 1580605.44 | 0 | 0 | -0.046228 | 0 | -0.084524 | 0 | 0.21324 | 0 | 0.17495 | 0 | 0.83399 | 12.2283 | 0.73316 | 4.0539
Direct Evaporative Cooler Base of 13 SEER Unitary AC (Building Vintage of 1993 to 2000) | 218.8405 | 19.9145 | 21.7354 | 218.8405 | 100162.944 | 1502444.16 | 0 | 0 | -0.088146 | 0 | -0.127 | 0 | 0.21356 | 0 | 0.1747 | 0 | 0.72776 | 10.6708 | 0.64978 | 3.8668
Direct Evaporative Cooler Base of 13 SEER Unitary AC (Building Vintage of 1993 to 2000) | 286.6084 | 26.0814 | 34.7484 | 286.6084 | 160130.688 | 2401960.32 | 0 | 0 | -0.0051113 | 0 | -0.042437 | 0 | 0.21057 | 0 | 0.17324 | 0 | 0.97792 | 14.3386 | 0.84212 | 4.2618
Direct Evaporative Cooler Base of 13 SEER Unitary AC (Building Vintage of 1993 to 2000) | 42.2878 | 3.8482 | 5.9699 | 42.2878 | 27511.168 | 412667.52 | 0 | 0 | -0.016006 | 0 | -0.050394 | 0 | 0.19322 | 0 | 0.15883 | 0 | 0.92872 | 13.6172 | 0.80538 | 4.1957
Direct Evaporative Cooler Base of 13 SEER Unitary AC (Building Vintage of 1993 to 2000) | 169.8722 | 15.4584 | 16.379 | 169.8722 | 75479.232 | 1132188.48 | 0 | 0 | 0.0061451 | 0 | -0.035356 | 0 | 0.23493 | 0 | 0.19343 | 0 | 1.025 | 15.0294 | 0.87682 | 4.3208
Direct Evaporative Cooler Base of 13 SEER Unitary AC (Building Vintage of 1993 to 2000) | 272.0035 | 24.7523 | 59.2659 | 272.0035 | 273114.88 | 4096723.2 | 0 | 0 | 0.070253 | 0 | 0.040019 | 0 | 0.17563 | 0 | 0.1454 | 0 | 1.6212 | 23.7706 | 1.2792 | 4.8316
Direct Evaporative Cooler Base of 13 SEER Unitary AC (Building Vintage of 1993 to 2000) | 0 | 0 | 0 | 0 | 0 | 0 | 0 | 0 | 0 | 0 | 0 | 0 | 0 | 0 | 0 | 0 | 0 | 0 | 0 | 0
0 | 0 | 0 | 0 | 0 | 0 | 0 | 0 | 0 | 0 | 0 | 0 | 0 | 0 | 0 | 0 | 0 | 0 | 0 | 0 | 0
0 | 0 | 0 | 0 | 0 | 0 | 0 | 0 | 0 | 0 | 0 | 0 | 0 | 0 | 0 | 0 | 0 | 0 | 0 | 0 | 0
0 | 0 | 0 | 0 | 0 | 0 | 0 | 0 | 0 | 0 | 0 | 0 | 0 | 0 | 0 | 0 | 0 | 0 | 0 | 0 | 0
0 | 0 | 0 | 0 | 0 | 0 | 0 | 0 | 0 | 0 | 0 | 0 | 0 | 0 | 0 | 0 | 0 | 0 | 0 | 0 | 0
0 | 0 | 0 | 0 | 0 | 0 | 0 | 0 | 0 | 0 | 0 | 0 | 0 | 0 | 0 | 0 | 0 | 0 | 0 | 0 | 0
0 | 0 | 0 | 0 | 0 | 0 | 0 | 0 | 0 | 0 | 0 | 0 | 0 | 0 | 0 | 0 | 0 | 0 | 0 | 0 | 0
0 | 0 | 0 | 0 | 0 | 0 | 0 | 0 | 0 | 0 | 0 | 0 | 0 | 0 | 0 | 0 | 0 | 0 | 0 | 0 | 0
0 | 0 | 0 | 0 | 0 | 0 | 0 | 0 | 0 | 0 | 0 | 0 | 0 | 0 | 0 | 0 | 0 | 0 | 0 | 0 | 0
0 | 0 | 0 | 0 | 0 | 0 | 0 | 0 | 0 | 0 | 0 | 0 | 0 | 0 | 0 | 0 | 0 | 0 | 0 | 0 | 0
0 | 0 | 0 | 0 | 0 | 0 | 0 | 0 | 0 | 0 | 0 | 0 | 0 | 0 | 0 | 0 | 0 | 0 | 0 | 0 | 0
0 | 0 | 0 | 0 | 0 | 0 | 0 | 0 | 0 | 0 | 0 | 0 | 0 | 0 | 0 | 0 | 0 | 0 | 0 | 0 | 0
0 | 0 | 0 | 0 | 0 | 0 | 0 | 0 | 0 | 0 | 0 | 0 | 0 | 0 | 0 | 0 | 0 | 0 | 0 | 0 | 0
0 | 0 | 0 | 0 | 0 | 0 | 0 | 0 | 0 | 0 | 0 | 0 | 0 | 0 | 0 | 0 | 0 | 0 | 0 | 0 | 0
0 | 0 | 0 | 0 | 0 | 0 | 0 | 0 | 0 | 0 | 0 | 0 | 0 | 0 | 0 | 0 | 0 | 0 | 0 | 0 | 0
0 | 0 | 0 | 0 | 0 | 0 | 0 | 0 | 0 | 0 | 0 | 0 | 0 | 0 | 0 | 0 | 0 | 0 | 0 | 0 | 0
0 | 0 | 0 | 0 | 0 | 0 | 0 | 0 | 0 | 0 | 0 | 0 | 0 | 0 | 0 | 0 | 0 | 0 | 0 | 0 | 0
0 | 0 | 0 | 0 | 0 | 0 | 0 | 0 | 0 | 0 | 0 | 0 | 0 | 0 | 0 | 0 | 0 | 0 | 0 | 0 | 0
0 | 0 | 0 | 0 | 0 | 0 | 0 | 0 | 0 | 0 | 0 | 0 | 0 | 0 | 0 | 0 | 0 | 0 | 0 | 0 | 0
0 | 0 | 0 | 0 | 0 | 0 | 0 | 0 | 0 | 0 | 0 | 0 | 0 | 0 | 0 | 0 | 0 | 0 | 0 | 0 | 0
0 | 0 | 0 | 0 | 0 | 0 | 0 | 0 | 0 | 0 | 0 | 0 | 0 | 0 | 0 | 0 | 0 | 0 | 0 | 0 | 0
0 | 0 | 0 | 0 | 0 | 0 | 0 | 0 | 0 | 0 | 0 | 0 | 0 | 0 | 0 | 0 | 0 | 0 | 0 | 0 | 0
0 | 0 | 0 | 0 | 0 | 0 | 0 | 0 | 0 | 0 | 0 | 0 | 0 | 0 | 0 | 0 | 0 | 0 | 0 | 0 | 0
0 | 0 | 0 | 0 | 0 | 0 | 0 | 0 | 0 | 0 | 0 | 0 | 0 | 0 | 0 | 0 | 0 | 0 | 0 | 0 | 0
0 | 0 | 0 | 0 | 0 | 0 | 0 | 0 | 0 | 0 | 0 | 0 | 0 | 0 | 0 | 0 | 0 | 0 | 0 | 0 | 0
0 | 0 | 0 | 0 | 0 | 0 | 0 | 0 | 0 | 0 | 0 | 0 | 0 | 0 | 0 | 0 | 0 | 0 | 0 | 0 | 0
0 | 0 | 0 | 0 | 0 | 0 | 0 | 0 | 0 | 0 | 0 | 0 | 0 | 0 | 0 | 0 | 0 | 0 | 0 | 0 | 0
0 | 0 | 0 | 0 | 0 | 0 | 0 | 0 | 0 | 0 | 0 | 0 | 0 | 0 | 0 | 0 | 0 | 0 | 0 | 0 | 0
0 | 0 | 0 | 0 | 0 | 0 | 0 | 0 | 0 | 0 | 0 | 0 | 0 | 0 | 0 | 0 | 0 | 0 | 0 | 0 | 0
0 | 0 | 0 | 0 | 0 | 0 | 0 | 0 | 0 | 0 | 0 | 0 | 0 | 0 | 0 | 0 | 0 | 0 | 0 | 0 | 0
0 | 0 | 0 | 0 | 0 | 0 | 0 | 0 | 0 | 0 | 0 | 0 | 0 | 0 | 0 | 0 | 0 | 0 | 0 | 0 | 0
0 | 0 | 0 | 0 | 0 | 0 | 0 | 0 | 0 | 0 | 0 | 0 | 0 | 0 | 0 | 0 | 0 | 0 | 0 | 0 | 0
0 | 0 | 0 | 0 | 0 | 0 | 0 | 0 | 0 | 0 | 0 | 0 | 0 | 0 | 0 | 0 | 0 | 0 | 0 | 0 | 0
0 | 0 | 0 | 0 | 0 | 0 | 0 | 0 | 0 | 0 | 0 | 0 | 0 | 0 | 0 | 0 | 0 | 0 | 0 | 0 | 0
0 | 0 | 0 | 0 | 0 | 0 | 0 | 0 | 0 | 0 | 0 | 0 | 0 | 0 | 0 | 0 | 0 | 0 | 0 | 0 | 0
0 | 0 | 0 | 0 | 0 | 0 | 0 | 0 | 0 | 0 | 0 | 0 | 0 | 0 | 0 | 0 | 0 | 0 | 0 | 0 | 0
0 | 0 | 0 | 0 | 0 | 0 | 0 | 0 | 0 | 0 | 0 | 0 | 0 | 0 | 0 | 0 | 0 | 0 | 0 | 0 | 0
0 | 0 | 0 | 0 | 0 | 0 | 0 | 0 | 0 | 0 | 0 | 0 | 0 | 0 | 0 | 0 | 0 | 0 | 0 | 0 | 0
0 | 0 | 0 | 0 | 0 | 0 | 0 | 0 | 0 | 0 | 0 | 0 | 0 | 0 | 0 | 0 | 0 | 0 | 0 | 0 | 0
0 | 0 | 0 | 0 | 0 | 0 | 0 | 0 | 0 | 0 | 0 | 0 | 0 | 0 | 0 | 0 | 0 | 0 | 0 | 0 | 0
0 | 0 | 0 | 0 | 0 | 0 | 0 | 0 | 0 | 0 | 0 | 0 | 0 | 0 | 0 | 0 | 0 | 0 | 0 | 0 | 0
0 | 0 | 0 | 0 | 0 | 0 | 0 | 0 | 0 | 0 | 0 | 0 | 0 | 0 | 0 | 0 | 0 | 0 | 0 | 0 | 0
0 | 0 | 0 | 0 | 0 | 0 | 0 | 0 | 0 | 0 | 0 | 0 | 0 | 0 | 0 | 0 | 0 | 0 | 0 | 0 | 0
0 | 0 | 0 | 0 | 0 | 0 | 0 | 0 | 0 | 0 | 0 | 0 | 0 | 0 | 0 | 0 | 0 | 0 | 0 | 0 | 0
0 | 0 | 0 | 0 | 0 | 0 | 0 | 0 | 0 | 0 | 0 | 0 | 0 | 0 | 0 | 0 | 0 | 0 | 0 | 0 | 0
0 | 0 | 0 | 0 | 0 | 0 | 0 | 0 | 0 | 0 | 0 | 0 | 0 | 0 | 0 | 0 | 0 | 0 | 0 | 0 | 0
0 | 0 | 0 | 0 | 0 | 0 | 0 | 0 | 0 | 0 | 0 | 0 | 0 | 0 | 0 | 0 | 0 | 0 | 0 | 0 | 0
0 | 0 | 0 | 0 | 0 | 0 | 0 | 0 | 0 | 0 | 0 | 0 | 0 | 0 | 0 | 0 | 0 | 0 | 0 | 0 | 0
0 | 0 | 0 | 0 | 0 | 0 | 0 | 0 | 0 | 0 | 0 | 0 | 0 | 0 | 0 | 0 | 0 | 0 | 0 | 0 | 0
0 | 0 | 0 | 0 | 0 | 0 | 0 | 0 | 0 | 0 | 0 | 0 | 0 | 0 | 0 | 0 | 0 | 0 | 0 | 0 | 0
0 | 0 | 0 | 0 | 0 | 0 | 0 | 0 | 0 | 0 | 0 | 0 | 0 | 0 | 0 | 0 | 0 | 0 | 0 | 0 | 0
0 | 0 | 0 | 0 | 0 | 0 | 0 | 0 | 0 | 0 | 0 | 0 | 0 | 0 | 0 | 0 | 0 | 0 | 0 | 0 | 0
0 | 0 | 0 | 0 | 0 | 0 | 0 | 0 | 0 | 0 | 0 | 0 | 0 | 0 | 0 | 0 | 0 | 0 | 0 | 0 | 0
0 | 0 | 0 | 0 | 0 | 0 | 0 | 0 | 0 | 0 | 0 | 0 | 0 | 0 | 0 | 0 | 0 | 0 | 0 | 0 | 0
0 | 0 | 0 | 0 | 0 | 0 | 0 | 0 | 0 | 0 | 0 | 0 | 0 | 0 | 0 | 0 | 0 | 0 | 0 | 0 | 0
0 | 0 | 0 | 0 | 0 | 0 | 0 | 0 | 0 | 0 | 0 | 0 | 0 | 0 | 0 | 0 | 0 | 0 | 0 | 0 | 0
0 | 0 | 0 | 0 | 0 | 0 | 0 | 0 | 0 | 0 | 0 | 0 | 0 | 0 | 0 | 0 | 0 | 0 | 0 | 0 | 0
0 | 0 | 0 | 0 | 0 | 0 | 0 | 0 | 0 | 0 | 0 | 0 | 0 | 0 | 0 | 0 | 0 | 0 | 0 | 0 | 0
0 | 0 | 0 | 0 | 0 | 0 | 0 | 0 | 0 | 0 | 0 | 0 | 0 | 0 | 0 | 0 | 0 | 0 | 0 | 0 | 0
0 | 0 | 0 | 0 | 0 | 0 | 0 | 0 | 0 | 0 | 0 | 0 | 0 | 0 | 0 | 0 | 0 | 0 | 0 | 0 | 0
0 | 0 | 0 | 0 | 0 | 0 | 0 | 0 | 0 | 0 | 0 | 0 | 0 | 0 | 0 | 0 | 0 | 0 | 0 | 0 | 0
0 | 0 | 0 | 0 | 0 | 0 | 0 | 0 | 0 | 0 | 0 | 0 | 0 | 0 | 0 | 0 | 0 | 0 | 0 | 0 | 0
0 | 0 | 0 | 0 | 0 | 0 | 0 | 0 | 0 | 0 | 0 | 0 | 0 | 0 | 0 | 0 | 0 | 0 | 0 | 0 | 0
0 | 0 | 0 | 0 | 0 | 0 | 0 | 0 | 0 | 0 | 0 | 0 | 0 | 0 | 0 | 0 | 0 | 0 | 0 | 0 | 0
0 | 0 | 0 | 0 | 0 | 0 | 0 | 0 | 0 | 0 | 0 | 0 | 0 | 0 | 0 | 0 | 0 | 0 | 0 | 0 | 0
0 | 0 | 0 | 0 | 0 | 0 | 0 | 0 | 0 | 0 | 0 | 0 | 0 | 0 | 0 | 0 | 0 | 0 | 0 | 0 | 0
0 | 0 | 0 | 0 | 0 | 0 | 0 | 0 | 0 | 0 | 0 | 0 | 0 | 0 | 0 | 0 | 0 | 0 | 0 | 0 | 0
0 | 0 | 0 | 0 | 0 | 0 | 0 | 0 | 0 | 0 | 0 | 0 | 0 | 0 | 0 | 0 | 0 | 0 | 0 | 0 | 0
0 | 0 | 0 | 0 | 0 | 0 | 0 | 0 | 0 | 0 | 0 | 0 | 0 | 0 | 0 | 0 | 0 | 0 | 0 | 0 | 0
0 | 0 | 0 | 0 | 0 | 0 | 0 | 0 | 0 | 0 | 0 | 0 | 0 | 0 | 0 | 0 | 0 | 0 | 0 | 0 | 0
0 | 0 | 0 | 0 | 0 | 0 | 0 | 0 | 0 | 0 | 0 | 0 | 0 | 0 | 0 | 0 | 0 | 0 | 0 | 0 | 0
0 | 0 | 0 | 0 | 0 | 0 | 0 | 0 | 0 | 0 | 0 | 0 | 0 | 0 | 0 | 0 | 0 | 0 | 0 | 0 | 0
0 | 0 | 0 | 0 | 0 | 0 | 0 | 0 | 0 | 0 | 0 | 0 | 0 | 0 | 0 | 0 | 0 | 0 | 0 | 0 | 0
0 | 0 | 0 | 0 | 0 | 0 | 0 | 0 | 0 | 0 | 0 | 0 | 0 | 0 | 0 | 0 | 0 | 0 | 0 | 0 | 0
0 | 0 | 0 | 0 | 0 | 0 | 0 | 0 | 0 | 0 | 0 | 0 | 0 | 0 | 0 | 0 | 0 | 0 | 0 | 0 | 0
0 | 0 | 0 | 0 | 0 | 0 | 0 | 0 | 0 | 0 | 0 | 0 | 0 | 0 | 0 | 0 | 0 | 0 | 0 | 0 | 0
0 | 0 | 0 | 0 | 0 | 0 | 0 | 0 | 0 | 0 | 0 | 0 | 0 | 0 | 0 | 0 | 0 | 0 | 0 | 0 | 0
0 | 0 | 0 | 0 | 0 | 0 | 0 | 0 | 0 | 0 | 0 | 0 | 0 | 0 | 0 | 0 | 0 | 0 | 0 | 0 | 0
0 | 0 | 0 | 0 | 0 | 0 | 0 | 0 | 0 | 0 | 0 | 0 | 0 | 0 | 0 | 0 | 0 | 0 | 0 | 0 | 0
0 | 0 | 0 | 0 | 0 | 0 | 0 | 0 | 0 | 0 | 0 | 0 | 0 | 0 | 0 | 0 | 0 | 0 | 0 | 0 | 0
0 | 0 | 0 | 0 | 0 | 0 | 0 | 0 | 0 | 0 | 0 | 0 | 0 | 0 | 0 | 0 | 0 | 0 | 0 | 0 | 0
0 | 0 | 0 | 0 | 0 | 0 | 0 | 0 | 0 | 0 | 0 | 0 | 0 | 0 | 0 | 0 | 0 | 0 | 0 | 0 | 0
0 | 0 | 0 | 0 | 0 | 0 | 0 | 0 | 0 | 0 | 0 | 0 | 0 | 0 | 0 | 0 | 0 | 0 | 0 | 0 | 0
0 | 0 | 0 | 0 | 0 | 0 | 0 | 0 | 0 | 0 | 0 | 0 | 0 | 0 | 0 | 0 | 0 | 0 | 0 | 0 | 0
0 | 0 | 0 | 0 | 0 | 0 | 0 | 0 | 0 | 0 | 0 | 0 | 0 | 0 | 0 | 0 | 0 | 0 | 0 | 0 | 0
0 | 0 | 0 | 0 | 0 | 0 | 0 | 0 | 0 | 0 | 0 | 0 | 0 | 0 | 0 | 0 | 0 | 0 | 0 | 0 | 0
0 | 0 | 0 | 0 | 0 | 0 | 0 | 0 | 0 | 0 | 0 | 0 | 0 | 0 | 0 | 0 | 0 | 0 | 0 | 0 | 0
0 | 0 | 0 | 0 | 0 | 0 | 0 | 0 | 0 | 0 | 0 | 0 | 0 | 0 | 0 | 0 | 0 | 0 | 0 | 0 | 0
0 | 0 | 0 | 0 | 0 | 0 | 0 | 0 | 0 | 0 | 0 | 0 | 0 | 0 | 0 | 0 | 0 | 0 | 0 | 0 | 0
0 | 0 | 0 | 0 | 0 | 0 | 0 | 0 | 0 | 0 | 0 | 0 | 0 | 0 | 0 | 0 | 0 | 0 | 0 | 0 | 0
0 | 0 | 0 | 0 | 0 | 0 | 0 | 0 | 0 | 0 | 0 | 0 | 0 | 0 | 0 | 0 | 0 | 0 | 0 | 0 | 0
0 | 0 | 0 | 0 | 0 | 0 | 0 | 0 | 0 | 0 | 0 | 0 | 0 | 0 | 0 | 0 | 0 | 0 | 0 | 0 | 0
0 | 0 | 0 | 0 | 0 | 0 | 0 | 0 | 0 | 0 | 0 | 0 | 0 | 0 | 0 | 0 | 0 | 0 | 0 | 0 | 0
0 | 0 | 0 | 0 | 0 | 0 | 0 | 0 | 0 | 0 | 0 | 0 | 0 | 0 | 0 | 0 | 0 | 0 | 0 | 0 | 0
0 | 0 | 0 | 0 | 0 | 0 | 0 | 0 | 0 | 0 | 0 | 0 | 0 | 0 | 0 | 0 | 0 | 0 | 0 | 0 | 0
0 | 0 | 0 | 0 | 0 | 0 | 0 | 0 | 0 | 0 | 0 | 0 | 0 | 0 | 0 | 0 | 0 | 0 | 0 | 0 | 0
0 | 0 | 0 | 0 | 0 | 0 | 0 | 0 | 0 | 0 | 0 | 0 | 0 | 0 | 0 | 0 | 0 | 0 | 0 | 0 | 0
0 | 0 | 0 | 0 | 0 | 0 | 0 | 0 | 0 | 0 | 0 | 0 | 0 | 0 | 0 | 0 | 0 | 0 | 0 | 0 | 0
0 | 0 | 0 | 0 | 0 | 0 | 0 | 0 | 0 | 0 | 0 | 0 | 0 | 0 | 0 | 0 | 0 | 0 | 0 | 0 | 0
0 | 0 | 0 | 0 | 0 | 0 | 0 | 0 | 0 | 0 | 0 | 0 | 0 | 0 | 0 | 0 | 0 | 0 | 0 | 0 | 0
0 | 0 | 0 | 0 | 0 | 0 | 0 | 0 | 0 | 0 | 0 | 0 | 0 | 0 | 0 | 0 | 0 | 0 | 0 | 0 | 0
0 | 0 | 0 | 0 | 0 | 0 | 0 | 0 | 0 | 0 | 0 | 0 | 0 | 0 | 0 | 0 | 0 | 0 | 0 | 0 | 0
0 | 0 | 0 | 0 | 0 | 0 | 0 | 0 | 0 | 0 | 0 | 0 | 0 | 0 | 0 | 0 | 0 | 0 | 0 | 0 | 0
0 | 0 | 0 | 0 | 0 | 0 | 0 | 0 | 0 | 0 | 0 | 0 | 0 | 0 | 0 | 0 | 0 | 0 | 0 | 0 | 0
0 | 0 | 0 | 0 | 0 | 0 | 0 | 0 | 0 | 0 | 0 | 0 | 0 | 0 | 0 | 0 | 0 | 0 | 0 | 0 | 0
0 | 0 | 0 | 0 | 0 | 0 | 0 | 0 | 0 | 0 | 0 | 0 | 0 | 0 | 0 | 0 | 0 | 0 | 0 | 0 | 0
0 | 0 | 0 | 0 | 0 | 0 | 0 | 0 | 0 | 0 | 0 | 0 | 0 | 0 | 0 | 0 | 0 | 0 | 0 | 0 | 0
0 | 0 | 0 | 0 | 0 | 0 | 0 | 0 | 0 | 0 | 0 | 0 | 0 | 0 | 0 | 0 | 0 | 0 | 0 | 0 | 0
0 | 0 | 0 | 0 | 0 | 0 | 0 | 0 | 0 | 0 | 0 | 0 | 0 | 0 | 0 | 0 | 0 | 0 | 0 | 0 | 0
0 | 0 | 0 | 0 | 0 | 0 | 0 | 0 | 0 | 0 | 0 | 0 | 0 | 0 | 0 | 0 | 0 | 0 | 0 | 0 | 0
0 | 0 | 0 | 0 | 0 | 0 | 0 | 0 | 0 | 0 | 0 | 0 | 0 | 0 | 0 | 0 | 0 | 0 | 0 | 0 | 0
0 | 0 | 0 | 0 | 0 | 0 | 0 | 0 | 0 | 0 | 0 | 0 | 0 | 0 | 0 | 0 | 0 | 0 | 0 | 0 | 0
0 | 0 | 0 | 0 | 0 | 0 | 0 | 0 | 0 | 0 | 0 | 0 | 0 | 0 | 0 | 0 | 0 | 0 | 0 | 0 | 0
0 | 0 | 0 | 0 | 0 | 0 | 0 | 0 | 0 | 0 | 0 | 0 | 0 | 0 | 0 | 0 | 0 | 0 | 0 | 0 | 0
0 | 0 | 0 | 0 | 0 | 0 | 0 | 0 | 0 | 0 | 0 | 0 | 0 | 0 | 0 | 0 | 0 | 0 | 0 | 0 | 0
0 | 0 | 0 | 0 | 0 | 0 | 0 | 0 | 0 | 0 | 0 | 0 | 0 | 0 | 0 | 0 | 0 | 0 | 0 | 0 | 0
0 | 0 | 0 | 0 | 0 | 0 | 0 | 0 | 0 | 0 | 0 | 0 | 0 | 0 | 0 | 0 | 0 | 0 | 0 | 0 | 0
0 | 0 | 0 | 0 | 0 | 0 | 0 | 0 | 0 | 0 | 0 | 0 | 0 | 0 | 0 | 0 | 0 | 0 | 0 | 0 | 0
0 | 0 | 0 | 0 | 0 | 0 | 0 | 0 | 0 | 0 | 0 | 0 | 0 | 0 | 0 | 0 | 0 | 0 | 0 | 0 | 0
0 | 0 | 0 | 0 | 0 | 0 | 0 | 0 | 0 | 0 | 0 | 0 | 0 | 0 | 0 | 0 | 0 | 0 | 0 | 0 | 0
0 | 0 | 0 | 0 | 0 | 0 | 0 | 0 | 0 | 0 | 0 | 0 | 0 | 0 | 0 | 0 | 0 | 0 | 0 | 0 | 0
0 | 0 | 0 | 0 | 0 | 0 | 0 | 0 | 0 | 0 | 0 | 0 | 0 | 0 | 0 | 0 | 0 | 0 | 0 | 0 | 0
0 | 0 | 0 | 0 | 0 | 0 | 0 | 0 | 0 | 0 | 0 | 0 | 0 | 0 | 0 | 0 | 0 | 0 | 0 | 0 | 0
0 | 0 | 0 | 0 | 0 | 0 | 0 | 0 | 0 | 0 | 0 | 0 | 0 | 0 | 0 | 0 | 0 | 0 | 0 | 0 | 0
0 | 0 | 0 | 0 | 0 | 0 | 0 | 0 | 0 | 0 | 0 | 0 | 0 | 0 | 0 | 0 | 0 | 0 | 0 | 0 | 0
0 | 0 | 0 | 0 | 0 | 0 | 0 | 0 | 0 | 0 | 0 | 0 | 0 | 0 | 0 | 0 | 0 | 0 | 0 | 0 | 0
0 | 0 | 0 | 0 | 0 | 0 | 0 | 0 | 0 | 0 | 0 | 0 | 0 | 0 | 0 | 0 | 0 | 0 | 0 | 0 | 0
0 | 0 | 0 | 0 | 0 | 0 | 0 | 0 | 0 | 0 | 0 | 0 | 0 | 0 | 0 | 0 | 0 | 0 | 0 | 0 | 0
0 | 0 | 0 | 0 | 0 | 0 | 0 | 0 | 0 | 0 | 0 | 0 | 0 | 0 | 0 | 0 | 0 | 0 | 0 | 0 | 0
0 | 0 | 0 | 0 | 0 | 0 | 0 | 0 | 0 | 0 | 0 | 0 | 0 | 0 | 0 | 0 | 0 | 0 | 0 | 0 | 0
0 | 0 | 0 | 0 | 0 | 0 | 0 | 0 | 0 | 0 | 0 | 0 | 0 | 0 | 0 | 0 | 0 | 0 | 0 | 0 | 0
0 | 0 | 0 | 0 | 0 | 0 | 0 | 0 | 0 | 0 | 0 | 0 | 0 | 0 | 0 | 0 | 0 | 0 | 0 | 0 | 0
0 | 0 | 0 | 0 | 0 | 0 | 0 | 0 | 0 | 0 | 0 | 0 | 0 | 0 | 0 | 0 | 0 | 0 | 0 | 0 | 0
0 | 0 | 0 | 0 | 0 | 0 | 0 | 0 | 0 | 0 | 0 | 0 | 0 | 0 | 0 | 0 | 0 | 0 | 0 | 0 | 0
0 | 0 | 0 | 0 | 0 | 0 | 0 | 0 | 0 | 0 | 0 | 0 | 0 | 0 | 0 | 0 | 0 | 0 | 0 | 0 | 0
0 | 0 | 0 | 0 | 0 | 0 | 0 | 0 | 0 | 0 | 0 | 0 | 0 | 0 | 0 | 0 | 0 | 0 | 0 | 0 | 0
0 | 0 | 0 | 0 | 0 | 0 | 0 | 0 | 0 | 0 | 0 | 0 | 0 | 0 | 0 | 0 | 0 | 0 | 0 | 0 | 0
0 | 0 | 0 | 0 | 0 | 0 | 0 | 0 | 0 | 0 | 0 | 0 | 0 | 0 | 0 | 0 | 0 | 0 | 0 | 0 | 0
0 | 0 | 0 | 0 | 0 | 0 | 0 | 0 | 0 | 0 | 0 | 0 | 0 | 0 | 0 | 0 | 0 | 0 | 0 | 0 | 0
0 | 0 | 0 | 0 | 0 | 0 | 0 | 0 | 0 | 0 | 0 | 0 | 0 | 0 | 0 | 0 | 0 | 0 | 0 | 0 | 0
0 | 0 | 0 | 0 | 0 | 0 | 0 | 0 | 0 | 0 | 0 | 0 | 0 | 0 | 0 | 0 | 0 | 0 | 0 | 0 | 0
0 | 0 | 0 | 0 | 0 | 0 | 0 | 0 | 0 | 0 | 0 | 0 | 0 | 0 | 0 | 0 | 0 | 0 | 0 | 0 | 0
0 | 0 | 0 | 0 | 0 | 0 | 0 | 0 | 0 | 0 | 0 | 0 | 0 | 0 | 0 | 0 | 0 | 0 | 0 | 0 | 0
0 | 0 | 0 | 0 | 0 | 0 | 0 | 0 | 0 | 0 | 0 | 0 | 0 | 0 | 0 | 0 | 0 | 0 | 0 | 0 | 0
0 | 0 | 0 | 0 | 0 | 0 | 0 | 0 | 0 | 0 | 0 | 0 | 0 | 0 | 0 | 0 | 0 | 0 | 0 | 0 | 0
0 | 0 | 0 | 0 | 0 | 0 | 0 | 0 | 0 | 0 | 0 | 0 | 0 | 0 | 0 | 0 | 0 | 0 | 0 | 0 | 0
0 | 0 | 0 | 0 | 0 | 0 | 0 | 0 | 0 | 0 | 0 | 0 | 0 | 0 | 0 | 0 | 0 | 0 | 0 | 0 | 0
0 | 0 | 0 | 0 | 0 | 0 | 0 | 0 | 0 | 0 | 0 | 0 | 0 | 0 | 0 | 0 | 0 | 0 | 0 | 0 | 0
0 | 0 | 0 | 0 | 0 | 0 | 0 | 0 | 0 | 0 | 0 | 0 | 0 | 0 | 0 | 0 | 0 | 0 | 0 | 0 | 0
0 | 0 | 0 | 0 | 0 | 0 | 0 | 0 | 0 | 0 | 0 | 0 | 0 | 0 | 0 | 0 | 0 | 0 | 0 | 0 | 0
0 | 0 | 0 | 0 | 0 | 0 | 0 | 0 | 0 | 0 | 0 | 0 | 0 | 0 | 0 | 0 | 0 | 0 | 0 | 0 | 0
0 | 0 | 0 | 0 | 0 | 0 | 0 | 0 | 0 | 0 | 0 | 0 | 0 | 0 | 0 | 0 | 0 | 0 | 0 | 0 | 0
0 | 0 | 0 | 0 | 0 | 0 | 0 | 0 | 0 | 0 | 0 | 0 | 0 | 0 | 0 | 0 | 0 | 0 | 0 | 0 | 0
0 | 0 | 0 | 0 | 0 | 0 | 0 | 0 | 0 | 0 | 0 | 0 | 0 | 0 | 0 | 0 | 0 | 0 | 0 | 0 | 0
0 | 0 | 0 | 0 | 0 | 0 | 0 | 0 | 0 | 0 | 0 | 0 | 0 | 0 | 0 | 0 | 0 | 0 | 0 | 0 | 0
0 | 0 | 0 | 0 | 0 | 0 | 0 | 0 | 0 | 0 | 0 | 0 | 0 | 0 | 0 | 0 | 0 | 0 | 0 | 0 | 0
0 | 0 | 0 | 0 | 0 | 0 | 0 | 0 | 0 | 0 | 0 | 0 | 0 | 0 | 0 | 0 | 0 | 0 | 0 | 0 | 0
0 | 0 | 0 | 0 | 0 | 0 | 0 | 0 | 0 | 0 | 0 | 0 | 0 | 0 | 0 | 0 | 0 | 0 | 0 | 0 | 0
0 | 0 | 0 | 0 | 0 | 0 | 0 | 0 | 0 | 0 | 0 | 0 | 0 | 0 | 0 | 0 | 0 | 0 | 0 | 0 | 0
0 | 0 | 0 | 0 | 0 | 0 | 0 | 0 | 0 | 0 | 0 | 0 | 0 | 0 | 0 | 0 | 0 | 0 | 0 | 0 | 0
0 | 0 | 0 | 0 | 0 | 0 | 0 | 0 | 0 | 0 | 0 | 0 | 0 | 0 | 0 | 0 | 0 | 0 | 0 | 0 | 0
0 | 0 | 0 | 0 | 0 | 0 | 0 | 0 | 0 | 0 | 0 | 0 | 0 | 0 | 0 | 0 | 0 | 0 | 0 | 0 | 0
0 | 0 | 0 | 0 | 0 | 0 | 0 | 0 | 0 | 0 | 0 | 0 | 0 | 0 | 0 | 0 | 0 | 0 | 0 | 0 | 0
0 | 0 | 0 | 0 | 0 | 0 | 0 | 0 | 0 | 0 | 0 | 0 | 0 | 0 | 0 | 0 | 0 | 0 | 0 | 0 | 0
0 | 0 | 0 | 0 | 0 | 0 | 0 | 0 | 0 | 0 | 0 | 0 | 0 | 0 | 0 | 0 | 0 | 0 | 0 | 0 | 0
0 | 0 | 0 | 0 | 0 | 0 | 0 | 0 | 0 | 0 | 0 | 0 | 0 | 0 | 0 | 0 | 0 | 0 | 0 | 0 | 0
0 | 0 | 0 | 0 | 0 | 0 | 0 | 0 | 0 | 0 | 0 | 0 | 0 | 0 | 0 | 0 | 0 | 0 | 0 | 0 | 0
0 | 0 | 0 | 0 | 0 | 0 | 0 | 0 | 0 | 0 | 0 | 0 | 0 | 0 | 0 | 0 | 0 | 0 | 0 | 0 | 0
0 | 0 | 0 | 0 | 0 | 0 | 0 | 0 | 0 | 0 | 0 | 0 | 0 | 0 | 0 | 0 | 0 | 0 | 0 | 0 | 0
0 | 0 | 0 | 0 | 0 | 0 | 0 | 0 | 0 | 0 | 0 | 0 | 0 | 0 | 0 | 0 | 0 | 0 | 0 | 0 | 0
0 | 0 | 0 | 0 | 0 | 0 | 0 | 0 | 0 | 0 | 0 | 0 | 0 | 0 | 0 | 0 | 0 | 0 | 0 | 0 | 0
0 | 0 | 0 | 0 | 0 | 0 | 0 | 0 | 0 | 0 | 0 | 0 | 0 | 0 | 0 | 0 | 0 | 0 | 0 | 0 | 0
0 | 0 | 0 | 0 | 0 | 0 | 0 | 0 | 0 | 0 | 0 | 0 | 0 | 0 | 0 | 0 | 0 | 0 | 0 | 0 | 0
0 | 0 | 0 | 0 | 0 | 0 | 0 | 0 | 0 | 0 | 0 | 0 | 0 | 0 | 0 | 0 | 0 | 0 | 0 | 0 | 0
0 | 0 | 0 | 0 | 0 | 0 | 0 | 0 | 0 | 0 | 0 | 0 | 0 | 0 | 0 | 0 | 0 | 0 | 0 | 0 | 0
0 | 0 | 0 | 0 | 0 | 0 | 0 | 0 | 0 | 0 | 0 | 0 | 0 | 0 | 0 | 0 | 0 | 0 | 0 | 0 | 0
0 | 0 | 0 | 0 | 0 | 0 | 0 | 0 | 0 | 0 | 0 | 0 | 0 | 0 | 0 | 0 | 0 | 0 | 0 | 0 | 0
0 | 0 | 0 | 0 | 0 | 0 | 0 | 0 | 0 | 0 | 0 | 0 | 0 | 0 | 0 | 0 | 0 | 0 | 0 | 0 | 0
0 | 0 | 0 | 0 | 0 | 0 | 0 | 0 | 0 | 0 | 0 | 0 | 0 | 0 | 0 | 0 | 0 | 0 | 0 | 0 | 0
0 | 0 | 0 | 0 | 0 | 0 | 0 | 0 | 0 | 0 | 0 | 0 | 0 | 0 | 0 | 0 | 0 | 0 | 0 | 0 | 0
0 | 0 | 0 | 0 | 0 | 0 | 0 | 0 | 0 | 0 | 0 | 0 | 0 | 0 | 0 | 0 | 0 | 0 | 0 | 0 | 0
0 | 0 | 0 | 0 | 0 | 0 | 0 | 0 | 0 | 0 | 0 | 0 | 0 | 0 | 0 | 0 | 0 | 0 | 0 | 0 | 0
0 | 0 | 0 | 0 | 0 | 0 | 0 | 0 | 0 | 0 | 0 | 0 | 0 | 0 | 0 | 0 | 0 | 0 | 0 | 0 | 0
0 | 0 | 0 | 0 | 0 | 0 | 0 | 0 | 0 | 0 | 0 | 0 | 0 | 0 | 0 | 0 | 0 | 0 | 0 | 0 | 0
0 | 0 | 0 | 0 | 0 | 0 | 0 | 0 | 0 | 0 | 0 | 0 | 0 | 0 | 0 | 0 | 0 | 0 | 0 | 0 | 0
0 | 0 | 0 | 0 | 0 | 0 | 0 | 0 | 0 | 0 | 0 | 0 | 0 | 0 | 0 | 0 | 0 | 0 | 0 | 0 | 0
0 | 0 | 0 | 0 | 0 | 0 | 0 | 0 | 0 | 0 | 0 | 0 | 0 | 0 | 0 | 0 | 0 | 0 | 0 | 0 | 0
0 | 0 | 0 | 0 | 0 | 0 | 0 | 0 | 0 | 0 | 0 | 0 | 0 | 0 | 0 | 0 | 0 | 0 | 0 | 0 | 0
0 | 0 | 0 | 0 | 0 | 0 | 0 | 0 | 0 | 0 | 0 | 0 | 0 | 0 | 0 | 0 | 0 | 0 | 0 | 0 | 0
0 | 0 | 0 | 0 | 0 | 0 | 0 | 0 | 0 | 0 | 0 | 0 | 0 | 0 | 0 | 0 | 0 | 0 | 0 | 0 | 0
0 | 0 | 0 | 0 | 0 | 0 | 0 | 0 | 0 | 0 | 0 | 0 | 0 | 0 | 0 | 0 | 0 | 0 | 0 | 0 | 0
0 | 0 | 0 | 0 | 0 | 0 | 0 | 0 | 0 | 0 | 0 | 0 | 0 | 0 | 0 | 0 | 0 | 0 | 0 | 0 | 0
0 | 0 | 0 | 0 | 0 | 0 | 0 | 0 | 0 | 0 | 0 | 0 | 0 | 0 | 0 | 0 | 0 | 0 | 0 | 0 | 0
0 | 0 | 0 | 0 | 0 | 0 | 0 | 0 | 0 | 0 | 0 | 0 | 0 | 0 | 0 | 0 | 0 | 0 | 0 | 0 | 0
0 | 0 | 0 | 0 | 0 | 0 | 0 | 0 | 0 | 0 | 0 | 0 | 0 | 0 | 0 | 0 | 0 | 0 | 0 | 0 | 0
0 | 0 | 0 | 0 | 0 | 0 | 0 | 0 | 0 | 0 | 0 | 0 | 0 | 0 | 0 | 0 | 0 | 0 | 0 | 0 | 0
0 | 0 | 0 | 0 | 0 | 0 | 0 | 0 | 0 | 0 | 0 | 0 | 0 | 0 | 0 | 0 | 0 | 0 | 0 | 0 | 0
0 | 0 | 0 | 0 | 0 | 0 | 0 | 0 | 0 | 0 | 0 | 0 | 0 | 0 | 0 | 0 | 0 | 0 | 0 | 0 | 0
0 | 0 | 0 | 0 | 0 | 0 | 0 | 0 | 0 | 0 | 0 | 0 | 0 | 0 | 0 | 0 | 0 | 0 | 0 | 0 | 0
0 | 0 | 0 | 0 | 0 | 0 | 0 | 0 | 0 | 0 | 0 | 0 | 0 | 0 | 0 | 0 | 0 | 0 | 0 | 0 | 0
0 | 0 | 0 | 0 | 0 | 0 | 0 | 0 | 0 | 0 | 0 | 0 | 0 | 0 | 0 | 0 | 0 | 0 | 0 | 0 | 0
0 | 0 | 0 | 0 | 0 | 0 | 0 | 0 | 0 | 0 | 0 | 0 | 0 | 0 | 0 | 0 | 0 | 0 | 0 | 0 | 0
0 | 0 | 0 | 0 | 0 | 0 | 0 | 0 | 0 | 0 | 0 | 0 | 0 | 0 | 0 | 0 | 0 | 0 | 0 | 0 | 0
0 | 0 | 0 | 0 | 0 | 0 | 0 | 0 | 0 | 0 | 0 | 0 | 0 | 0 | 0 | 0 | 0 | 0 | 0 | 0 | 0
0 | 0 | 0 | 0 | 0 | 0 | 0 | 0 | 0 | 0 | 0 | 0 | 0 | 0 | 0 | 0 | 0 | 0 | 0 | 0 | 0
0 | 0 | 0 | 0 | 0 | 0 | 0 | 0 | 0 | 0 | 0 | 0 | 0 | 0 | 0 | 0 | 0 | 0 | 0 | 0 | 0
0 | 0 | 0 | 0 | 0 | 0 | 0 | 0 | 0 | 0 | 0 | 0 | 0 | 0 | 0 | 0 | 0 | 0 | 0 | 0 | 0
0 | 0 | 0 | 0 | 0 | 0 | 0 | 0 | 0 | 0 | 0 | 0 | 0 | 0 | 0 | 0 | 0 | 0 | 0 | 0 | 0
0 | 0 | 0 | 0 | 0 | 0 | 0 | 0 | 0 | 0 | 0 | 0 | 0 | 0 | 0 | 0 | 0 | 0 | 0 | 0 | 0
0 | 0 | 0 | 0 | 0 | 0 | 0 | 0 | 0 | 0 | 0 | 0 | 0 | 0 | 0 | 0 | 0 | 0 | 0 | 0 | 0
0 | 0 | 0 | 0 | 0 | 0 | 0 | 0 | 0 | 0 | 0 | 0 | 0 | 0 | 0 | 0 | 0 | 0 | 0 | 0 | 0
0 | 0 | 0 | 0 | 0 | 0 | 0 | 0 | 0 | 0 | 0 | 0 | 0 | 0 | 0 | 0 | 0 | 0 | 0 | 0 | 0
0 | 0 | 0 | 0 | 0 | 0 | 0 | 0 | 0 | 0 | 0 | 0 | 0 | 0 | 0 | 0 | 0 | 0 | 0 | 0 | 0
0 | 0 | 0 | 0 | 0 | 0 | 0 | 0 | 0 | 0 | 0 | 0 | 0 | 0 | 0 | 0 | 0 | 0 | 0 | 0 | 0
0 | 0 | 0 | 0 | 0 | 0 | 0 | 0 | 0 | 0 | 0 | 0 | 0 | 0 | 0 | 0 | 0 | 0 | 0 | 0 | 0
0 | 0 | 0 | 0 | 0 | 0 | 0 | 0 | 0 | 0 | 0 | 0 | 0 | 0 | 0 | 0 | 0 | 0 | 0 | 0 | 0
0 | 0 | 0 | 0 | 0 | 0 | 0 | 0 | 0 | 0 | 0 | 0 | 0 | 0 | 0 | 0 | 0 | 0 | 0 | 0 | 0
0 | 0 | 0 | 0 | 0 | 0 | 0 | 0 | 0 | 0 | 0 | 0 | 0 | 0 | 0 | 0 | 0 | 0 | 0 | 0 | 0
0 | 0 | 0 | 0 | 0 | 0 | 0 | 0 | 0 | 0 | 0 | 0 | 0 | 0 | 0 | 0 | 0 | 0 | 0 | 0 | 0
0 | 0 | 0 | 0 | 0 | 0 | 0 | 0 | 0 | 0 | 0 | 0 | 0 | 0 | 0 | 0 | 0 | 0 | 0 | 0 | 0
0 | 0 | 0 | 0 | 0 | 0 | 0 | 0 | 0 | 0 | 0 | 0 | 0 | 0 | 0 | 0 | 0 | 0 | 0 | 0 | 0
0 | 0 | 0 | 0 | 0 | 0 | 0 | 0 | 0 | 0 | 0 | 0 | 0 | 0 | 0 | 0 | 0 | 0 | 0 | 0 | 0
0 | 0 | 0 | 0 | 0 | 0 | 0 | 0 | 0 | 0 | 0 | 0 | 0 | 0 | 0 | 0 | 0 | 0 | 0 | 0 | 0
0 | 0 | 0 | 0 | 0 | 0 | 0 | 0 | 0 | 0 | 0 | 0 | 0 | 0 | 0 | 0 | 0 | 0 | 0 | 0 | 0
0 | 0 | 0 | 0 | 0 | 0 | 0 | 0 | 0 | 0 | 0 | 0 | 0 | 0 | 0 | 0 | 0 | 0 | 0 | 0 | 0
0 | 0 | 0 | 0 | 0 | 0 | 0 | 0 | 0 | 0 | 0 | 0 | 0 | 0 | 0 | 0 | 0 | 0 | 0 | 0 | 0
0 | 0 | 0 | 0 | 0 | 0 | 0 | 0 | 0 | 0 | 0 | 0 | 0 | 0 | 0 | 0 | 0 | 0 | 0 | 0 | 0
0 | 0 | 0 | 0 | 0 | 0 | 0 | 0 | 0 | 0 | 0 | 0 | 0 | 0 | 0 | 0 | 0 | 0 | 0 | 0 | 0
0 | 0 | 0 | 0 | 0 | 0 | 0 | 0 | 0 | 0 | 0 | 0 | 0 | 0 | 0 | 0 | 0 | 0 | 0 | 0 | 0
0 | 0 | 0 | 0 | 0 | 0 | 0 | 0 | 0 | 0 | 0 | 0 | 0 | 0 | 0 | 0 | 0 | 0 | 0 | 0 | 0
0 | 0 | 0 | 0 | 0 | 0 | 0 | 0 | 0 | 0 | 0 | 0 | 0 | 0 | 0 | 0 | 0 | 0 | 0 | 0 | 0
0 | 0 | 0 | 0 | 0 | 0 | 0 | 0 | 0 | 0 | 0 | 0 | 0 | 0 | 0 | 0 | 0 | 0 | 0 | 0 | 0
0 | 0 | 0 | 0 | 0 | 0 | 0 | 0 | 0 | 0 | 0 | 0 | 0 | 0 | 0 | 0 | 0 | 0 | 0 | 0 | 0
0 | 0 | 0 | 0 | 0 | 0 | 0 | 0 | 0 | 0 | 0 | 0 | 0 | 0 | 0 | 0 | 0 | 0 | 0 | 0 | 0
0 | 0 | 0 | 0 | 0 | 0 | 0 | 0 | 0 | 0 | 0 | 0 | 0 | 0 | 0 | 0 | 0 | 0 | 0 | 0 | 0
0 | 0 | 0 | 0 | 0 | 0 | 0 | 0 | 0 | 0 | 0 | 0 | 0 | 0 | 0 | 0 | 0 | 0 | 0 | 0 | 0
0 | 0 | 0 | 0 | 0 | 0 | 0 | 0 | 0 | 0 | 0 | 0 | 0 | 0 | 0 | 0 | 0 | 0 | 0 | 0 | 0
0 | 0 | 0 | 0 | 0 | 0 | 0 | 0 | 0 | 0 | 0 | 0 | 0 | 0 | 0 | 0 | 0 | 0 | 0 | 0 | 0
0 | 0 | 0 | 0 | 0 | 0 | 0 | 0 | 0 | 0 | 0 | 0 | 0 | 0 | 0 | 0 | 0 | 0 | 0 | 0 | 0
0 | 0 | 0 | 0 | 0 | 0 | 0 | 0 | 0 | 0 | 0 | 0 | 0 | 0 | 0 | 0 | 0 | 0 | 0 | 0 | 0
0 | 0 | 0 | 0 | 0 | 0 | 0 | 0 | 0 | 0 | 0 | 0 | 0 | 0 | 0 | 0 | 0 | 0 | 0 | 0 | 0
0 | 0 | 0 | 0 | 0 | 0 | 0 | 0 | 0 | 0 | 0 | 0 | 0 | 0 | 0 | 0 | 0 | 0 | 0 | 0 | 0
0 | 0 | 0 | 0 | 0 | 0 | 0 | 0 | 0 | 0 | 0 | 0 | 0 | 0 | 0 | 0 | 0 | 0 | 0 | 0 | 0
0 | 0 | 0 | 0 | 0 | 0 | 0 | 0 | 0 | 0 | 0 | 0 | 0 | 0 | 0 | 0 | 0 | 0 | 0 | 0 | 0
0 | 0 | 0 | 0 | 0 | 0 | 0 | 0 | 0 | 0 | 0 | 0 | 0 | 0 | 0 | 0 | 0 | 0 | 0 | 0 | 0
0 | 0 | 0 | 0 | 0 | 0 | 0 | 0 | 0 | 0 | 0 | 0 | 0 | 0 | 0 | 0 | 0 | 0 | 0 | 0 | 0
0 | 0 | 0 | 0 | 0 | 0 | 0 | 0 | 0 | 0 | 0 | 0 | 0 | 0 | 0 | 0 | 0 | 0 | 0 | 0 | 0
0 | 0 | 0 | 0 | 0 | 0 | 0 | 0 | 0 | 0 | 0 | 0 | 0 | 0 | 0 | 0 | 0 | 0 | 0 | 0 | 0
0 | 0 | 0 | 0 | 0 | 0 | 0 | 0 | 0 | 0 | 0 | 0 | 0 | 0 | 0 | 0 | 0 | 0 | 0 | 0 | 0
0 | 0 | 0 | 0 | 0 | 0 | 0 | 0 | 0 | 0 | 0 | 0 | 0 | 0 | 0 | 0 | 0 | 0 | 0 | 0 | 0
0 | 0 | 0 | 0 | 0 | 0 | 0 | 0 | 0 | 0 | 0 | 0 | 0 | 0 | 0 | 0 | 0 | 0 | 0 | 0 | 0
0 | 0 | 0 | 0 | 0 | 0 | 0 | 0 | 0 | 0 | 0 | 0 | 0 | 0 | 0 | 0 | 0 | 0 | 0 | 0 | 0
0 | 0 | 0 | 0 | 0 | 0 | 0 | 0 | 0 | 0 | 0 | 0 | 0 | 0 | 0 | 0 | 0 | 0 | 0 | 0 | 0
0 | 0 | 0 | 0 | 0 | 0 | 0 | 0 | 0 | 0 | 0 | 0 | 0 | 0 | 0 | 0 | 0 | 0 | 0 | 0 | 0
0 | 0 | 0 | 0 | 0 | 0 | 0 | 0 | 0 | 0 | 0 | 0 | 0 | 0 | 0 | 0 | 0 | 0 | 0 | 0 | 0
0 | 0 | 0 | 0 | 0 | 0 | 0 | 0 | 0 | 0 | 0 | 0 | 0 | 0 | 0 | 0 | 0 | 0 | 0 | 0 | 0
0 | 0 | 0 | 0 | 0 | 0 | 0 | 0 | 0 | 0 | 0 | 0 | 0 | 0 | 0 | 0 | 0 | 0 | 0 | 0 | 0
0 | 0 | 0 | 0 | 0 | 0 | 0 | 0 | 0 | 0 | 0 | 0 | 0 | 0 | 0 | 0 | 0 | 0 | 0 | 0 | 0
0 | 0 | 0 | 0 | 0 | 0 | 0 | 0 | 0 | 0 | 0 | 0 | 0 | 0 | 0 | 0 | 0 | 0 | 0 | 0 | 0
0 | 0 | 0 | 0 | 0 | 0 | 0 | 0 | 0 | 0 | 0 | 0 | 0 | 0 | 0 | 0 | 0 | 0 | 0 | 0 | 0
0 | 0 | 0 | 0 | 0 | 0 | 0 | 0 | 0 | 0 | 0 | 0 | 0 | 0 | 0 | 0 | 0 | 0 | 0 | 0 | 0
0 | 0 | 0 | 0 | 0 | 0 | 0 | 0 | 0 | 0 | 0 | 0 | 0 | 0 | 0 | 0 | 0 | 0 | 0 | 0 | 0
0 | 0 | 0 | 0 | 0 | 0 | 0 | 0 | 0 | 0 | 0 | 0 | 0 | 0 | 0 | 0 | 0 | 0 | 0 | 0 | 0
0 | 0 | 0 | 0 | 0 | 0 | 0 | 0 | 0 | 0 | 0 | 0 | 0 | 0 | 0 | 0 | 0 | 0 | 0 | 0 | 0
0 | 0 | 0 | 0 | 0 | 0 | 0 | 0 | 0 | 0 | 0 | 0 | 0 | 0 | 0 | 0 | 0 | 0 | 0 | 0 | 0
0 | 0 | 0 | 0 | 0 | 0 | 0 | 0 | 0 | 0 | 0 | 0 | 0 | 0 | 0 | 0 | 0 | 0 | 0 | 0 | 0
0 | 0 | 0 | 0 | 0 | 0 | 0 | 0 | 0 | 0 | 0 | 0 | 0 | 0 | 0 | 0 | 0 | 0 | 0 | 0 | 0
0 | 0 | 0 | 0 | 0 | 0 | 0 | 0 | 0 | 0 | 0 | 0 | 0 | 0 | 0 | 0 | 0 | 0 | 0 | 0 | 0
0 | 0 | 0 | 0 | 0 | 0 | 0 | 0 | 0 | 0 | 0 | 0 | 0 | 0 | 0 | 0 | 0 | 0 | 0 | 0 | 0
0 | 0 | 0 | 0 | 0 | 0 | 0 | 0 | 0 | 0 | 0 | 0 | 0 | 0 | 0 | 0 | 0 | 0 | 0 | 0 | 0
0 | 0 | 0 | 0 | 0 | 0 | 0 | 0 | 0 | 0 | 0 | 0 | 0 | 0 | 0 | 0 | 0 | 0 | 0 | 0 | 0
0 | 0 | 0 | 0 | 0 | 0 | 0 | 0 | 0 | 0 | 0 | 0 | 0 | 0 | 0 | 0 | 0 | 0 | 0 | 0 | 0
0 | 0 | 0 | 0 | 0 | 0 | 0 | 0 | 0 | 0 | 0 | 0 | 0 | 0 | 0 | 0 | 0 | 0 | 0 | 0 | 0
0 | 0 | 0 | 0 | 0 | 0 | 0 | 0 | 0 | 0 | 0 | 0 | 0 | 0 | 0 | 0 | 0 | 0 | 0 | 0 | 0
0 | 0 | 0 | 0 | 0 | 0 | 0 | 0 | 0 | 0 | 0 | 0 | 0 | 0 | 0 | 0 | 0 | 0 | 0 | 0 | 0
0 | 0 | 0 | 0 | 0 | 0 | 0 | 0 | 0 | 0 | 0 | 0 | 0 | 0 | 0 | 0 | 0 | 0 | 0 | 0 | 0
0 | 0 | 0 | 0 | 0 | 0 | 0 | 0 | 0 | 0 | 0 | 0 | 0 | 0 | 0 | 0 | 0 | 0 | 0 | 0 | 0
0 | 0 | 0 | 0 | 0 | 0 | 0 | 0 | 0 | 0 | 0 | 0 | 0 | 0 | 0 | 0 | 0 | 0 | 0 | 0 | 0
0 | 0 | 0 | 0 | 0 | 0 | 0 | 0 | 0 | 0 | 0 | 0 | 0 | 0 | 0 | 0 | 0 | 0 | 0 | 0 | 0
0 | 0 | 0 | 0 | 0 | 0 | 0 | 0 | 0 | 0 | 0 | 0 | 0 | 0 | 0 | 0 | 0 | 0 | 0 | 0 | 0
0 | 0 | 0 | 0 | 0 | 0 | 0 | 0 | 0 | 0 | 0 | 0 | 0 | 0 | 0 | 0 | 0 | 0 | 0 | 0 | 0
0 | 0 | 0 | 0 | 0 | 0 | 0 | 0 | 0 | 0 | 0 | 0 | 0 | 0 | 0 | 0 | 0 | 0 | 0 | 0 | 0
0 | 0 | 0 | 0 | 0 | 0 | 0 | 0 | 0 | 0 | 0 | 0 | 0 | 0 | 0 | 0 | 0 | 0 | 0 | 0 | 0
0 | 0 | 0 | 0 | 0 | 0 | 0 | 0 | 0 | 0 | 0 | 0 | 0 | 0 | 0 | 0 | 0 | 0 | 0 | 0 | 0
0 | 0 | 0 | 0 | 0 | 0 | 0 | 0 | 0 | 0 | 0 | 0 | 0 | 0 | 0 | 0 | 0 | 0 | 0 | 0 | 0
0 | 0 | 0 | 0 | 0 | 0 | 0 | 0 | 0 | 0 | 0 | 0 | 0 | 0 | 0 | 0 | 0 | 0 | 0 | 0 | 0
0 | 0 | 0 | 0 | 0 | 0 | 0 | 0 | 0 | 0 | 0 | 0 | 0 | 0 | 0 | 0 | 0 | 0 | 0 | 0 | 0
0 | 0 | 0 | 0 | 0 | 0 | 0 | 0 | 0 | 0 | 0 | 0 | 0 | 0 | 0 | 0 | 0 | 0 | 0 | 0 | 0
0 | 0 | 0 | 0 | 0 | 0 | 0 | 0 | 0 | 0 | 0 | 0 | 0 | 0 | 0 | 0 | 0 | 0 | 0 | 0 | 0
0 | 0 | 0 | 0 | 0 | 0 | 0 | 0 | 0 | 0 | 0 | 0 | 0 | 0 | 0 | 0 | 0 | 0 | 0 | 0 | 0
0 | 0 | 0 | 0 | 0 | 0 | 0 | 0 | 0 | 0 | 0 | 0 | 0 | 0 | 0 | 0 | 0 | 0 | 0 | 0 | 0
0 | 0 | 0 | 0 | 0 | 0 | 0 | 0 | 0 | 0 | 0 | 0 | 0 | 0 | 0 | 0 | 0 | 0 | 0 | 0 | 0
0 | 0 | 0 | 0 | 0 | 0 | 0 | 0 | 0 | 0 | 0 | 0 | 0 | 0 | 0 | 0 | 0 | 0 | 0 | 0 | 0
0 | 0 | 0 | 0 | 0 | 0 | 0 | 0 | 0 | 0 | 0 | 0 | 0 | 0 | 0 | 0 | 0 | 0 | 0 | 0 | 0
0 | 0 | 0 | 0 | 0 | 0 | 0 | 0 | 0 | 0 | 0 | 0 | 0 | 0 | 0 | 0 | 0 | 0 | 0 | 0 | 0
0 | 0 | 0 | 0 | 0 | 0 | 0 | 0 | 0 | 0 | 0 | 0 | 0 | 0 | 0 | 0 | 0 | 0 | 0 | 0 | 0
0 | 0 | 0 | 0 | 0 | 0 | 0 | 0 | 0 | 0 | 0 | 0 | 0 | 0 | 0 | 0 | 0 | 0 | 0 | 0 | 0
0 | 0 | 0 | 0 | 0 | 0 | 0 | 0 | 0 | 0 | 0 | 0 | 0 | 0 | 0 | 0 | 0 | 0 | 0 | 0 | 0
0 | 0 | 0 | 0 | 0 | 0 | 0 | 0 | 0 | 0 | 0 | 0 | 0 | 0 | 0 | 0 | 0 | 0 | 0 | 0 | 0
0 | 0 | 0 | 0 | 0 | 0 | 0 | 0 | 0 | 0 | 0 | 0 | 0 | 0 | 0 | 0 | 0 | 0 | 0 | 0 | 0
0 | 0 | 0 | 0 | 0 | 0 | 0 | 0 | 0 | 0 | 0 | 0 | 0 | 0 | 0 | 0 | 0 | 0 | 0 | 0 | 0
0 | 0 | 0 | 0 | 0 | 0 | 0 | 0 | 0 | 0 | 0 | 0 | 0 | 0 | 0 | 0 | 0 | 0 | 0 | 0 | 0
0 | 0 | 0 | 0 | 0 | 0 | 0 | 0 | 0 | 0 | 0 | 0 | 0 | 0 | 0 | 0 | 0 | 0 | 0 | 0 | 0
0 | 0 | 0 | 0 | 0 | 0 | 0 | 0 | 0 | 0 | 0 | 0 | 0 | 0 | 0 | 0 | 0 | 0 | 0 | 0 | 0
0 | 0 | 0 | 0 | 0 | 0 | 0 | 0 | 0 | 0 | 0 | 0 | 0 | 0 | 0 | 0 | 0 | 0 | 0 | 0 | 0
0 | 0 | 0 | 0 | 0 | 0 | 0 | 0 | 0 | 0 | 0 | 0 | 0 | 0 | 0 | 0 | 0 | 0 | 0 | 0 | 0
0 | 0 | 0 | 0 | 0 | 0 | 0 | 0 | 0 | 0 | 0 | 0 | 0 | 0 | 0 | 0 | 0 | 0 | 0 | 0 | 0
0 | 0 | 0 | 0 | 0 | 0 | 0 | 0 | 0 | 0 | 0 | 0 | 0 | 0 | 0 | 0 | 0 | 0 | 0 | 0 | 0
0 | 0 | 0 | 0 | 0 | 0 | 0 | 0 | 0 | 0 | 0 | 0 | 0 | 0 | 0 | 0 | 0 | 0 | 0 | 0 | 0
0 | 0 | 0 | 0 | 0 | 0 | 0 | 0 | 0 | 0 | 0 | 0 | 0 | 0 | 0 | 0 | 0 | 0 | 0 | 0 | 0
0 | 0 | 0 | 0 | 0 | 0 | 0 | 0 | 0 | 0 | 0 | 0 | 0 | 0 | 0 | 0 | 0 | 0 | 0 | 0 | 0
0 | 0 | 0 | 0 | 0 | 0 | 0 | 0 | 0 | 0 | 0 | 0 | 0 | 0 | 0 | 0 | 0 | 0 | 0 | 0 | 0
0 | 0 | 0 | 0 | 0 | 0 | 0 | 0 | 0 | 0 | 0 | 0 | 0 | 0 | 0 | 0 | 0 | 0 | 0 | 0 | 0
0 | 0 | 0 | 0 | 0 | 0 | 0 | 0 | 0 | 0 | 0 | 0 | 0 | 0 | 0 | 0 | 0 | 0 | 0 | 0 | 0
0 | 0 | 0 | 0 | 0 | 0 | 0 | 0 | 0 | 0 | 0 | 0 | 0 | 0 | 0 | 0 | 0 | 0 | 0 | 0 | 0
0 | 0 | 0 | 0 | 0 | 0 | 0 | 0 | 0 | 0 | 0 | 0 | 0 | 0 | 0 | 0 | 0 | 0 | 0 | 0 | 0
0 | 0 | 0 | 0 | 0 | 0 | 0 | 0 | 0 | 0 | 0 | 0 | 0 | 0 | 0 | 0 | 0 | 0 | 0 | 0 | 0
0 | 0 | 0 | 0 | 0 | 0 | 0 | 0 | 0 | 0 | 0 | 0 | 0 | 0 | 0 | 0 | 0 | 0 | 0 | 0 | 0
0 | 0 | 0 | 0 | 0 | 0 | 0 | 0 | 0 | 0 | 0 | 0 | 0 | 0 | 0 | 0 | 0 | 0 | 0 | 0 | 0
0 | 0 | 0 | 0 | 0 | 0 | 0 | 0 | 0 | 0 | 0 | 0 | 0 | 0 | 0 | 0 | 0 | 0 | 0 | 0 | 0
0 | 0 | 0 | 0 | 0 | 0 | 0 | 0 | 0 | 0 | 0 | 0 | 0 | 0 | 0 | 0 | 0 | 0 | 0 | 0 | 0
0 | 0 | 0 | 0 | 0 | 0 | 0 | 0 | 0 | 0 | 0 | 0 | 0 | 0 | 0 | 0 | 0 | 0 | 0 | 0 | 0
0 | 0 | 0 | 0 | 0 | 0 | 0 | 0 | 0 | 0 | 0 | 0 | 0 | 0 | 0 | 0 | 0 | 0 | 0 | 0 | 0
0 | 0 | 0 | 0 | 0 | 0 | 0 | 0 | 0 | 0 | 0 | 0 | 0 | 0 | 0 | 0 | 0 | 0 | 0 | 0 | 0
0 | 0 | 0 | 0 | 0 | 0 | 0 | 0 | 0 | 0 | 0 | 0 | 0 | 0 | 0 | 0 | 0 | 0 | 0 | 0 | 0
0 | 0 | 0 | 0 | 0 | 0 | 0 | 0 | 0 | 0 | 0 | 0 | 0 | 0 | 0 | 0 | 0 | 0 | 0 | 0 | 0
0 | 0 | 0 | 0 | 0 | 0 | 0 | 0 | 0 | 0 | 0 | 0 | 0 | 0 | 0 | 0 | 0 | 0 | 0 | 0 | 0
0 | 0 | 0 | 0 | 0 | 0 | 0 | 0 | 0 | 0 | 0 | 0 | 0 | 0 | 0 | 0 | 0 | 0 | 0 | 0 | 0
0 | 0 | 0 | 0 | 0 | 0 | 0 | 0 | 0 | 0 | 0 | 0 | 0 | 0 | 0 | 0 | 0 | 0 | 0 | 0 | 0
0 | 0 | 0 | 0 | 0 | 0 | 0 | 0 | 0 | 0 | 0 | 0 | 0 | 0 | 0 | 0 | 0 | 0 | 0 | 0 | 0
0 | 0 | 0 | 0 | 0 | 0 | 0 | 0 | 0 | 0 | 0 | 0 | 0 | 0 | 0 | 0 | 0 | 0 | 0 | 0 | 0
0 | 0 | 0 | 0 | 0 | 0 | 0 | 0 | 0 | 0 | 0 | 0 | 0 | 0 | 0 | 0 | 0 | 0 | 0 | 0 | 0
0 | 0 | 0 | 0 | 0 | 0 | 0 | 0 | 0 | 0 | 0 | 0 | 0 | 0 | 0 | 0 | 0 | 0 | 0 | 0 | 0
0 | 0 | 0 | 0 | 0 | 0 | 0 | 0 | 0 | 0 | 0 | 0 | 0 | 0 | 0 | 0 | 0 | 0 | 0 | 0 | 0
0 | 0 | 0 | 0 | 0 | 0 | 0 | 0 | 0 | 0 | 0 | 0 | 0 | 0 | 0 | 0 | 0 | 0 | 0 | 0 | 0
0 | 0 | 0 | 0 | 0 | 0 | 0 | 0 | 0 | 0 | 0 | 0 | 0 | 0 | 0 | 0 | 0 | 0 | 0 | 0 | 0
0 | 0 | 0 | 0 | 0 | 0 | 0 | 0 | 0 | 0 | 0 | 0 | 0 | 0 | 0 | 0 | 0 | 0 | 0 | 0 | 0
0 | 0 | 0 | 0 | 0 | 0 | 0 | 0 | 0 | 0 | 0 | 0 | 0 | 0 | 0 | 0 | 0 | 0 | 0 | 0 | 0
0 | 0 | 0 | 0 | 0 | 0 | 0 | 0 | 0 | 0 | 0 | 0 | 0 | 0 | 0 | 0 | 0 | 0 | 0 | 0 | 0
0 | 0 | 0 | 0 | 0 | 0 | 0 | 0 | 0 | 0 | 0 | 0 | 0 | 0 | 0 | 0 | 0 | 0 | 0 | 0 | 0
0 | 0 | 0 | 0 | 0 | 0 | 0 | 0 | 0 | 0 | 0 | 0 | 0 | 0 | 0 | 0 | 0 | 0 | 0 | 0 | 0
0 | 0 | 0 | 0 | 0 | 0 | 0 | 0 | 0 | 0 | 0 | 0 | 0 | 0 | 0 | 0 | 0 | 0 | 0 | 0 | 0
0 | 0 | 0 | 0 | 0 | 0 | 0 | 0 | 0 | 0 | 0 | 0 | 0 | 0 | 0 | 0 | 0 | 0 | 0 | 0 | 0
0 | 0 | 0 | 0 | 0 | 0 | 0 | 0 | 0 | 0 | 0 | 0 | 0 | 0 | 0 | 0 | 0 | 0 | 0 | 0 | 0
0 | 0 | 0 | 0 | 0 | 0 | 0 | 0 | 0 | 0 | 0 | 0 | 0 | 0 | 0 | 0 | 0 | 0 | 0 | 0 | 0
0 | 0 | 0 | 0 | 0 | 0 | 0 | 0 | 0 | 0 | 0 | 0 | 0 | 0 | 0 | 0 | 0 | 0 | 0 | 0 | 0
0 | 0 | 0 | 0 | 0 | 0 | 0 | 0 | 0 | 0 | 0 | 0 | 0 | 0 | 0 | 0 | 0 | 0 | 0 | 0 | 0
0 | 0 | 0 | 0 | 0 | 0 | 0 | 0 | 0 | 0 | 0 | 0 | 0 | 0 | 0 | 0 | 0 | 0 | 0 | 0 | 0
0 | 0 | 0 | 0 | 0 | 0 | 0 | 0 | 0 | 0 | 0 | 0 | 0 | 0 | 0 | 0 | 0 | 0 | 0 | 0 | 0
0 | 0 | 0 | 0 | 0 | 0 | 0 | 0 | 0 | 0 | 0 | 0 | 0 | 0 | 0 | 0 | 0 | 0 | 0 | 0 | 0
0 | 0 | 0 | 0 | 0 | 0 | 0 | 0 | 0 | 0 | 0 | 0 | 0 | 0 | 0 | 0 | 0 | 0 | 0 | 0 | 0
0 | 0 | 0 | 0 | 0 | 0 | 0 | 0 | 0 | 0 | 0 | 0 | 0 | 0 | 0 | 0 | 0 | 0 | 0 | 0 | 0
0 | 0 | 0 | 0 | 0 | 0 | 0 | 0 | 0 | 0 | 0 | 0 | 0 | 0 | 0 | 0 | 0 | 0 | 0 | 0 | 0
0 | 0 | 0 | 0 | 0 | 0 | 0 | 0 | 0 | 0 | 0 | 0 | 0 | 0 | 0 | 0 | 0 | 0 | 0 | 0 | 0
0 | 0 | 0 | 0 | 0 | 0 | 0 | 0 | 0 | 0 | 0 | 0 | 0 | 0 | 0 | 0 | 0 | 0 | 0 | 0 | 0
0 | 0 | 0 | 0 | 0 | 0 | 0 | 0 | 0 | 0 | 0 | 0 | 0 | 0 | 0 | 0 | 0 | 0 | 0 | 0 | 0
0 | 0 | 0 | 0 | 0 | 0 | 0 | 0 | 0 | 0 | 0 | 0 | 0 | 0 | 0 | 0 | 0 | 0 | 0 | 0 | 0
0 | 0 | 0 | 0 | 0 | 0 | 0 | 0 | 0 | 0 | 0 | 0 | 0 | 0 | 0 | 0 | 0 | 0 | 0 | 0 | 0
0 | 0 | 0 | 0 | 0 | 0 | 0 | 0 | 0 | 0 | 0 | 0 | 0 | 0 | 0 | 0 | 0 | 0 | 0 | 0 | 0
0 | 0 | 0 | 0 | 0 | 0 | 0 | 0 | 0 | 0 | 0 | 0 | 0 | 0 | 0 | 0 | 0 | 0 | 0 | 0 | 0
0 | 0 | 0 | 0 | 0 | 0 | 0 | 0 | 0 | 0 | 0 | 0 | 0 | 0 | 0 | 0 | 0 | 0 | 0 | 0 | 0
0 | 0 | 0 | 0 | 0 | 0 | 0 | 0 | 0 | 0 | 0 | 0 | 0 | 0 | 0 | 0 | 0 | 0 | 0 | 0 | 0
0 | 0 | 0 | 0 | 0 | 0 | 0 | 0 | 0 | 0 | 0 | 0 | 0 | 0 | 0 | 0 | 0 | 0 | 0 | 0 | 0
0 | 0 | 0 | 0 | 0 | 0 | 0 | 0 | 0 | 0 | 0 | 0 | 0 | 0 | 0 | 0 | 0 | 0 | 0 | 0 | 0
0 | 0 | 0 | 0 | 0 | 0 | 0 | 0 | 0 | 0 | 0 | 0 | 0 | 0 | 0 | 0 | 0 | 0 | 0 | 0 | 0
0 | 0 | 0 | 0 | 0 | 0 | 0 | 0 | 0 | 0 | 0 | 0 | 0 | 0 | 0 | 0 | 0 | 0 | 0 | 0 | 0
0 | 0 | 0 | 0 | 0 | 0 | 0 | 0 | 0 | 0 | 0 | 0 | 0 | 0 | 0 | 0 | 0 | 0 | 0 | 0 | 0
0 | 0 | 0 | 0 | 0 | 0 | 0 | 0 | 0 | 0 | 0 | 0 | 0 | 0 | 0 | 0 | 0 | 0 | 0 | 0 | 0
0 | 0 | 0 | 0 | 0 | 0 | 0 | 0 | 0 | 0 | 0 | 0 | 0 | 0 | 0 | 0 | 0 | 0 | 0 | 0 | 0
0 | 0 | 0 | 0 | 0 | 0 | 0 | 0 | 0 | 0 | 0 | 0 | 0 | 0 | 0 | 0 | 0 | 0 | 0 | 0 | 0
0 | 0 | 0 | 0 | 0 | 0 | 0 | 0 | 0 | 0 | 0 | 0 | 0 | 0 | 0 | 0 | 0 | 0 | 0 | 0 | 0
0 | 0 | 0 | 0 | 0 | 0 | 0 | 0 | 0 | 0 | 0 | 0 | 0 | 0 | 0 | 0 | 0 | 0 | 0 | 0 | 0
0 | 0 | 0 | 0 | 0 | 0 | 0 | 0 | 0 | 0 | 0 | 0 | 0 | 0 | 0 | 0 | 0 | 0 | 0 | 0 | 0
0 | 0 | 0 | 0 | 0 | 0 | 0 | 0 | 0 | 0 | 0 | 0 | 0 | 0 | 0 | 0 | 0 | 0 | 0 | 0 | 0
0 | 0 | 0 | 0 | 0 | 0 | 0 | 0 | 0 | 0 | 0 | 0 | 0 | 0 | 0 | 0 | 0 | 0 | 0 | 0 | 0
0 | 0 | 0 | 0 | 0 | 0 | 0 | 0 | 0 | 0 | 0 | 0 | 0 | 0 | 0 | 0 | 0 | 0 | 0 | 0 | 0
0 | 0 | 0 | 0 | 0 | 0 | 0 | 0 | 0 | 0 | 0 | 0 | 0 | 0 | 0 | 0 | 0 | 0 | 0 | 0 | 0
0 | 0 | 0 | 0 | 0 | 0 | 0 | 0 | 0 | 0 | 0 | 0 | 0 | 0 | 0 | 0 | 0 | 0 | 0 | 0 | 0
0 | 0 | 0 | 0 | 0 | 0 | 0 | 0 | 0 | 0 | 0 | 0 | 0 | 0 | 0 | 0 | 0 | 0 | 0 | 0 | 0
0 | 0 | 0 | 0 | 0 | 0 | 0 | 0 | 0 | 0 | 0 | 0 | 0 | 0 | 0 | 0 | 0 | 0 | 0 | 0 | 0
0 | 0 | 0 | 0 | 0 | 0 | 0 | 0 | 0 | 0 | 0 | 0 | 0 | 0 | 0 | 0 | 0 | 0 | 0 | 0 | 0
0 | 0 | 0 | 0 | 0 | 0 | 0 | 0 | 0 | 0 | 0 | 0 | 0 | 0 | 0 | 0 | 0 | 0 | 0 | 0 | 0
0 | 0 | 0 | 0 | 0 | 0 | 0 | 0 | 0 | 0 | 0 | 0 | 0 | 0 | 0 | 0 | 0 | 0 | 0 | 0 | 0
0 | 0 | 0 | 0 | 0 | 0 | 0 | 0 | 0 | 0 | 0 | 0 | 0 | 0 | 0 | 0 | 0 | 0 | 0 | 0 | 0
0 | 0 | 0 | 0 | 0 | 0 | 0 | 0 | 0 | 0 | 0 | 0 | 0 | 0 | 0 | 0 | 0 | 0 | 0 | 0 | 0
0 | 0 | 0 | 0 | 0 | 0 | 0 | 0 | 0 | 0 | 0 | 0 | 0 | 0 | 0 | 0 | 0 | 0 | 0 | 0 | 0
0 | 0 | 0 | 0 | 0 | 0 | 0 | 0 | 0 | 0 | 0 | 0 | 0 | 0 | 0 | 0 | 0 | 0 | 0 | 0 | 0
0 | 0 | 0 | 0 | 0 | 0 | 0 | 0 | 0 | 0 | 0 | 0 | 0 | 0 | 0 | 0 | 0 | 0 | 0 | 0 | 0
0 | 0 | 0 | 0 | 0 | 0 | 0 | 0 | 0 | 0 | 0 | 0 | 0 | 0 | 0 | 0 | 0 | 0 | 0 | 0 | 0
0 | 0 | 0 | 0 | 0 | 0 | 0 | 0 | 0 | 0 | 0 | 0 | 0 | 0 | 0 | 0 | 0 | 0 | 0 | 0 | 0
0 | 0 | 0 | 0 | 0 | 0 | 0 | 0 | 0 | 0 | 0 | 0 | 0 | 0 | 0 | 0 | 0 | 0 | 0 | 0 | 0
0 | 0 | 0 | 0 | 0 | 0 | 0 | 0 | 0 | 0 | 0 | 0 | 0 | 0 | 0 | 0 | 0 | 0 | 0 | 0 | 0
0 | 0 | 0 | 0 | 0 | 0 | 0 | 0 | 0 | 0 | 0 | 0 | 0 | 0 | 0 | 0 | 0 | 0 | 0 | 0 | 0
0 | 0 | 0 | 0 | 0 | 0 | 0 | 0 | 0 | 0 | 0 | 0 | 0 | 0 | 0 | 0 | 0 | 0 | 0 | 0 | 0
0 | 0 | 0 | 0 | 0 | 0 | 0 | 0 | 0 | 0 | 0 | 0 | 0 | 0 | 0 | 0 | 0 | 0 | 0 | 0 | 0
0 | 0 | 0 | 0 | 0 | 0 | 0 | 0 | 0 | 0 | 0 | 0 | 0 | 0 | 0 | 0 | 0 | 0 | 0 | 0 | 0
0 | 0 | 0 | 0 | 0 | 0 | 0 | 0 | 0 | 0 | 0 | 0 | 0 | 0 | 0 | 0 | 0 | 0 | 0 | 0 | 0
0 | 0 | 0 | 0 | 0 | 0 | 0 | 0 | 0 | 0 | 0 | 0 | 0 | 0 | 0 | 0 | 0 | 0 | 0 | 0 | 0
0 | 0 | 0 | 0 | 0 | 0 | 0 | 0 | 0 | 0 | 0 | 0 | 0 | 0 | 0 | 0 | 0 | 0 | 0 | 0 | 0
0 | 0 | 0 | 0 | 0 | 0 | 0 | 0 | 0 | 0 | 0 | 0 | 0 | 0 | 0 | 0 | 0 | 0 | 0 | 0 | 0
0 | 0 | 0 | 0 | 0 | 0 | 0 | 0 | 0 | 0 | 0 | 0 | 0 | 0 | 0 | 0 | 0 | 0 | 0 | 0 | 0
0 | 0 | 0 | 0 | 0 | 0 | 0 | 0 | 0 | 0 | 0 | 0 | 0 | 0 | 0 | 0 | 0 | 0 | 0 | 0 | 0
0 | 0 | 0 | 0 | 0 | 0 | 0 | 0 | 0 | 0 | 0 | 0 | 0 | 0 | 0 | 0 | 0 | 0 | 0 | 0 | 0
0 | 0 | 0 | 0 | 0 | 0 | 0 | 0 | 0 | 0 | 0 | 0 | 0 | 0 | 0 | 0 | 0 | 0 | 0 | 0 | 0
0 | 0 | 0 | 0 | 0 | 0 | 0 | 0 | 0 | 0 | 0 | 0 | 0 | 0 | 0 | 0 | 0 | 0 | 0 | 0 | 0
0 | 0 | 0 | 0 | 0 | 0 | 0 | 0 | 0 | 0 | 0 | 0 | 0 | 0 | 0 | 0 | 0 | 0 | 0 | 0 | 0
0 | 0 | 0 | 0 | 0 | 0 | 0 | 0 | 0 | 0 | 0 | 0 | 0 | 0 | 0 | 0 | 0 | 0 | 0 | 0 | 0
0 | 0 | 0 | 0 | 0 | 0 | 0 | 0 | 0 | 0 | 0 | 0 | 0 | 0 | 0 | 0 | 0 | 0 | 0 | 0 | 0
0 | 0 | 0 | 0 | 0 | 0 | 0 | 0 | 0 | 0 | 0 | 0 | 0 | 0 | 0 | 0 | 0 | 0 | 0 | 0 | 0
0 | 0 | 0 | 0 | 0 | 0 | 0 | 0 | 0 | 0 | 0 | 0 | 0 | 0 | 0 | 0 | 0 | 0 | 0 | 0 | 0
0 | 0 | 0 | 0 | 0 | 0 | 0 | 0 | 0 | 0 | 0 | 0 | 0 | 0 | 0 | 0 | 0 | 0 | 0 | 0 | 0
0 | 0 | 0 | 0 | 0 | 0 | 0 | 0 | 0 | 0 | 0 | 0 | 0 | 0 | 0 | 0 | 0 | 0 | 0 | 0 | 0
0 | 0 | 0 | 0 | 0 | 0 | 0 | 0 | 0 | 0 | 0 | 0 | 0 | 0 | 0 | 0 | 0 | 0 | 0 | 0 | 0
0 | 0 | 0 | 0 | 0 | 0 | 0 | 0 | 0 | 0 | 0 | 0 | 0 | 0 | 0 | 0 | 0 | 0 | 0 | 0 | 0
0 | 0 | 0 | 0 | 0 | 0 | 0 | 0 | 0 | 0 | 0 | 0 | 0 | 0 | 0 | 0 | 0 | 0 | 0 | 0 | 0
0 | 0 | 0 | 0 | 0 | 0 | 0 | 0 | 0 | 0 | 0 | 0 | 0 | 0 | 0 | 0 | 0 | 0 | 0 | 0 | 0
0 | 0 | 0 | 0 | 0 | 0 | 0 | 0 | 0 | 0 | 0 | 0 | 0 | 0 | 0 | 0 | 0 | 0 | 0 | 0 | 0
0 | 0 | 0 | 0 | 0 | 0 | 0 | 0 | 0 | 0 | 0 | 0 | 0 | 0 | 0 | 0 | 0 | 0 | 0 | 0 | 0
0 | 0 | 0 | 0 | 0 | 0 | 0 | 0 | 0 | 0 | 0 | 0 | 0 | 0 | 0 | 0 | 0 | 0 | 0 | 0 | 0
0 | 0 | 0 | 0 | 0 | 0 | 0 | 0 | 0 | 0 | 0 | 0 | 0 | 0 | 0 | 0 | 0 | 0 | 0 | 0 | 0
0 | 0 | 0 | 0 | 0 | 0 | 0 | 0 | 0 | 0 | 0 | 0 | 0 | 0 | 0 | 0 | 0 | 0 | 0 | 0 | 0
0 | 0 | 0 | 0 | 0 | 0 | 0 | 0 | 0 | 0 | 0 | 0 | 0 | 0 | 0 | 0 | 0 | 0 | 0 | 0 | 0
0 | 0 | 0 | 0 | 0 | 0 | 0 | 0 | 0 | 0 | 0 | 0 | 0 | 0 | 0 | 0 | 0 | 0 | 0 | 0 | 0
0 | 0 | 0 | 0 | 0 | 0 | 0 | 0 | 0 | 0 | 0 | 0 | 0 | 0 | 0 | 0 | 0 | 0 | 0 | 0 | 0
0 | 0 | 0 | 0 | 0 | 0 | 0 | 0 | 0 | 0 | 0 | 0 | 0 | 0 | 0 | 0 | 0 | 0 | 0 | 0 | 0
0 | 0 | 0 | 0 | 0 | 0 | 0 | 0 | 0 | 0 | 0 | 0 | 0 | 0 | 0 | 0 | 0 | 0 | 0 | 0 | 0
0 | 0 | 0 | 0 | 0 | 0 | 0 | 0 | 0 | 0 | 0 | 0 | 0 | 0 | 0 | 0 | 0 | 0 | 0 | 0 | 0
0 | 0 | 0 | 0 | 0 | 0 | 0 | 0 | 0 | 0 | 0 | 0 | 0 | 0 | 0 | 0 | 0 | 0 | 0 | 0 | 0
0 | 0 | 0 | 0 | 0 | 0 | 0 | 0 | 0 | 0 | 0 | 0 | 0 | 0 | 0 | 0 | 0 | 0 | 0 | 0 | 0
0 | 0 | 0 | 0 | 0 | 0 | 0 | 0 | 0 | 0 | 0 | 0 | 0 | 0 | 0 | 0 | 0 | 0 | 0 | 0 | 0
0 | 0 | 0 | 0 | 0 | 0 | 0 | 0 | 0 | 0 | 0 | 0 | 0 | 0 | 0 | 0 | 0 | 0 | 0 | 0 | 0
0 | 0 | 0 | 0 | 0 | 0 | 0 | 0 | 0 | 0 | 0 | 0 | 0 | 0 | 0 | 0 | 0 | 0 | 0 | 0 | 0
0 | 0 | 0 | 0 | 0 | 0 | 0 | 0 | 0 | 0 | 0 | 0 | 0 | 0 | 0 | 0 | 0 | 0 | 0 | 0 | 0
0 | 0 | 0 | 0 | 0 | 0 | 0 | 0 | 0 | 0 | 0 | 0 | 0 | 0 | 0 | 0 | 0 | 0 | 0 | 0 | 0
0 | 0 | 0 | 0 | 0 | 0 | 0 | 0 | 0 | 0 | 0 | 0 | 0 | 0 | 0 | 0 | 0 | 0 | 0 | 0 | 0
0 | 0 | 0 | 0 | 0 | 0 | 0 | 0 | 0 | 0 | 0 | 0 | 0 | 0 | 0 | 0 | 0 | 0 | 0 | 0 | 0
0 | 0 | 0 | 0 | 0 | 0 | 0 | 0 | 0 | 0 | 0 | 0 | 0 | 0 | 0 | 0 | 0 | 0 | 0 | 0 | 0
0 | 0 | 0 | 0 | 0 | 0 | 0 | 0 | 0 | 0 | 0 | 0 | 0 | 0 | 0 | 0 | 0 | 0 | 0 | 0 | 0
0 | 0 | 0 | 0 | 0 | 0 | 0 | 0 | 0 | 0 | 0 | 0 | 0 | 0 | 0 | 0 | 0 | 0 | 0 | 0 | 0
0 | 0 | 0 | 0 | 0 | 0 | 0 | 0 | 0 | 0 | 0 | 0 | 0 | 0 | 0 | 0 | 0 | 0 | 0 | 0 | 0
0 | 0 | 0 | 0 | 0 | 0 | 0 | 0 | 0 | 0 | 0 | 0 | 0 | 0 | 0 | 0 | 0 | 0 | 0 | 0 | 0
0 | 0 | 0 | 0 | 0 | 0 | 0 | 0 | 0 | 0 | 0 | 0 | 0 | 0 | 0 | 0 | 0 | 0 | 0 | 0 | 0
0 | 0 | 0 | 0 | 0 | 0 | 0 | 0 | 0 | 0 | 0 | 0 | 0 | 0 | 0 | 0 | 0 | 0 | 0 | 0 | 0
0 | 0 | 0 | 0 | 0 | 0 | 0 | 0 | 0 | 0 | 0 | 0 | 0 | 0 | 0 | 0 | 0 | 0 | 0 | 0 | 0
0 | 0 | 0 | 0 | 0 | 0 | 0 | 0 | 0 | 0 | 0 | 0 | 0 | 0 | 0 | 0 | 0 | 0 | 0 | 0 | 0
0 | 0 | 0 | 0 | 0 | 0 | 0 | 0 | 0 | 0 | 0 | 0 | 0 | 0 | 0 | 0 | 0 | 0 | 0 | 0 | 0
0 | 0 | 0 | 0 | 0 | 0 | 0 | 0 | 0 | 0 | 0 | 0 | 0 | 0 | 0 | 0 | 0 | 0 | 0 | 0 | 0
0 | 0 | 0 | 0 | 0 | 0 | 0 | 0 | 0 | 0 | 0 | 0 | 0 | 0 | 0 | 0 | 0 | 0 | 0 | 0 | 0
0 | 0 | 0 | 0 | 0 | 0 | 0 | 0 | 0 | 0 | 0 | 0 | 0 | 0 | 0 | 0 | 0 | 0 | 0 | 0 | 0
0 | 0 | 0 | 0 | 0 | 0 | 0 | 0 | 0 | 0 | 0 | 0 | 0 | 0 | 0 | 0 | 0 | 0 | 0 | 0 | 0
0 | 0 | 0 | 0 | 0 | 0 | 0 | 0 | 0 | 0 | 0 | 0 | 0 | 0 | 0 | 0 | 0 | 0 | 0 | 0 | 0
0 | 0 | 0 | 0 | 0 | 0 | 0 | 0 | 0 | 0 | 0 | 0 | 0 | 0 | 0 | 0 | 0 | 0 | 0 | 0 | 0
0 | 0 | 0 | 0 | 0 | 0 | 0 | 0 | 0 | 0 | 0 | 0 | 0 | 0 | 0 | 0 | 0 | 0 | 0 | 0 | 0
0 | 0 | 0 | 0 | 0 | 0 | 0 | 0 | 0 | 0 | 0 | 0 | 0 | 0 | 0 | 0 | 0 | 0 | 0 | 0 | 0
0 | 0 | 0 | 0 | 0 | 0 | 0 | 0 | 0 | 0 | 0 | 0 | 0 | 0 | 0 | 0 | 0 | 0 | 0 | 0 | 0
0 | 0 | 0 | 0 | 0 | 0 | 0 | 0 | 0 | 0 | 0 | 0 | 0 | 0 | 0 | 0 | 0 | 0 | 0 | 0 | 0
0 | 0 | 0 | 0 | 0 | 0 | 0 | 0 | 0 | 0 | 0 | 0 | 0 | 0 | 0 | 0 | 0 | 0 | 0 | 0 | 0
0 | 0 | 0 | 0 | 0 | 0 | 0 | 0 | 0 | 0 | 0 | 0 | 0 | 0 | 0 | 0 | 0 | 0 | 0 | 0 | 0
0 | 0 | 0 | 0 | 0 | 0 | 0 | 0 | 0 | 0 | 0 | 0 | 0 | 0 | 0 | 0 | 0 | 0 | 0 | 0 | 0
0 | 0 | 0 | 0 | 0 | 0 | 0 | 0 | 0 | 0 | 0 | 0 | 0 | 0 | 0 | 0 | 0 | 0 | 0 | 0 | 0
0 | 0 | 0 | 0 | 0 | 0 | 0 | 0 | 0 | 0 | 0 | 0 | 0 | 0 | 0 | 0 | 0 | 0 | 0 | 0 | 0
0 | 0 | 0 | 0 | 0 | 0 | 0 | 0 | 0 | 0 | 0 | 0 | 0 | 0 | 0 | 0 | 0 | 0 | 0 | 0 | 0
0 | 0 | 0 | 0 | 0 | 0 | 0 | 0 | 0 | 0 | 0 | 0 | 0 | 0 | 0 | 0 | 0 | 0 | 0 | 0 | 0
0 | 0 | 0 | 0 | 0 | 0 | 0 | 0 | 0 | 0 | 0 | 0 | 0 | 0 | 0 | 0 | 0 | 0 | 0 | 0 | 0
0 | 0 | 0 | 0 | 0 | 0 | 0 | 0 | 0 | 0 | 0 | 0 | 0 | 0 | 0 | 0 | 0 | 0 | 0 | 0 | 0
0 | 0 | 0 | 0 | 0 | 0 | 0 | 0 | 0 | 0 | 0 | 0 | 0 | 0 | 0 | 0 | 0 | 0 | 0 | 0 | 0
0 | 0 | 0 | 0 | 0 | 0 | 0 | 0 | 0 | 0 | 0 | 0 | 0 | 0 | 0 | 0 | 0 | 0 | 0 | 0 | 0
0 | 0 | 0 | 0 | 0 | 0 | 0 | 0 | 0 | 0 | 0 | 0 | 0 | 0 | 0 | 0 | 0 | 0 | 0 | 0 | 0
0 | 0 | 0 | 0 | 0 | 0 | 0 | 0 | 0 | 0 | 0 | 0 | 0 | 0 | 0 | 0 | 0 | 0 | 0 | 0 | 0
0 | 0 | 0 | 0 | 0 | 0 | 0 | 0 | 0 | 0 | 0 | 0 | 0 | 0 | 0 | 0 | 0 | 0 | 0 | 0 | 0
0 | 0 | 0 | 0 | 0 | 0 | 0 | 0 | 0 | 0 | 0 | 0 | 0 | 0 | 0 | 0 | 0 | 0 | 0 | 0 | 0
0 | 0 | 0 | 0 | 0 | 0 | 0 | 0 | 0 | 0 | 0 | 0 | 0 | 0 | 0 | 0 | 0 | 0 | 0 | 0 | 0
0 | 0 | 0 | 0 | 0 | 0 | 0 | 0 | 0 | 0 | 0 | 0 | 0 | 0 | 0 | 0 | 0 | 0 | 0 | 0 | 0
0 | 0 | 0 | 0 | 0 | 0 | 0 | 0 | 0 | 0 | 0 | 0 | 0 | 0 | 0 | 0 | 0 | 0 | 0 | 0 | 0
0 | 0 | 0 | 0 | 0 | 0 | 0 | 0 | 0 | 0 | 0 | 0 | 0 | 0 | 0 | 0 | 0 | 0 | 0 | 0 | 0
0 | 0 | 0 | 0 | 0 | 0 | 0 | 0 | 0 | 0 | 0 | 0 | 0 | 0 | 0 | 0 | 0 | 0 | 0 | 0 | 0
0 | 0 | 0 | 0 | 0 | 0 | 0 | 0 | 0 | 0 | 0 | 0 | 0 | 0 | 0 | 0 | 0 | 0 | 0 | 0 | 0
0 | 0 | 0 | 0 | 0 | 0 | 0 | 0 | 0 | 0 | 0 | 0 | 0 | 0 | 0 | 0 | 0 | 0 | 0 | 0 | 0
0 | 0 | 0 | 0 | 0 | 0 | 0 | 0 | 0 | 0 | 0 | 0 | 0 | 0 | 0 | 0 | 0 | 0 | 0 | 0 | 0
0 | 0 | 0 | 0 | 0 | 0 | 0 | 0 | 0 | 0 | 0 | 0 | 0 | 0 | 0 | 0 | 0 | 0 | 0 | 0 | 0
0 | 0 | 0 | 0 | 0 | 0 | 0 | 0 | 0 | 0 | 0 | 0 | 0 | 0 | 0 | 0 | 0 | 0 | 0 | 0 | 0
0 | 0 | 0 | 0 | 0 | 0 | 0 | 0 | 0 | 0 | 0 | 0 | 0 | 0 | 0 | 0 | 0 | 0 | 0 | 0 | 0
0 | 0 | 0 | 0 | 0 | 0 | 0 | 0 | 0 | 0 | 0 | 0 | 0 | 0 | 0 | 0 | 0 | 0 | 0 | 0 | 0
0 | 0 | 0 | 0 | 0 | 0 | 0 | 0 | 0 | 0 | 0 | 0 | 0 | 0 | 0 | 0 | 0 | 0 | 0 | 0 | 0
0 | 0 | 0 | 0 | 0 | 0 | 0 | 0 | 0 | 0 | 0 | 0 | 0 | 0 | 0 | 0 | 0 | 0 | 0 | 0 | 0
0 | 0 | 0 | 0 | 0 | 0 | 0 | 0 | 0 | 0 | 0 | 0 | 0 | 0 | 0 | 0 | 0 | 0 | 0 | 0 | 0
0 | 0 | 0 | 0 | 0 | 0 | 0 | 0 | 0 | 0 | 0 | 0 | 0 | 0 | 0 | 0 | 0 | 0 | 0 | 0 | 0
0 | 0 | 0 | 0 | 0 | 0 | 0 | 0 | 0 | 0 | 0 | 0 | 0 | 0 | 0 | 0 | 0 | 0 | 0 | 0 | 0
0 | 0 | 0 | 0 | 0 | 0 | 0 | 0 | 0 | 0 | 0 | 0 | 0 | 0 | 0 | 0 | 0 | 0 | 0 | 0 | 0
0 | 0 | 0 | 0 | 0 | 0 | 0 | 0 | 0 | 0 | 0 | 0 | 0 | 0 | 0 | 0 | 0 | 0 | 0 | 0 | 0
0 | 0 | 0 | 0 | 0 | 0 | 0 | 0 | 0 | 0 | 0 | 0 | 0 | 0 | 0 | 0 | 0 | 0 | 0 | 0 | 0
0 | 0 | 0 | 0 | 0 | 0 | 0 | 0 | 0 | 0 | 0 | 0 | 0 | 0 | 0 | 0 | 0 | 0 | 0 | 0 | 0
0 | 0 | 0 | 0 | 0 | 0 | 0 | 0 | 0 | 0 | 0 | 0 | 0 | 0 | 0 | 0 | 0 | 0 | 0 | 0 | 0
0 | 0 | 0 | 0 | 0 | 0 | 0 | 0 | 0 | 0 | 0 | 0 | 0 | 0 | 0 | 0 | 0 | 0 | 0 | 0 | 0
0 | 0 | 0 | 0 | 0 | 0 | 0 | 0 | 0 | 0 | 0 | 0 | 0 | 0 | 0 | 0 | 0 | 0 | 0 | 0 | 0
0 | 0 | 0 | 0 | 0 | 0 | 0 | 0 | 0 | 0 | 0 | 0 | 0 | 0 | 0 | 0 | 0 | 0 | 0 | 0 | 0
0 | 0 | 0 | 0 | 0 | 0 | 0 | 0 | 0 | 0 | 0 | 0 | 0 | 0 | 0 | 0 | 0 | 0 | 0 | 0 | 0
0 | 0 | 0 | 0 | 0 | 0 | 0 | 0 | 0 | 0 | 0 | 0 | 0 | 0 | 0 | 0 | 0 | 0 | 0 | 0 | 0
0 | 0 | 0 | 0 | 0 | 0 | 0 | 0 | 0 | 0 | 0 | 0 | 0 | 0 | 0 | 0 | 0 | 0 | 0 | 0 | 0
0 | 0 | 0 | 0 | 0 | 0 | 0 | 0 | 0 | 0 | 0 | 0 | 0 | 0 | 0 | 0 | 0 | 0 | 0 | 0 | 0
0 | 0 | 0 | 0 | 0 | 0 | 0 | 0 | 0 | 0 | 0 | 0 | 0 | 0 | 0 | 0 | 0 | 0 | 0 | 0 | 0
0 | 0 | 0 | 0 | 0 | 0 | 0 | 0 | 0 | 0 | 0 | 0 | 0 | 0 | 0 | 0 | 0 | 0 | 0 | 0 | 0
0 | 0 | 0 | 0 | 0 | 0 | 0 | 0 | 0 | 0 | 0 | 0 | 0 | 0 | 0 | 0 | 0 | 0 | 0 | 0 | 0
0 | 0 | 0 | 0 | 0 | 0 | 0 | 0 | 0 | 0 | 0 | 0 | 0 | 0 | 0 | 0 | 0 | 0 | 0 | 0 | 0
0 | 0 | 0 | 0 | 0 | 0 | 0 | 0 | 0 | 0 | 0 | 0 | 0 | 0 | 0 | 0 | 0 | 0 | 0 | 0 | 0
0 | 0 | 0 | 0 | 0 | 0 | 0 | 0 | 0 | 0 | 0 | 0 | 0 | 0 | 0 | 0 | 0 | 0 | 0 | 0 | 0
0 | 0 | 0 | 0 | 0 | 0 | 0 | 0 | 0 | 0 | 0 | 0 | 0 | 0 | 0 | 0 | 0 | 0 | 0 | 0 | 0
0 | 0 | 0 | 0 | 0 | 0 | 0 | 0 | 0 | 0 | 0 | 0 | 0 | 0 | 0 | 0 | 0 | 0 | 0 | 0 | 0
0 | 0 | 0 | 0 | 0 | 0 | 0 | 0 | 0 | 0 | 0 | 0 | 0 | 0 | 0 | 0 | 0 | 0 | 0 | 0 | 0
0 | 0 | 0 | 0 | 0 | 0 | 0 | 0 | 0 | 0 | 0 | 0 | 0 | 0 | 0 | 0 | 0 | 0 | 0 | 0 | 0
0 | 0 | 0 | 0 | 0 | 0 | 0 | 0 | 0 | 0 | 0 | 0 | 0 | 0 | 0 | 0 | 0 | 0 | 0 | 0 | 0
0 | 0 | 0 | 0 | 0 | 0 | 0 | 0 | 0 | 0 | 0 | 0 | 0 | 0 | 0 | 0 | 0 | 0 | 0 | 0 | 0
0 | 0 | 0 | 0 | 0 | 0 | 0 | 0 | 0 | 0 | 0 | 0 | 0 | 0 | 0 | 0 | 0 | 0 | 0 | 0 | 0
0 | 0 | 0 | 0 | 0 | 0 | 0 | 0 | 0 | 0 | 0 | 0 | 0 | 0 | 0 | 0 | 0 | 0 | 0 | 0 | 0
0 | 0 | 0 | 0 | 0 | 0 | 0 | 0 | 0 | 0 | 0 | 0 | 0 | 0 | 0 | 0 | 0 | 0 | 0 | 0 | 0
0 | 0 | 0 | 0 | 0 | 0 | 0 | 0 | 0 | 0 | 0 | 0 | 0 | 0 | 0 | 0 | 0 | 0 | 0 | 0 | 0
0 | 0 | 0 | 0 | 0 | 0 | 0 | 0 | 0 | 0 | 0 | 0 | 0 | 0 | 0 | 0 | 0 | 0 | 0 | 0 | 0
0 | 0 | 0 | 0 | 0 | 0 | 0 | 0 | 0 | 0 | 0 | 0 | 0 | 0 | 0 | 0 | 0 | 0 | 0 | 0 | 0
0 | 0 | 0 | 0 | 0 | 0 | 0 | 0 | 0 | 0 | 0 | 0 | 0 | 0 | 0 | 0 | 0 | 0 | 0 | 0 | 0
0 | 0 | 0 | 0 | 0 | 0 | 0 | 0 | 0 | 0 | 0 | 0 | 0 | 0 | 0 | 0 | 0 | 0 | 0 | 0 | 0
0 | 0 | 0 | 0 | 0 | 0 | 0 | 0 | 0 | 0 | 0 | 0 | 0 | 0 | 0 | 0 | 0 | 0 | 0 | 0 | 0
0 | 0 | 0 | 0 | 0 | 0 | 0 | 0 | 0 | 0 | 0 | 0 | 0 | 0 | 0 | 0 | 0 | 0 | 0 | 0 | 0
0 | 0 | 0 | 0 | 0 | 0 | 0 | 0 | 0 | 0 | 0 | 0 | 0 | 0 | 0 | 0 | 0 | 0 | 0 | 0 | 0
0 | 0 | 0 | 0 | 0 | 0 | 0 | 0 | 0 | 0 | 0 | 0 | 0 | 0 | 0 | 0 | 0 | 0 | 0 | 0 | 0
0 | 0 | 0 | 0 | 0 | 0 | 0 | 0 | 0 | 0 | 0 | 0 | 0 | 0 | 0 | 0 | 0 | 0 | 0 | 0 | 0
0 | 0 | 0 | 0 | 0 | 0 | 0 | 0 | 0 | 0 | 0 | 0 | 0 | 0 | 0 | 0 | 0 | 0 | 0 | 0 | 0
0 | 0 | 0 | 0 | 0 | 0 | 0 | 0 | 0 | 0 | 0 | 0 | 0 | 0 | 0 | 0 | 0 | 0 | 0 | 0 | 0
0 | 0 | 0 | 0 | 0 | 0 | 0 | 0 | 0 | 0 | 0 | 0 | 0 | 0 | 0 | 0 | 0 | 0 | 0 | 0 | 0
0 | 0 | 0 | 0 | 0 | 0 | 0 | 0 | 0 | 0 | 0 | 0 | 0 | 0 | 0 | 0 | 0 | 0 | 0 | 0 | 0
0 | 0 | 0 | 0 | 0 | 0 | 0 | 0 | 0 | 0 | 0 | 0 | 0 | 0 | 0 | 0 | 0 | 0 | 0 | 0 | 0
0 | 0 | 0 | 0 | 0 | 0 | 0 | 0 | 0 | 0 | 0 | 0 | 0 | 0 | 0 | 0 | 0 | 0 | 0 | 0 | 0
0 | 0 | 0 | 0 | 0 | 0 | 0 | 0 | 0 | 0 | 0 | 0 | 0 | 0 | 0 | 0 | 0 | 0 | 0 | 0 | 0
0 | 0 | 0 | 0 | 0 | 0 | 0 | 0 | 0 | 0 | 0 | 0 | 0 | 0 | 0 | 0 | 0 | 0 | 0 | 0 | 0
0 | 0 | 0 | 0 | 0 | 0 | 0 | 0 | 0 | 0 | 0 | 0 | 0 | 0 | 0 | 0 | 0 | 0 | 0 | 0 | 0
0 | 0 | 0 | 0 | 0 | 0 | 0 | 0 | 0 | 0 | 0 | 0 | 0 | 0 | 0 | 0 | 0 | 0 | 0 | 0 | 0
0 | 0 | 0 | 0 | 0 | 0 | 0 | 0 | 0 | 0 | 0 | 0 | 0 | 0 | 0 | 0 | 0 | 0 | 0 | 0 | 0
0 | 0 | 0 | 0 | 0 | 0 | 0 | 0 | 0 | 0 | 0 | 0 | 0 | 0 | 0 | 0 | 0 | 0 | 0 | 0 | 0
0 | 0 | 0 | 0 | 0 | 0 | 0 | 0 | 0 | 0 | 0 | 0 | 0 | 0 | 0 | 0 | 0 | 0 | 0 | 0 | 0
0 | 0 | 0 | 0 | 0 | 0 | 0 | 0 | 0 | 0 | 0 | 0 | 0 | 0 | 0 | 0 | 0 | 0 | 0 | 0 | 0
0 | 0 | 0 | 0 | 0 | 0 | 0 | 0 | 0 | 0 | 0 | 0 | 0 | 0 | 0 | 0 | 0 | 0 | 0 | 0 | 0
0 | 0 | 0 | 0 | 0 | 0 | 0 | 0 | 0 | 0 | 0 | 0 | 0 | 0 | 0 | 0 | 0 | 0 | 0 | 0 | 0
0 | 0 | 0 | 0 | 0 | 0 | 0 | 0 | 0 | 0 | 0 | 0 | 0 | 0 | 0 | 0 | 0 | 0 | 0 | 0 | 0
0 | 0 | 0 | 0 | 0 | 0 | 0 | 0 | 0 | 0 | 0 | 0 | 0 | 0 | 0 | 0 | 0 | 0 | 0 | 0 | 0
0 | 0 | 0 | 0 | 0 | 0 | 0 | 0 | 0 | 0 | 0 | 0 | 0 | 0 | 0 | 0 | 0 | 0 | 0 | 0 | 0
0 | 0 | 0 | 0 | 0 | 0 | 0 | 0 | 0 | 0 | 0 | 0 | 0 | 0 | 0 | 0 | 0 | 0 | 0 | 0 | 0
0 | 0 | 0 | 0 | 0 | 0 | 0 | 0 | 0 | 0 | 0 | 0 | 0 | 0 | 0 | 0 | 0 | 0 | 0 | 0 | 0
0 | 0 | 0 | 0 | 0 | 0 | 0 | 0 | 0 | 0 | 0 | 0 | 0 | 0 | 0 | 0 | 0 | 0 | 0 | 0 | 0
0 | 0 | 0 | 0 | 0 | 0 | 0 | 0 | 0 | 0 | 0 | 0 | 0 | 0 | 0 | 0 | 0 | 0 | 0 | 0 | 0
0 | 0 | 0 | 0 | 0 | 0 | 0 | 0 | 0 | 0 | 0 | 0 | 0 | 0 | 0 | 0 | 0 | 0 | 0 | 0 | 0
0 | 0 | 0 | 0 | 0 | 0 | 0 | 0 | 0 | 0 | 0 | 0 | 0 | 0 | 0 | 0 | 0 | 0 | 0 | 0 | 0
0 | 0 | 0 | 0 | 0 | 0 | 0 | 0 | 0 | 0 | 0 | 0 | 0 | 0 | 0 | 0 | 0 | 0 | 0 | 0 | 0
0 | 0 | 0 | 0 | 0 | 0 | 0 | 0 | 0 | 0 | 0 | 0 | 0 | 0 | 0 | 0 | 0 | 0 | 0 | 0 | 0
0 | 0 | 0 | 0 | 0 | 0 | 0 | 0 | 0 | 0 | 0 | 0 | 0 | 0 | 0 | 0 | 0 | 0 | 0 | 0 | 0
0 | 0 | 0 | 0 | 0 | 0 | 0 | 0 | 0 | 0 | 0 | 0 | 0 | 0 | 0 | 0 | 0 | 0 | 0 | 0 | 0
0 | 0 | 0 | 0 | 0 | 0 | 0 | 0 | 0 | 0 | 0 | 0 | 0 | 0 | 0 | 0 | 0 | 0 | 0 | 0 | 0
0 | 0 | 0 | 0 | 0 | 0 | 0 | 0 | 0 | 0 | 0 | 0 | 0 | 0 | 0 | 0 | 0 | 0 | 0 | 0 | 0
0 | 0 | 0 | 0 | 0 | 0 | 0 | 0 | 0 | 0 | 0 | 0 | 0 | 0 | 0 | 0 | 0 | 0 | 0 | 0 | 0
0 | 0 | 0 | 0 | 0 | 0 | 0 | 0 | 0 | 0 | 0 | 0 | 0 | 0 | 0 | 0 | 0 | 0 | 0 | 0 | 0
0 | 0 | 0 | 0 | 0 | 0 | 0 | 0 | 0 | 0 | 0 | 0 | 0 | 0 | 0 | 0 | 0 | 0 | 0 | 0 | 0
0 | 0 | 0 | 0 | 0 | 0 | 0 | 0 | 0 | 0 | 0 | 0 | 0 | 0 | 0 | 0 | 0 | 0 | 0 | 0 | 0
0 | 0 | 0 | 0 | 0 | 0 | 0 | 0 | 0 | 0 | 0 | 0 | 0 | 0 | 0 | 0 | 0 | 0 | 0 | 0 | 0
0 | 0 | 0 | 0 | 0 | 0 | 0 | 0 | 0 | 0 | 0 | 0 | 0 | 0 | 0 | 0 | 0 | 0 | 0 | 0 | 0
0 | 0 | 0 | 0 | 0 | 0 | 0 | 0 | 0 | 0 | 0 | 0 | 0 | 0 | 0 | 0 | 0 | 0 | 0 | 0 | 0
0 | 0 | 0 | 0 | 0 | 0 | 0 | 0 | 0 | 0 | 0 | 0 | 0 | 0 | 0 | 0 | 0 | 0 | 0 | 0 | 0
0 | 0 | 0 | 0 | 0 | 0 | 0 | 0 | 0 | 0 | 0 | 0 | 0 | 0 | 0 | 0 | 0 | 0 | 0 | 0 | 0
0 | 0 | 0 | 0 | 0 | 0 | 0 | 0 | 0 | 0 | 0 | 0 | 0 | 0 | 0 | 0 | 0 | 0 | 0 | 0 | 0
0 | 0 | 0 | 0 | 0 | 0 | 0 | 0 | 0 | 0 | 0 | 0 | 0 | 0 | 0 | 0 | 0 | 0 | 0 | 0 | 0
0 | 0 | 0 | 0 | 0 | 0 | 0 | 0 | 0 | 0 | 0 | 0 | 0 | 0 | 0 | 0 | 0 | 0 | 0 | 0 | 0
0 | 0 | 0 | 0 | 0 | 0 | 0 | 0 | 0 | 0 | 0 | 0 | 0 | 0 | 0 | 0 | 0 | 0 | 0 | 0 | 0
0 | 0 | 0 | 0 | 0 | 0 | 0 | 0 | 0 | 0 | 0 | 0 | 0 | 0 | 0 | 0 | 0 | 0 | 0 | 0 | 0
0 | 0 | 0 | 0 | 0 | 0 | 0 | 0 | 0 | 0 | 0 | 0 | 0 | 0 | 0 | 0 | 0 | 0 | 0 | 0 | 0
0 | 0 | 0 | 0 | 0 | 0 | 0 | 0 | 0 | 0 | 0 | 0 | 0 | 0 | 0 | 0 | 0 | 0 | 0 | 0 | 0
0 | 0 | 0 | 0 | 0 | 0 | 0 | 0 | 0 | 0 | 0 | 0 | 0 | 0 | 0 | 0 | 0 | 0 | 0 | 0 | 0
0 | 0 | 0 | 0 | 0 | 0 | 0 | 0 | 0 | 0 | 0 | 0 | 0 | 0 | 0 | 0 | 0 | 0 | 0 | 0 | 0
0 | 0 | 0 | 0 | 0 | 0 | 0 | 0 | 0 | 0 | 0 | 0 | 0 | 0 | 0 | 0 | 0 | 0 | 0 | 0 | 0
0 | 0 | 0 | 0 | 0 | 0 | 0 | 0 | 0 | 0 | 0 | 0 | 0 | 0 | 0 | 0 | 0 | 0 | 0 | 0 | 0
0 | 0 | 0 | 0 | 0 | 0 | 0 | 0 | 0 | 0 | 0 | 0 | 0 | 0 | 0 | 0 | 0 | 0 | 0 | 0 | 0
0 | 0 | 0 | 0 | 0 | 0 | 0 | 0 | 0 | 0 | 0 | 0 | 0 | 0 | 0 | 0 | 0 | 0 | 0 | 0 | 0
0 | 0 | 0 | 0 | 0 | 0 | 0 | 0 | 0 | 0 | 0 | 0 | 0 | 0 | 0 | 0 | 0 | 0 | 0 | 0 | 0
0 | 0 | 0 | 0 | 0 | 0 | 0 | 0 | 0 | 0 | 0 | 0 | 0 | 0 | 0 | 0 | 0 | 0 | 0 | 0 | 0
0 | 0 | 0 | 0 | 0 | 0 | 0 | 0 | 0 | 0 | 0 | 0 | 0 | 0 | 0 | 0 | 0 | 0 | 0 | 0 | 0
0 | 0 | 0 | 0 | 0 | 0 | 0 | 0 | 0 | 0 | 0 | 0 | 0 | 0 | 0 | 0 | 0 | 0 | 0 | 0 | 0
0 | 0 | 0 | 0 | 0 | 0 | 0 | 0 | 0 | 0 | 0 | 0 | 0 | 0 | 0 | 0 | 0 | 0 | 0 | 0 | 0
0 | 0 | 0 | 0 | 0 | 0 | 0 | 0 | 0 | 0 | 0 | 0 | 0 | 0 | 0 | 0 | 0 | 0 | 0 | 0 | 0
0 | 0 | 0 | 0 | 0 | 0 | 0 | 0 | 0 | 0 | 0 | 0 | 0 | 0 | 0 | 0 | 0 | 0 | 0 | 0 | 0
0 | 0 | 0 | 0 | 0 | 0 | 0 | 0 | 0 | 0 | 0 | 0 | 0 | 0 | 0 | 0 | 0 | 0 | 0 | 0 | 0
0 | 0 | 0 | 0 | 0 | 0 | 0 | 0 | 0 | 0 | 0 | 0 | 0 | 0 | 0 | 0 | 0 | 0 | 0 | 0 | 0
0 | 0 | 0 | 0 | 0 | 0 | 0 | 0 | 0 | 0 | 0 | 0 | 0 | 0 | 0 | 0 | 0 | 0 | 0 | 0 | 0
0 | 0 | 0 | 0 | 0 | 0 | 0 | 0 | 0 | 0 | 0 | 0 | 0 | 0 | 0 | 0 | 0 | 0 | 0 | 0 | 0
0 | 0 | 0 | 0 | 0 | 0 | 0 | 0 | 0 | 0 | 0 | 0 | 0 | 0 | 0 | 0 | 0 | 0 | 0 | 0 | 0
0 | 0 | 0 | 0 | 0 | 0 | 0 | 0 | 0 | 0 | 0 | 0 | 0 | 0 | 0 | 0 | 0 | 0 | 0 | 0 | 0
0 | 0 | 0 | 0 | 0 | 0 | 0 | 0 | 0 | 0 | 0 | 0 | 0 | 0 | 0 | 0 | 0 | 0 | 0 | 0 | 0
0 | 0 | 0 | 0 | 0 | 0 | 0 | 0 | 0 | 0 | 0 | 0 | 0 | 0 | 0 | 0 | 0 | 0 | 0 | 0 | 0
0 | 0 | 0 | 0 | 0 | 0 | 0 | 0 | 0 | 0 | 0 | 0 | 0 | 0 | 0 | 0 | 0 | 0 | 0 | 0 | 0
0 | 0 | 0 | 0 | 0 | 0 | 0 | 0 | 0 | 0 | 0 | 0 | 0 | 0 | 0 | 0 | 0 | 0 | 0 | 0 | 0
0 | 0 | 0 | 0 | 0 | 0 | 0 | 0 | 0 | 0 | 0 | 0 | 0 | 0 | 0 | 0 | 0 | 0 | 0 | 0 | 0
0 | 0 | 0 | 0 | 0 | 0 | 0 | 0 | 0 | 0 | 0 | 0 | 0 | 0 | 0 | 0 | 0 | 0 | 0 | 0 | 0
0 | 0 | 0 | 0 | 0 | 0 | 0 | 0 | 0 | 0 | 0 | 0 | 0 | 0 | 0 | 0 | 0 | 0 | 0 | 0 | 0
0 | 0 | 0 | 0 | 0 | 0 | 0 | 0 | 0 | 0 | 0 | 0 | 0 | 0 | 0 | 0 | 0 | 0 | 0 | 0 | 0
0 | 0 | 0 | 0 | 0 | 0 | 0 | 0 | 0 | 0 | 0 | 0 | 0 | 0 | 0 | 0 | 0 | 0 | 0 | 0 | 0
0 | 0 | 0 | 0 | 0 | 0 | 0 | 0 | 0 | 0 | 0 | 0 | 0 | 0 | 0 | 0 | 0 | 0 | 0 | 0 | 0
0 | 0 | 0 | 0 | 0 | 0 | 0 | 0 | 0 | 0 | 0 | 0 | 0 | 0 | 0 | 0 | 0 | 0 | 0 | 0 | 0
0 | 0 | 0 | 0 | 0 | 0 | 0 | 0 | 0 | 0 | 0 | 0 | 0 | 0 | 0 | 0 | 0 | 0 | 0 | 0 | 0
0 | 0 | 0 | 0 | 0 | 0 | 0 | 0 | 0 | 0 | 0 | 0 | 0 | 0 | 0 | 0 | 0 | 0 | 0 | 0 | 0
0 | 0 | 0 | 0 | 0 | 0 | 0 | 0 | 0 | 0 | 0 | 0 | 0 | 0 | 0 | 0 | 0 | 0 | 0 | 0 | 0
0 | 0 | 0 | 0 | 0 | 0 | 0 | 0 | 0 | 0 | 0 | 0 | 0 | 0 | 0 | 0 | 0 | 0 | 0 | 0 | 0
0 | 0 | 0 | 0 | 0 | 0 | 0 | 0 | 0 | 0 | 0 | 0 | 0 | 0 | 0 | 0 | 0 | 0 | 0 | 0 | 0
0 | 0 | 0 | 0 | 0 | 0 | 0 | 0 | 0 | 0 | 0 | 0 | 0 | 0 | 0 | 0 | 0 | 0 | 0 | 0 | 0
0 | 0 | 0 | 0 | 0 | 0 | 0 | 0 | 0 | 0 | 0 | 0 | 0 | 0 | 0 | 0 | 0 | 0 | 0 | 0 | 0
0 | 0 | 0 | 0 | 0 | 0 | 0 | 0 | 0 | 0 | 0 | 0 | 0 | 0 | 0 | 0 | 0 | 0 | 0 | 0 | 0
0 | 0 | 0 | 0 | 0 | 0 | 0 | 0 | 0 | 0 | 0 | 0 | 0 | 0 | 0 | 0 | 0 | 0 | 0 | 0 | 0
0 | 0 | 0 | 0 | 0 | 0 | 0 | 0 | 0 | 0 | 0 | 0 | 0 | 0 | 0 | 0 | 0 | 0 | 0 | 0 | 0
0 | 0 | 0 | 0 | 0 | 0 | 0 | 0 | 0 | 0 | 0 | 0 | 0 | 0 | 0 | 0 | 0 | 0 | 0 | 0 | 0
0 | 0 | 0 | 0 | 0 | 0 | 0 | 0 | 0 | 0 | 0 | 0 | 0 | 0 | 0 | 0 | 0 | 0 | 0 | 0 | 0
0 | 0 | 0 | 0 | 0 | 0 | 0 | 0 | 0 | 0 | 0 | 0 | 0 | 0 | 0 | 0 | 0 | 0 | 0 | 0 | 0
0 | 0 | 0 | 0 | 0 | 0 | 0 | 0 | 0 | 0 | 0 | 0 | 0 | 0 | 0 | 0 | 0 | 0 | 0 | 0 | 0
0 | 0 | 0 | 0 | 0 | 0 | 0 | 0 | 0 | 0 | 0 | 0 | 0 | 0 | 0 | 0 | 0 | 0 | 0 | 0 | 0
0 | 0 | 0 | 0 | 0 | 0 | 0 | 0 | 0 | 0 | 0 | 0 | 0 | 0 | 0 | 0 | 0 | 0 | 0 | 0 | 0
0 | 0 | 0 | 0 | 0 | 0 | 0 | 0 | 0 | 0 | 0 | 0 | 0 | 0 | 0 | 0 | 0 | 0 | 0 | 0 | 0
0 | 0 | 0 | 0 | 0 | 0 | 0 | 0 | 0 | 0 | 0 | 0 | 0 | 0 | 0 | 0 | 0 | 0 | 0 | 0 | 0
0 | 0 | 0 | 0 | 0 | 0 | 0 | 0 | 0 | 0 | 0 | 0 | 0 | 0 | 0 | 0 | 0 | 0 | 0 | 0 | 0
0 | 0 | 0 | 0 | 0 | 0 | 0 | 0 | 0 | 0 | 0 | 0 | 0 | 0 | 0 | 0 | 0 | 0 | 0 | 0 | 0
0 | 0 | 0 | 0 | 0 | 0 | 0 | 0 | 0 | 0 | 0 | 0 | 0 | 0 | 0 | 0 | 0 | 0 | 0 | 0 | 0
0 | 0 | 0 | 0 | 0 | 0 | 0 | 0 | 0 | 0 | 0 | 0 | 0 | 0 | 0 | 0 | 0 | 0 | 0 | 0 | 0

## Output
Program Summary |  |  |  |  | Performance Earnings Basis |  |  |  | Avoided Cost Version
Proposer Name |  | Southern California Edison |  |  | Resource Benefit, net. |  | 135104809.3068 |  | 2006-06-01
Program Name |  | Comprehensive Packaged Air Conditioning Systems |  |  | Incr Measure Cost, net. |  | 111626288.5964 |  | 2006-07-13
Total Program Budget ($) |  | 61057186.2111 |  |  | Program Incentive Cost, net |  | 38778278.75 |  | Base Year
Incentives and Rebates ($) |  | 38778278.75 | 34129668.8109 |  | Program Admin Cost |  | 22278907.4611 |  | 2006
Net Incremental Measure Cost ($) |  | 111626288.5964 |  |  | Performance Earnings Basis |  | 25482283.1981 |  | SCE Tool 3b4.xls
Program Impacts
| Annual Net kWh | Lifecycle Net kWh | Annual Net Therms | Lifecycle Net Therms | Net Jul-Sept Pk (kW) | Net Dec-Feb Pk (kW) | Net CEC (kW) | User Entered kW
2006-2008 | 161885049.6772 | 1560568543.9709 | 0 | 0 | 89146.6232 | 48414.5215 | 35129.0558 | 89146.6232
2009-2012 | 0 | 0 | 0 | 0 | 0 | 0 | 0 | 0
Total 2006-2012 | 161885049.6772 | 1560568543.9709 | 0 | 0 | 89146.6232 | 48414.5215 | 35129.0558 | 89146.6232
Cost Effectiveness (Lifecycle Present Value Dollars)
|  | Benefits |  |  | Benefit - Cost
| Cost | Electric | Gas | Incentives | NPV | B/C Ratio | Notes
Program TRC ($) | 133905196.0575 | 135104809.3068 | 0 | NA | 1199613.2493 | 1.009 | *1
Program PAC ($) | 56408576.272 | 135104809.3068 | 0 | NA | 78696233.0348 | 2.3951 | *1,2
Program RIM ($) | 209426917.2323 | 135104809.3068 | 0 | NA | -74322107.9255 | 0.64512 | *1
*1 B/C Ratio is an approximation because any supply cost increases are treated as negative benefits rather than as a cost as in the Standard Practice Manual
*2 PAC benefits include environmental costs. This is to be consistent with the TRC benefits, but is not strictly consistent with the Standard Practice Manual.
Levelized Cost and Benefit (All Measures Installed through 2012)
| Discounted Savings |  |  |  | Benefit - Cost
| kWh | Therms | Cost | Benefits | NPV
TRC ($/kWh ) | 979723879.3198 |  | 0.13668 | 0.1379 | 0.0012244
PAC ($/kWh) | 979723879.3198 |  | 0.057576 | 0.1379 | 0.080325
RIM ($/kWh) | 979723879.3198 |  | 0.21376 | 0.1379 | -0.07586
TRC ($/therm) |  | 0 | #DIV/0! | #DIV/0! | #DIV/0!
PAC ($/therm) |  | 0 | #DIV/0! | #DIV/0! | #DIV/0!
RIM ($/therm) |  | 0 | #DIV/0! | #DIV/0! | #DIV/0!
Emissions Reductions
| Electric Reductions |  |  | Gas Reductions
Annual Reductions | CO2 (tons) | NOX (lbs) | PM-10 (lbs) | CO2 (tons) | NOX (lbs)
2006 | 25912.6355 | 7548.5834 | 3260.1867 | 0 | 0 | * annual reductions are the units
2007 | 38284.8028 | 11144.8582 | 4817.7743 | 0 | 0 | implemented in the year, times
2008 | 38284.8028 | 11144.8582 | 4817.7743 | 0 | 0 | the annual emission reduction
2009 | 0 | 0 | 0 | 0 | 0 | for the measure.
2010 | 0 | 0 | 0 | 0 | 0
2011 | 0 | 0 | 0 | 0 | 0
2012 | 0 | 0 | 0 | 0 | 0
Total Annual | 102482.2411 | 29838.2998 | 12895.7353 | 0 | 0
Lifecycle Reductions
2006 | 247233.9242 | 71936.7975 | 31116.2932 | 0 | 0
2007 | 369505.4195 | 107443.4058 | 46513.9602 | 0 | 0
2008 | 369505.4195 | 107443.4058 | 46513.9602 | 0 | 0
2009 | 0 | 0 | 0 | 0 | 0
2010 | 0 | 0 | 0 | 0 | 0
2011 | 0 | 0 | 0 | 0 | 0
2012 | 0 | 0 | 0 | 0 | 0
Total Lifecycle | 986244.7631 | 286823.609 | 124144.2136 | 0 | 0
Reductions based on total annual installations
| Annual Net kWh | Lifecycle Net kWh | Annual Net Therms | Lifecycle Net Therms | Net July-Sept Peak (kW) | Net Dec-Feb (kW) | Net CEC (kW) | User Entered kW | Net Annual NCP (kW)
2006 | 40900411.9225 | 390920450.553 | 0 | 0 | 21779.1896 | 11857.8813 | 8875.3894 | 21779.1896 | 10889.5948
2007 | 60492318.8773 | 584824046.7089 | 0 | 0 | 33683.7168 | 18278.3201 | 13126.8332 | 33683.7168 | 27420.3968
2008 | 60492318.8773 | 584824046.7089 | 0 | 0 | 33683.7168 | 18278.3201 | 13126.8332 | 33683.7168 | 32880.1544
2009 | 0 | 0 | 0 | 0 | 0 | 0 | 0 | 0 | 16103.0994
2010 | 0 | 0 | 0 | 0 | 0 | 0 | 0 | 0 | -738.759
2011 | 0 | 0 | 0 | 0 | 0 | 0 | 0 | 0 | -1892.0417
2012 | 0 | 0 | 0 | 0 | 0 | 0 | 0 | 0 | -8671.8577
Total | 161885049.6772 | 1560568543.9709 | 0 | 0 | 89146.6232 | 48414.5215 | 35129.0558 | 89146.6232 | 75990.5869
Net Impacts by Sector (All Measures Installed through 2012)
| Annual Net kWh | Lifecycle Net kWh | Annual Net Therms | Lifecycle Net Therms | Net July-Sept Peak (kW) | Net Dec-Feb (kW) | Net CEC (kW) | User Entered kW | TRC Lifecycle Net Benefits* ($)
Total | 161885049.6772 | 1560568543.9709 | 0 | 0 | 89146.6232 | 48414.5215 | 35129.0558 | 89146.6232 | 1199613.2493
Residential | 24307354.9123 | 209524997.8167 | 0 | 0 | 13542.1567 | 1357.343 | 5274.696 | 13542.1567 | -2706857.2634
Small_Office | 0 | 0 | 0 | 0 | 0 | 0 | 0 | 0 | 0
Large_Office | 0 | 0 | 0 | 0 | 0 | 0 | 0 | 0 | 0
Small_Retail_Store | 0 | 0 | 0 | 0 | 0 | 0 | 0 | 0 | 0
Large_Retail_Store | 0 | 0 | 0 | 0 | 0 | 0 | 0 | 0 | 0
Grocery_Store | 0 | 0 | 0 | 0 | 0 | 0 | 0 | 0 | 0
Food_Store | 0 | 0 | 0 | 0 | 0 | 0 | 0 | 0 | 0
Restaurant | 0 | 0 | 0 | 0 | 0 | 0 | 0 | 0 | 0
Fast_Food_Restaurant | 0 | 0 | 0 | 0 | 0 | 0 | 0 | 0 | 0
Sit_Down_Restaurant | 0 | 0 | 0 | 0 | 0 | 0 | 0 | 0 | 0
Storage_Building | 0 | 0 | 0 | 0 | 0 | 0 | 0 | 0 | 0
Refrigerated_Warehouse | 0 | 0 | 0 | 0 | 0 | 0 | 0 | 0 | 0
Non-Refrig._Warehouse | 0 | 0 | 0 | 0 | 0 | 0 | 0 | 0 | 0
Hotel_Motel | 13605496.6521 | 179887204.4009 | 0 | 0 | 6986.2621 | 4457.3939 | 2952.3928 | 6986.2621 | 4215614.3498
Medical_Clinic | 0 | 0 | 0 | 0 | 0 | 0 | 0 | 0 | 0
School | 0 | 0 | 0 | 0 | 0 | 0 | 0 | 0 | 0
K_thru_12_School | 0 | 0 | 0 | 0 | 0 | 0 | 0 | 0 | 0
College_University | 0 | 0 | 0 | 0 | 0 | 0 | 0 | 0 | 0
Assembly | 0 | 0 | 0 | 0 | 0 | 0 | 0 | 0 | 0
Trans_Comm_Util | 0 | 0 | 0 | 0 | 0 | 0 | 0 | 0 | 0
Misc._Commercial | 123972198.1128 | 1171156341.7533 | 0 | 0 | 68618.2044 | 42599.7846 | 26901.967 | 68618.2044 | -309143.8371
Industrial | 0 | 0 | 0 | 0 | 0 | 0 | 0 | 0 | 0
Agricultural | 0 | 0 | 0 | 0 | 0 | 0 | 0 | 0 | 0
Hospital | 0 | 0 | 0 | 0 | 0 | 0 | 0 | 0 | 0
* Include program-level and admin costs allocated based to total gas and electric programs at the measure level.
Net Impacts by CPUC End Use Categories (All Measures Installed through 2012)
| Annual Net kWh | Lifecycle Net kWh | Annual Net Therms | Lifecycle Net Therms | Net July-Sept Peak (kW) | Net Dec-Feb Pk (kW) | Net CEC (kW) | User Entered kW | TRC Lifecycle Net Benefits* ($)
Total | 161885049.6772 | 1560568543.9709 | 0 | 0 | 89146.6232 | 48414.5215 | 35129.0558 | 89146.6232 | 1199613.2493
Clothes Dryer | 0 | 0 | 0 | 0 | 0 | 0 | 0 | 0 | 0
Clothes Washer | 0 | 0 | 0 | 0 | 0 | 0 | 0 | 0 | 0
Consumer Electronics | 0 | 0 | 0 | 0 | 0 | 0 | 0 | 0 | 0
Cooking | 0 | 0 | 0 | 0 | 0 | 0 | 0 | 0 | 0
Dishwasher | 0 | 0 | 0 | 0 | 0 | 0 | 0 | 0 | 0
Other Appliance | 0 | 0 | 0 | 0 | 0 | 0 | 0 | 0 | 0
Office Equipment | 0 | 0 | 0 | 0 | 0 | 0 | 0 | 0 | 0
Building shell | 0 | 0 | 0 | 0 | 0 | 0 | 0 | 0 | 0
Space Cooling | 161885049.6772 | 1560568543.9709 | 0 | 0 | 89146.6232 | 48414.5215 | 35129.0558 | 89146.6232 | 1199613.2493
Space Heating | 0 | 0 | 0 | 0 | 0 | 0 | 0 | 0 | 0
Ventilation | 0 | 0 | 0 | 0 | 0 | 0 | 0 | 0 | 0
Interior Lighting | 0 | 0 | 0 | 0 | 0 | 0 | 0 | 0 | 0
Exterior Lighting | 0 | 0 | 0 | 0 | 0 | 0 | 0 | 0 | 0
Daylighting | 0 | 0 | 0 | 0 | 0 | 0 | 0 | 0 | 0
Motors | 0 | 0 | 0 | 0 | 0 | 0 | 0 | 0 | 0
Process | 0 | 0 | 0 | 0 | 0 | 0 | 0 | 0 | 0
Compressed Air | 0 | 0 | 0 | 0 | 0 | 0 | 0 | 0 | 0
Food Processor | 0 | 0 | 0 | 0 | 0 | 0 | 0 | 0 | 0
Refrigeration | 0 | 0 | 0 | 0 | 0 | 0 | 0 | 0 | 0
Freezers | 0 | 0 | 0 | 0 | 0 | 0 | 0 | 0 | 0
Pumps | 0 | 0 | 0 | 0 | 0 | 0 | 0 | 0 | 0
Pool Pump | 0 | 0 | 0 | 0 | 0 | 0 | 0 | 0 | 0
Domestic Hot Water | 0 | 0 | 0 | 0 | 0 | 0 | 0 | 0 | 0
Water Heating | 0 | 0 | 0 | 0 | 0 | 0 | 0 | 0 | 0
Other | 0 | 0 | 0 | 0 | 0 | 0 | 0 | 0 | 0
* Include program-level and admin costs allocated based to total gas and electric programs at the measure level.
Net Impacts by Climate Zone (All Measures Installed through 2012)
| Annual Net kWh | Lifecycle Net kWh | Annual Net Therms | Lifecycle Net Therms | Net July-Sept Peak (kW) | Net dec-Feb Pk (kW) | Net CEC (kW) | User Entered kW | TRC Lifecycle Net Benefits* ($)
Total | 161885049.6772 | 1560568543.9709 | 0 | 0 | 89146.6232 | 48414.5215 | 35129.0558 | 35129.0558 | 1199613.2493
6 | 1119275.2573 | 8653707.8031 | 0 | 0 | 634.4164 | 394.6388 | 242.8827 | 242.8827 | 90799.1443
8 | 29939855.9164 | 313799012.0598 | 0 | 0 | 23903.5826 | 13636.0968 | 6496.9487 | 6496.9487 | -5966679.4039
9 | 22490538.2806 | 232647539.0615 | 0 | 0 | 13456.1786 | 7270.8714 | 4880.4468 | 4880.4468 | -3941765.0025
10 | 37401476.3264 | 392937643.4624 | 0 | 0 | 27117.1991 | 15328.9861 | 8116.1204 | 8116.1204 | -4359171.881
13 | 5757761.3546 | 60168890.5863 | 0 | 0 | 3888.5581 | 2153.6514 | 1249.4342 | 1249.4342 | -491151.4888
14 | 8504926.415 | 87240061.4921 | 0 | 0 | 6678.5308 | 3126.9336 | 1845.569 | 1845.569 | -1267915.5567
15 | 11871216.1269 | 106721689.5057 | 0 | 0 | 5068.1575 | 1288.4271 | 2576.0539 | 2576.0539 | 2282593.7319
16 | 0 | 0 | 0 | 0 | 0 | 0 | 0 | 0 | 0
System | 44800000 | 358400000 | 0 | 0 | 8400 | 5214.9163 | 9721.6 | 9721.6 | 14852903.7061
0 | 0 | 0 | 0 | 0 | 0 | 0 | 0 | 0 | 0
0 | 0 | 0 | 0 | 0 | 0 | 0 | 0 | 0 | 0
* Include program-level and admin costs allocated based to total gas and electric programs at the measure level.
Persistent reductions in the summer (3rd Qtr) or winter (4th Qtr) of each year
| Net July-Sept Peak (kW) | Net Annual Dec-Feb (kW)
2006 | 10889.5948 | 11857.8813
2007 | 38309.9915 | 29749.9792
2008 | 71190.1459 | 47416.7808
2009 | 87046.9923 | 46805.2623
2010 | 86554.4863 | 46805.2623
2011 | 82770.4029 | 43096.557
2012 | 72994.8542 | 37224.4403
2013 | 61011.9236 | 31352.3236
Monthly Impacts
First Year for Impact Table: | 2006
| Quarter | Monthly Five Hour Avg or TOU Peak | Net Monthly NCP (kW) |  | Monthly Net kWh | Monthly Net Therms
2006-01-01 | 1 | 0 | 0 |  | 0 | 0
2006-02-01 | 1 | 0 | 0 |  | 0 | 0
2006-03-01 | 1 | 0 | 0 |  | 0 | 0
2006-04-01 | 2 | 2964.4703 | 2995.0586 |  | 507153.4295 | 0
2006-05-01 | 2 | 2964.4703 | 2995.0586 |  | 507153.4295 | 0
2006-06-01 | 2 | 5444.7974 | 5444.7974 |  | 1541970.09 | 0
2006-07-01 | 3 | 10889.5948 | 10889.5948 |  | 3083940.18 | 0
2006-08-01 | 3 | 10889.5948 | 10889.5948 |  | 3083940.18 | 0
2006-09-01 | 3 | 10889.5948 | 10889.5948 |  | 3083940.18 | 0
2006-10-01 | 4 | 8893.411 | 8985.1757 |  | 1521460.2884 | 0
2006-11-01 | 4 | 8893.411 | 8985.1757 |  | 1521460.2884 | 0
2006-12-01 | 4 | 8893.411 | 8985.1757 |  | 1521460.2884 | 0
2007-01-01 | 5 | 11857.8813 | 11980.2343 |  | 2028613.7178 | 0
2007-02-01 | 5 | 11857.8813 | 11980.2343 |  | 2028613.7178 | 0
2007-03-01 | 5 | 11857.8813 | 11980.2343 |  | 2028613.7178 | 0
2007-04-01 | 6 | 16330.9058 | 16501.6901 |  | 2763425.8177 | 0
2007-05-01 | 6 | 16330.9058 | 16501.6901 |  | 2763425.8177 | 0
2007-06-01 | 6 | 30044.5906 | 30044.5906 |  | 8421024.0431 | 0
2007-07-01 | 7 | 38309.9915 | 38309.9915 |  | 10674167.7263 | 0
2007-08-01 | 7 | 38309.9915 | 38309.9915 |  | 10674167.7263 | 0
2007-09-01 | 7 | 38309.9915 | 38309.9915 |  | 10674167.7263 | 0
2007-10-01 | 8 | 25276.9547 | 25544.6018 |  | 4233050.0175 | 0
2007-11-01 | 8 | 25276.9547 | 25544.6018 |  | 4233050.0175 | 0
2007-12-01 | 8 | 25276.9547 | 25544.6018 |  | 4233050.0175 | 0
2008-01-01 | 9 | 29749.9792 | 30066.0576 |  | 4967862.1174 | 0
2008-02-01 | 9 | 29749.9792 | 30066.0576 |  | 4967862.1174 | 0
2008-03-01 | 9 | 29749.9792 | 30066.0576 |  | 4967862.1174 | 0
2008-04-01 | 10 | 34166.6796 | 34531.1894 |  | 5695568.733 | 0
2008-05-01 | 10 | 34166.6796 | 34531.1894 |  | 5695568.733 | 0
2008-06-01 | 10 | 63015.4697 | 63015.4697 |  | 17413974.1052 | 0
2008-07-01 | 11 | 71190.1459 | 71190.1459 |  | 19647493.1176 | 0
2008-08-01 | 11 | 71190.1459 | 71190.1459 |  | 19647493.1176 | 0
2008-09-01 | 11 | 71190.1459 | 71190.1459 |  | 19647493.1176 | 0
2008-10-01 | 12 | 43000.0804 | 43461.4529 |  | 7150981.9643 | 0
2008-11-01 | 12 | 43000.0804 | 43461.4529 |  | 7150981.9643 | 0
2008-12-01 | 12 | 43000.0804 | 43461.4529 |  | 7150981.9643 | 0
2009-01-01 | 13 | 47416.7808 | 47926.5847 |  | 7878688.58 | 0
2009-02-01 | 13 | 47416.7808 | 47926.5847 |  | 7878688.58 | 0
2009-03-01 | 13 | 47416.7808 | 47926.5847 |  | 7878688.58 | 0
2009-04-01 | 14 | 47263.9012 | 47773.705 |  | 7859402.2657 | 0
2009-05-01 | 14 | 47263.9012 | 47773.705 |  | 7859402.2657 | 0
2009-06-01 | 14 | 87293.2453 | 87293.2453 |  | 24061264.1793 | 0
2009-07-01 | 15 | 87046.9923 | 87046.9923 |  | 24007997.2159 | 0
2009-08-01 | 15 | 87046.9923 | 87046.9923 |  | 24007997.2159 | 0
2009-09-01 | 15 | 87046.9923 | 87046.9923 |  | 24007997.2159 | 0
2009-10-01 | 16 | 46958.1419 | 47467.9458 |  | 7820829.6371 | 0
2009-11-01 | 16 | 46958.1419 | 47467.9458 |  | 7820829.6371 | 0
2009-12-01 | 16 | 46958.1419 | 47467.9458 |  | 7820829.6371 | 0
2010-01-01 | 17 | 46805.2623 | 47315.0662 |  | 7801543.3228 | 0
2010-02-01 | 17 | 46805.2623 | 47315.0662 |  | 7801543.3228 | 0
2010-03-01 | 17 | 46805.2623 | 47315.0662 |  | 7801543.3228 | 0
2010-04-01 | 18 | 46805.2623 | 47315.0662 |  | 7801543.3228 | 0
2010-05-01 | 18 | 46805.2623 | 47315.0662 |  | 7801543.3228 | 0
2010-06-01 | 18 | 86554.4863 | 86554.4863 |  | 23901463.2893 | 0
2010-07-01 | 19 | 86554.4863 | 86554.4863 |  | 23901463.2893 | 0
2010-08-01 | 19 | 86554.4863 | 86554.4863 |  | 23901463.2893 | 0
2010-09-01 | 19 | 86554.4863 | 86554.4863 |  | 23901463.2893 | 0
2010-10-01 | 20 | 46805.2623 | 47315.0662 |  | 7801543.3228 | 0
2010-11-01 | 20 | 46805.2623 | 47315.0662 |  | 7801543.3228 | 0
2010-12-01 | 20 | 46805.2623 | 47315.0662 |  | 7801543.3228 | 0
2011-01-01 | 21 | 46805.2623 | 47315.0662 |  | 7801543.3228 | 0
2011-02-01 | 21 | 46805.2623 | 47315.0662 |  | 7801543.3228 | 0
2011-03-01 | 21 | 46805.2623 | 47315.0662 |  | 7801543.3228 | 0
2011-04-01 | 22 | 45878.086 | 46387.8899 |  | 7697519.8173 | 0
2011-05-01 | 22 | 45878.086 | 46387.8899 |  | 7697519.8173 | 0
2011-06-01 | 22 | 84662.4446 | 84662.4446 |  | 23528083.808 | 0
2011-07-01 | 23 | 82770.4029 | 82770.4029 |  | 23154704.3266 | 0
2011-08-01 | 23 | 82770.4029 | 82770.4029 |  | 23154704.3266 | 0
2011-09-01 | 23 | 82770.4029 | 82770.4029 |  | 23154704.3266 | 0
2011-10-01 | 24 | 44023.7333 | 44533.5372 |  | 7489472.8064 | 0
2011-11-01 | 24 | 44023.7333 | 44533.5372 |  | 7489472.8064 | 0
2011-12-01 | 24 | 44023.7333 | 44533.5372 |  | 7489472.8064 | 0
2012-01-01 | 25 | 43096.557 | 43606.3609 |  | 7385449.301 | 0
2012-02-01 | 25 | 43096.557 | 43606.3609 |  | 7385449.301 | 0
2012-03-01 | 25 | 43096.557 | 43606.3609 |  | 7385449.301 | 0
2012-04-01 | 26 | 41628.5278 | 42138.3317 |  | 7220745.4174 | 0
2012-05-01 | 26 | 41628.5278 | 42138.3317 |  | 7220745.4174 | 0
2012-06-01 | 26 | 75990.5869 | 75990.5869 |  | 21816761.1851 | 0
2012-07-01 | 27 | 72994.8542 | 72994.8542 |  | 21225577.0064 | 0
2012-08-01 | 27 | 72994.8542 | 72994.8542 |  | 21225577.0064 | 0
2012-09-01 | 27 | 72994.8542 | 72994.8542 |  | 21225577.0064 | 0
2012-10-01 | 28 | 38692.4695 | 39202.2734 |  | 6891337.6501 | 0
2012-11-01 | 28 | 38692.4695 | 39202.2734 |  | 6891337.6501 | 0
2012-12-01 | 28 | 38692.4695 | 39202.2734 |  | 6891337.6501 | 0

## Input
| SCE Tool 3b4.xls |  |  |  | Program Budget ($)
a. Administrative Costs
| Proposer General Information |  |  |  | a.i. Overhead and G&A | 1593000 | d. Incentives and Rebates ($) | Nominal | NPV
| Proposer Name |  | Southern California Edison |  | a.ii. Other Admin costs | 1202125.1644 | d.i. User Input Incentive | 0 | 0
| Program Name |  | Comprehensive Packaged Air Conditioning Systems |  | b. Marketing/Outreach | 3218276.2966 | d.ii. Rebate | 38778278.75 | 34129668.8109
| Service Territory |  | SCE |  | c. Direct Implementation (non incentive) |  | d.iii. Direct Install Labor | 0 | 0
| First Year of Program Implementation |  |  | 2006 | c.i. Activity | 14291206 | d.iv. Direct Install Materials | 0 | 0
| Contact Information |  |  |  | c.ii. Installation |  | Subtotal Direct Install | 38778278.75 | 34129668.8109
| Name |  |  |  | c.iii. Hardware & Materials | 0
| Address |  |  |  | c.iv. Rebate Processing and Inspection | 66300
| ZIP code |  |  |  | d. Total Incentives and Rebates | 38778278.75
| Telephone |  |  |  | e. EM&V | 0 | f. Costs recovered from other sources | 1908000
| Email |  |  |  | Total | 59149186.2111 | Program Budget w/ Other Costs (a to f) | 61057186.2111 |  |  |  | Cases where Incentives exceed GIMC | 7
Quarterly Installation Schedule
| Program Inputs | [8 empty] | Financial Incentive (INC) ($/unit) | [15 empty] | Annual Installation Schedule | [7 empty] | 2006 |  |  |  | 2007 |  |  |  | 2008 |  |  |  | 2009 |  |  |  | 2010 |  |  |  | 2011 |  |  |  | 2012
| Measure Name | DEER RunID | Climate Zone | Target sector | Measure Electric End Use Shape | CZ, Sector, Measure combination found? | Measure Type (To Look up Measure Life) | Program Type (To look up Net-to-gross Ratio) | Unit Definition (e.g. homes) | Rebate (INC) ($/unit) | Direct Install Labor ($/unit) | Direct Install Material ($/unit) | Gross Incremental Measure Cost ($/unit) | Gross Unit Annual Electricity Savings (kwh/unit) | Electric Rate Schedule | Demand Scaler | User Entered kW Savings per unit (kW/unit) | Gross Unit Annual Gas Savings (therm/unit) | Gas Sector | Gas Rate Schedule | Gas Savings Profile | Combustion Type | Effective Useful Life (years) | Net-to-Gross Ratio | % Eligible for TOU AC adjustment | 2006 | 2007 | 2008 | 2009 | 2010 | 2011 | 2012 |  | Qtr 1 | Qtr 2 | Qtr 3 | Qtr 4 | Qtr 1 | Qtr 2 | Qtr 3 | Qtr 4 | Qtr 1 | Qtr 2 | Qtr 3 | Qtr 4 | Qtr 1 | Qtr 2 | Qtr 3 | Qtr 4 | Qtr 1 | Qtr 2 | Qtr 3 | Qtr 4 | Qtr 1 | Qtr 2 | Qtr 3 | Qtr 4 | Qtr 1 | Qtr 2 | Qtr 3 | Qtr 4 | Total Number of Units | Comments
Comprehensive Packaged Air Conditioning Systems | Air Source Unitary Air Conditioner (Single Phase) Single System <65,000 with base efficiency > 13 SEER; 11.0 EER, Measure efficiency at 14 SEER; 12.6 EER. Tier 1 | COfS0685ACPAS | 6 | Misc._Commercial | Reduce_Cooling_Load-Ret | TRUE | Packaged HVAC Systems: NR - 15 | All other nonresidential programs 0.80 | ton | 0 | 0 | 0 | 0 | 83.2908 | System | kW | 0.041007 | [5 empty] | 15 | 80% | 0% | [8 empty] | 0 | 0 | 0 | 0 | 0 | 0 | 0 | 0 | 0 | 0 | 0 | 0 | 0 | 0 | 0 | 0 | 0 | 0 | 0 | 0 | 0 | 0 | 0 | 0 | 0 | 0 | 0 | 0 | 0
Comprehensive Packaged Air Conditioning Systems | Air Source Unitary Air Conditioner (Single Phase) Single System <65,000 with base efficiency > 13 SEER; 11.0 EER, Measure efficiency at 14 SEER; 12.6 EER. Tier 1 | COfS0885ACPAS | 8 | Misc._Commercial | Reduce_Cooling_Load-Ret | TRUE | Packaged HVAC Systems: NR - 15 | All other nonresidential programs 0.80 | ton | 20 | 0 | 0 | 0 | 104.821 | System | kW | 0.063005 | [5 empty] | 15 | 80% | 0% | [8 empty] | 0 | 0 | 0 | 0 | 0 | 0 | 0 | 0 | 0 | 0 | 0 | 0 | 0 | 0 | 0 | 0 | 0 | 0 | 0 | 0 | 0 | 0 | 0 | 0 | 0 | 0 | 0 | 0 | 0
Comprehensive Packaged Air Conditioning Systems | Air Source Unitary Air Conditioner (Single Phase) Single System <65,000 with base efficiency > 13 SEER; 11.0 EER, Measure efficiency at 14 SEER; 12.6 EER. Tier 1 | COfS0985ACPAS | 9 | Misc._Commercial | Reduce_Cooling_Load-Ret | TRUE | Packaged HVAC Systems: NR - 15 | All other nonresidential programs 0.80 | ton | 20 | 0 | 0 | 191.088 | 104.315 | System | kW | 0.07091 | [5 empty] | 15 | 80% | 0% | [8 empty] | 0 | 0 | 0 | 0 | 0 | 0 | 0 | 0 | 0 | 0 | 0 | 0 | 0 | 0 | 0 | 0 | 0 | 0 | 0 | 0 | 0 | 0 | 0 | 0 | 0 | 0 | 0 | 0 | 0
Comprehensive Packaged Air Conditioning Systems | Air Source Unitary Air Conditioner (Single Phase) Single System <65,000 with base efficiency > 13 SEER; 11.0 EER, Measure efficiency at 14 SEER; 12.6 EER. Tier 1 | COfS1085ACPAS | 10 | Misc._Commercial | Reduce_Cooling_Load-Ret | TRUE | Packaged HVAC Systems: NR - 15 | All other nonresidential programs 0.80 | ton | 20 | 0 | 0 | 191.088 | 103.658 | System | kW | 0.073643 | [5 empty] | 15 | 80% | 0% | [8 empty] | 0 | 0 | 0 | 0 | 0 | 0 | 0 | 0 | 0 | 0 | 0 | 0 | 0 | 0 | 0 | 0 | 0 | 0 | 0 | 0 | 0 | 0 | 0 | 0 | 0 | 0 | 0 | 0 | 0
Comprehensive Packaged Air Conditioning Systems | Air Source Unitary Air Conditioner (Single Phase) Single System <65,000 with base efficiency > 13 SEER; 11.0 EER, Measure efficiency at 14 SEER; 12.6 EER. Tier 1 | COfS1385ACPAS | 13 | Misc._Commercial | Reduce_Cooling_Load-Ret | TRUE | Packaged HVAC Systems: NR - 15 | All other nonresidential programs 0.80 | ton | 20 | 0 | 0 | 191.088 | 108.084 | System | kW | 0.078117 | [5 empty] | 15 | 80% | 0% | [8 empty] | 0 | 0 | 0 | 0 | 0 | 0 | 0 | 0 | 0 | 0 | 0 | 0 | 0 | 0 | 0 | 0 | 0 | 0 | 0 | 0 | 0 | 0 | 0 | 0 | 0 | 0 | 0 | 0 | 0
Comprehensive Packaged Air Conditioning Systems | Air Source Unitary Air Conditioner (Single Phase) Single System <65,000 with base efficiency > 13 SEER; 11.0 EER, Measure efficiency at 14 SEER; 12.6 EER. Tier 1 | COfS1485ACPAS | 14 | Misc._Commercial | Reduce_Cooling_Load-Ret | TRUE | Packaged HVAC Systems: NR - 15 | All other nonresidential programs 0.80 | ton | 20 | 0 | 0 | 191.088 | 100.599 | System | kW | 0.073497 | [5 empty] | 15 | 80% | 0% | [8 empty] | 0 | 0 | 0 | 0 | 0 | 0 | 0 | 0 | 0 | 0 | 0 | 0 | 0 | 0 | 0 | 0 | 0 | 0 | 0 | 0 | 0 | 0 | 0 | 0 | 0 | 0 | 0 | 0 | 0
Comprehensive Packaged Air Conditioning Systems | Air Source Unitary Air Conditioner (Single Phase) Single System <65,000 with base efficiency > 13 SEER; 11.0 EER, Measure efficiency at 14 SEER; 12.6 EER. Tier 1 | COfS1585ACPAS | 15 | Misc._Commercial | Reduce_Cooling_Load-Ret | TRUE | Packaged HVAC Systems: NR - 15 | All other nonresidential programs 0.80 | ton | 30 | 0 | 0 | 191.088 | 148.264 | System | kW | 0.082303 | [5 empty] | 15 | 80% | 0% | [8 empty] | 0 | 0 | 0 | 0 | 0 | 0 | 0 | 0 | 0 | 0 | 0 | 0 | 0 | 0 | 0 | 0 | 0 | 0 | 0 | 0 | 0 | 0 | 0 | 0 | 0 | 0 | 0 | 0 | 0
Comprehensive Packaged Air Conditioning Systems | Air Source Unitary Air Conditioner (Single Phase) Single System <65,000 with base efficiency > 13 SEER; 11.0 EER, Measure efficiency at 14 SEER; 12.6 EER. Tier 1 | COfS1685ACPAS | 16 | Misc._Commercial | Reduce_Cooling_Load-Ret | TRUE | Packaged HVAC Systems: NR - 15 | All other nonresidential programs 0.80 | ton | 0 | 0 | 0 | 191.088 | 67.6714 | System | kW | 0.063647 | [5 empty] | 15 | 80% | 0% | [8 empty] | 0 | 0 | 0 | 0 | 0 | 0 | 0 | 0 | 0 | 0 | 0 | 0 | 0 | 0 | 0 | 0 | 0 | 0 | 0 | 0 | 0 | 0 | 0 | 0 | 0 | 0 | 0 | 0 | 0
Comprehensive Packaged Air Conditioning Systems | Air Source Unitary Air Conditioner (Single Phase) Single System <65,000 with base efficiency > 13 SEER; 11.0 EER, Measure efficiency at 15 SEER; 13.6 EER. Tier 2 | PECI Engeneering Calcs | 6 | Misc._Commercial | Reduce_Cooling_Load-Ret | TRUE | Packaged HVAC Systems: NR - 15 | All other nonresidential programs 0.80 | ton | 20 | 0 | 0 | 238.86 | 115.9506 | System | kW | 0.055541 | [5 empty] | 15 | 80% | 0% | [8 empty] | 0 | 0 | 0 | 0 | 0 | 0 | 0 | 0 | 0 | 0 | 0 | 0 | 0 | 0 | 0 | 0 | 0 | 0 | 0 | 0 | 0 | 0 | 0 | 0 | 0 | 0 | 0 | 0 | 0
Comprehensive Packaged Air Conditioning Systems | Air Source Unitary Air Conditioner (Single Phase) Single System <65,000 with base efficiency > 13 SEER; 11.0 EER, Measure efficiency at 15 SEER; 13.6 EER. Tier 2 | PECI Engeneering Calcs | 8 | Misc._Commercial | Reduce_Cooling_Load-Ret | TRUE | Packaged HVAC Systems: NR - 15 | All other nonresidential programs 0.80 | ton | 35 | 0 | 0 | 238.86 | 146.2972 | System | kW | 0.092393 | [5 empty] | 15 | 80% | 0% | [8 empty] | 0 | 0 | 0 | 0 | 0 | 0 | 0 | 0 | 0 | 0 | 0 | 0 | 0 | 0 | 0 | 0 | 0 | 0 | 0 | 0 | 0 | 0 | 0 | 0 | 0 | 0 | 0 | 0 | 0
Comprehensive Packaged Air Conditioning Systems | Air Source Unitary Air Conditioner (Single Phase) Single System <65,000 with base efficiency > 13 SEER; 11.0 EER, Measure efficiency at 15 SEER; 13.6 EER. Tier 2 | PECI Engeneering Calcs | 9 | Misc._Commercial | Reduce_Cooling_Load-Ret | TRUE | Packaged HVAC Systems: NR - 15 | All other nonresidential programs 0.80 | ton | 35 | 0 | 0 | 238.86 | 145.4526 | System | kW | 0.10182 | [5 empty] | 15 | 80% | 0% | [8 empty] | 0 | 0 | 0 | 0 | 0 | 0 | 0 | 0 | 0 | 0 | 0 | 0 | 0 | 0 | 0 | 0 | 0 | 0 | 0 | 0 | 0 | 0 | 0 | 0 | 0 | 0 | 0 | 0 | 0
Comprehensive Packaged Air Conditioning Systems | Air Source Unitary Air Conditioner (Single Phase) Single System <65,000 with base efficiency > 13 SEER; 11.0 EER, Measure efficiency at 15 SEER; 13.6 EER. Tier 2 | PECI Engeneering Calcs | 10 | Misc._Commercial | Reduce_Cooling_Load-Ret | TRUE | Packaged HVAC Systems: NR - 15 | All other nonresidential programs 0.80 | ton | 35 | 0 | 0 | 238.86 | 144.4097 | System | kW | 0.098716 | [5 empty] | 15 | 80% | 0% | [8 empty] | 0 | 0 | 0 | 0 | 0 | 0 | 0 | 0 | 0 | 0 | 0 | 0 | 0 | 0 | 0 | 0 | 0 | 0 | 0 | 0 | 0 | 0 | 0 | 0 | 0 | 0 | 0 | 0 | 0
Comprehensive Packaged Air Conditioning Systems | Air Source Unitary Air Conditioner (Single Phase) Single System <65,000 with base efficiency > 13 SEER; 11.0 EER, Measure efficiency at 15 SEER; 13.6 EER. Tier 2 | PECI Engeneering Calcs | 13 | Misc._Commercial | Reduce_Cooling_Load-Ret | TRUE | Packaged HVAC Systems: NR - 15 | All other nonresidential programs 0.80 | ton | 35 | 0 | 0 | 238.86 | 150.7799 | System | kW | 0.10688 | [5 empty] | 15 | 80% | 0% | [8 empty] | 0 | 0 | 0 | 0 | 0 | 0 | 0 | 0 | 0 | 0 | 0 | 0 | 0 | 0 | 0 | 0 | 0 | 0 | 0 | 0 | 0 | 0 | 0 | 0 | 0 | 0 | 0 | 0 | 0
Comprehensive Packaged Air Conditioning Systems | Air Source Unitary Air Conditioner (Single Phase) Single System <65,000 with base efficiency > 13 SEER; 11.0 EER, Measure efficiency at 15 SEER; 13.6 EER. Tier 2 | PECI Engeneering Calcs | 14 | Misc._Commercial | Reduce_Cooling_Load-Ret | TRUE | Packaged HVAC Systems: NR - 15 | All other nonresidential programs 0.80 | ton | 35 | 0 | 0 | 238.86 | 139.0657 | System | kW | 0.099048 | [5 empty] | 15 | 80% | 0% | [8 empty] | 0 | 0 | 0 | 0 | 0 | 0 | 0 | 0 | 0 | 0 | 0 | 0 | 0 | 0 | 0 | 0 | 0 | 0 | 0 | 0 | 0 | 0 | 0 | 0 | 0 | 0 | 0 | 0 | 0
Comprehensive Packaged Air Conditioning Systems | Air Source Unitary Air Conditioner (Single Phase) Single System <65,000 with base efficiency > 13 SEER; 11.0 EER, Measure efficiency at 15 SEER; 13.6 EER. Tier 2 | PECI Engeneering Calcs | 15 | Misc._Commercial | Reduce_Cooling_Load-Ret | TRUE | Packaged HVAC Systems: NR - 15 | All other nonresidential programs 0.80 | ton | 50 | 0 | 0 | 238.86 | 205.5492 | System | kW | 0.11542 | [5 empty] | 15 | 80% | 0% | [8 empty] | 0 | 0 | 0 | 0 | 0 | 0 | 0 | 0 | 0 | 0 | 0 | 0 | 0 | 0 | 0 | 0 | 0 | 0 | 0 | 0 | 0 | 0 | 0 | 0 | 0 | 0 | 0 | 0 | 0
Comprehensive Packaged Air Conditioning Systems | Air Source Unitary Air Conditioner (Single Phase) Single System <65,000 with base efficiency > 13 SEER; 11.0 EER, Measure efficiency at 15 SEER; 13.6 EER. Tier 2 | PECI Engeneering Calcs | 16 | Misc._Commercial | Reduce_Cooling_Load-Ret | TRUE | Packaged HVAC Systems: NR - 15 | All other nonresidential programs 0.80 | ton | 20 | 0 | 0 | 238.86 | 94.309 | System | kW | 0.092524 | [5 empty] | 15 | 80% | 0% | [8 empty] | 0 | 0 | 0 | 0 | 0 | 0 | 0 | 0 | 0 | 0 | 0 | 0 | 0 | 0 | 0 | 0 | 0 | 0 | 0 | 0 | 0 | 0 | 0 | 0 | 0 | 0 | 0 | 0 | 0
Comprehensive Packaged Air Conditioning Systems | Early Replacement of Air Source Unitary Air Conditioner (Single Phase) Single Package and Split System <65,000 with base efficiency dependent on building vintage, Measure efficiency at 14 SEER; 12.15 EER. Vintage of before 1978 | COfS0675ACPAS | 6 | Misc._Commercial | Reduce_Cooling_Load-Ret | TRUE | 1 | Appliance early retirement and replacement 0.80 | ton | 122 | 0 | 0 | 565.68 | 476.3675 | System | kW | 0.22968 | [5 empty] | 1 | 80% | 0% | 19.656 | 31.122 | 31.122 | [5 empty] | 4.914 | 4.914 | 4.914 | 4.914 | 7.7805 | 7.7805 | 7.7805 | 7.7805 | 7.7805 | 7.7805 | 7.7805 | 7.7805 | 0 | 0 | 0 | 0 | 0 | 0 | 0 | 0 | 0 | 0 | 0 | 0 | 0 | 0 | 0 | 0 | 81.9
Comprehensive Packaged Air Conditioning Systems | Early Replacement of Air Source Unitary Air Conditioner (Single Phase) Single Package and Split System <65,000 with base efficiency dependent on building vintage, Measure efficiency at 14 SEER; 12.15 EER. Vintage of before 1978 | COfS0875ACPAS | 8 | Misc._Commercial | Reduce_Cooling_Load-Ret | TRUE | 1 | Appliance early retirement and replacement 0.80 | ton | 122 | 0 | 0 | 565.68 | 594.8285 | System | kW | 0.37209 | [5 empty] | 1 | 80% | 0% | 589.68 | 933.66 | 933.66 | [5 empty] | 147.42 | 147.42 | 147.42 | 147.42 | 233.415 | 233.415 | 233.415 | 233.415 | 233.415 | 233.415 | 233.415 | 233.415 | 0 | 0 | 0 | 0 | 0 | 0 | 0 | 0 | 0 | 0 | 0 | 0 | 0 | 0 | 0 | 0 | 2457
Comprehensive Packaged Air Conditioning Systems | Early Replacement of Air Source Unitary Air Conditioner (Single Phase) Single Package and Split System <65,000 with base efficiency dependent on building vintage, Measure efficiency at 14 SEER; 12.15 EER. Vintage of before 1978 | COfS0975ACPAS | 9 | Misc._Commercial | Reduce_Cooling_Load-Ret | TRUE | 1 | Appliance early retirement and replacement 0.80 | ton | 122 | 0 | 0 | 565.68 | 591.3555 | System | kW | 0.40205 | [5 empty] | 1 | 80% | 0% | 393.12 | 622.44 | 622.44 | [5 empty] | 98.28 | 98.28 | 98.28 | 98.28 | 155.61 | 155.61 | 155.61 | 155.61 | 155.61 | 155.61 | 155.61 | 155.61 | 0 | 0 | 0 | 0 | 0 | 0 | 0 | 0 | 0 | 0 | 0 | 0 | 0 | 0 | 0 | 0 | 1638
Comprehensive Packaged Air Conditioning Systems | Early Replacement of Air Source Unitary Air Conditioner (Single Phase) Single Package and Split System <65,000 with base efficiency dependent on building vintage, Measure efficiency at 14 SEER; 12.15 EER. Vintage of before 1978 | COfS1075ACPAS | 10 | Misc._Commercial | Reduce_Cooling_Load-Ret | TRUE | 1 | Appliance early retirement and replacement 0.80 | ton | 122 | 0 | 0 | 565.68 | 587.588 | System | kW | 0.40812 | [5 empty] | 1 | 80% | 0% | 687.96 | 1089.27 | 1089.27 | [5 empty] | 171.99 | 171.99 | 171.99 | 171.99 | 272.3175 | 272.3175 | 272.3175 | 272.3175 | 272.3175 | 272.3175 | 272.3175 | 272.3175 | 0 | 0 | 0 | 0 | 0 | 0 | 0 | 0 | 0 | 0 | 0 | 0 | 0 | 0 | 0 | 0 | 2866.5
Comprehensive Packaged Air Conditioning Systems | Early Replacement of Air Source Unitary Air Conditioner (Single Phase) Single Package and Split System <65,000 with base efficiency dependent on building vintage, Measure efficiency at 14 SEER; 12.15 EER. Vintage of before 1978 | COfS1375ACPAS | 13 | Misc._Commercial | Reduce_Cooling_Load-Ret | TRUE | 1 | Appliance early retirement and replacement 0.80 | ton | 122 | 0 | 0 | 565.68 | 609.123 | System | kW | 0.42326 | [5 empty] | 1 | 80% | 0% | 98.28 | 155.61 | 155.61 | [5 empty] | 24.57 | 24.57 | 24.57 | 24.57 | 38.9025 | 38.9025 | 38.9025 | 38.9025 | 38.9025 | 38.9025 | 38.9025 | 38.9025 | 0 | 0 | 0 | 0 | 0 | 0 | 0 | 0 | 0 | 0 | 0 | 0 | 0 | 0 | 0 | 0 | 409.5
Comprehensive Packaged Air Conditioning Systems | Early Replacement of Air Source Unitary Air Conditioner (Single Phase) Single Package and Split System <65,000 with base efficiency dependent on building vintage, Measure efficiency at 14 SEER; 12.15 EER. Vintage of before 1978 | COfS1475ACPAS | 14 | Misc._Commercial | Reduce_Cooling_Load-Ret | TRUE | 1 | Appliance early retirement and replacement 0.80 | ton | 122 | 0 | 0 | 565.68 | 525.5075 | System | kW | 0.40261 | [5 empty] | 1 | 80% | 0% | 137.592 | 217.854 | 217.854 | [5 empty] | 34.398 | 34.398 | 34.398 | 34.398 | 54.4635 | 54.4635 | 54.4635 | 54.4635 | 54.4635 | 54.4635 | 54.4635 | 54.4635 | 0 | 0 | 0 | 0 | 0 | 0 | 0 | 0 | 0 | 0 | 0 | 0 | 0 | 0 | 0 | 0 | 573.3
Comprehensive Packaged Air Conditioning Systems | Early Replacement of Air Source Unitary Air Conditioner (Single Phase) Single Package and Split System <65,000 with base efficiency dependent on building vintage, Measure efficiency at 14 SEER; 12.15 EER. Vintage of before 1978 | COfS1575ACPAS | 15 | Misc._Commercial | Reduce_Cooling_Load-Ret | TRUE | 1 | Appliance early retirement and replacement 0.80 | ton | 122 | 0 | 0 | 565.68 | 790.5005 | System | kW | 0.45523 | [5 empty] | 1 | 80% | 0% | 39.312 | 62.244 | 62.244 | [5 empty] | 9.828 | 9.828 | 9.828 | 9.828 | 15.561 | 15.561 | 15.561 | 15.561 | 15.561 | 15.561 | 15.561 | 15.561 | 0 | 0 | 0 | 0 | 0 | 0 | 0 | 0 | 0 | 0 | 0 | 0 | 0 | 0 | 0 | 0 | 163.8
Comprehensive Packaged Air Conditioning Systems | Early Replacement of Air Source Unitary Air Conditioner (Single Phase) Single Package and Split System <65,000 with base efficiency dependent on building vintage, Measure efficiency at 14 SEER; 12.15 EER. Vintage of before 1978 | COfS1675ACPAS | 16 | Misc._Commercial | Reduce_Cooling_Load-Ret | TRUE | 1 | Appliance early retirement and replacement 0.80 | ton | 122 | 0 | 0 | 565.68 | 345.8095 | System | kW | 0.3519 | [5 empty] | 1 | 80% | 0% | 0 | 0 | 0 | [5 empty] | 0 | 0 | 0 | 0 | 0 | 0 | 0 | 0 | 0 | 0 | 0 | 0 | 0 | 0 | 0 | 0 | 0 | 0 | 0 | 0 | 0 | 0 | 0 | 0 | 0 | 0 | 0 | 0 | 0
Comprehensive Packaged Air Conditioning Systems | Early Replacement of Air Source Unitary Air Conditioner (Single Phase) Single Package and Split System <65,000 with base efficiency dependent on building vintage, Measure efficiency at 14 SEER; 12.15 EER. Vintage of 1978 to 1992. | COfS0685ACPAS | 6 | Misc._Commercial | Reduce_Cooling_Load-Ret | TRUE | 1 | Appliance early retirement and replacement 0.80 | ton | 122 | 0 | 0 | 565.68 | 348.469 | System | kW | 0.17135 | [5 empty] | 1 | 80% | 0% | [8 empty] | 0 | 0 | 0 | 0 | 0 | 0 | 0 | 0 | 0 | 0 | 0 | 0 | 0 | 0 | 0 | 0 | 0 | 0 | 0 | 0 | 0 | 0 | 0 | 0 | 0 | 0 | 0 | 0 | 0
Comprehensive Packaged Air Conditioning Systems | Early Replacement of Air Source Unitary Air Conditioner (Single Phase) Single Package and Split System <65,000 with base efficiency dependent on building vintage, Measure efficiency at 14 SEER; 12.15 EER. Vintage of 1978 to 1992. | COfS0885ACPAS | 8 | Misc._Commercial | Reduce_Cooling_Load-Ret | TRUE | 1 | Appliance early retirement and replacement 0.80 | ton | 122 | 0 | 0 | 565.68 | 438.542 | System | kW | 0.27407 | [5 empty] | 1 | 80% | 0% | [8 empty] | 0 | 0 | 0 | 0 | 0 | 0 | 0 | 0 | 0 | 0 | 0 | 0 | 0 | 0 | 0 | 0 | 0 | 0 | 0 | 0 | 0 | 0 | 0 | 0 | 0 | 0 | 0 | 0 | 0
Comprehensive Packaged Air Conditioning Systems | Early Replacement of Air Source Unitary Air Conditioner (Single Phase) Single Package and Split System <65,000 with base efficiency dependent on building vintage, Measure efficiency at 14 SEER; 12.15 EER. Vintage of 1978 to 1992. | COfS0985ACPAS | 9 | Misc._Commercial | Reduce_Cooling_Load-Ret | TRUE | 1 | Appliance early retirement and replacement 0.80 | ton | 122 | 0 | 0 | 565.68 | 436.4305 | System | kW | 0.29841 | [5 empty] | 1 | 80% | 0% | [8 empty] | 0 | 0 | 0 | 0 | 0 | 0 | 0 | 0 | 0 | 0 | 0 | 0 | 0 | 0 | 0 | 0 | 0 | 0 | 0 | 0 | 0 | 0 | 0 | 0 | 0 | 0 | 0 | 0 | 0
Comprehensive Packaged Air Conditioning Systems | Early Replacement of Air Source Unitary Air Conditioner (Single Phase) Single Package and Split System <65,000 with base efficiency dependent on building vintage, Measure efficiency at 14 SEER; 12.15 EER. Vintage of 1978 to 1992. | COfS1085ACPAS | 10 | Misc._Commercial | Reduce_Cooling_Load-Ret | TRUE | 1 | Appliance early retirement and replacement 0.80 | ton | 122 | 0 | 0 | 565.68 | 433.679 | System | kW | 0.30412 | [5 empty] | 1 | 80% | 0% | [8 empty] | 0 | 0 | 0 | 0 | 0 | 0 | 0 | 0 | 0 | 0 | 0 | 0 | 0 | 0 | 0 | 0 | 0 | 0 | 0 | 0 | 0 | 0 | 0 | 0 | 0 | 0 | 0 | 0 | 0
Comprehensive Packaged Air Conditioning Systems | Early Replacement of Air Source Unitary Air Conditioner (Single Phase) Single Package and Split System <65,000 with base efficiency dependent on building vintage, Measure efficiency at 14 SEER; 12.15 EER. Vintage of 1978 to 1992. | COfS1385ACPAS | 13 | Misc._Commercial | Reduce_Cooling_Load-Ret | TRUE | 1 | Appliance early retirement and replacement 0.80 | ton | 122 | 0 | 0 | 565.68 | 452.0495 | System | kW | 0.31786 | [5 empty] | 1 | 80% | 0% | [8 empty] | 0 | 0 | 0 | 0 | 0 | 0 | 0 | 0 | 0 | 0 | 0 | 0 | 0 | 0 | 0 | 0 | 0 | 0 | 0 | 0 | 0 | 0 | 0 | 0 | 0 | 0 | 0 | 0 | 0
Comprehensive Packaged Air Conditioning Systems | Early Replacement of Air Source Unitary Air Conditioner (Single Phase) Single Package and Split System <65,000 with base efficiency dependent on building vintage, Measure efficiency at 14 SEER; 12.15 EER. Vintage of 1978 to 1992. | COfS1485ACPAS | 14 | Misc._Commercial | Reduce_Cooling_Load-Ret | TRUE | 1 | Appliance early retirement and replacement 0.80 | ton | 122 | 0 | 0 | 565.68 | 420.8805 | System | kW | 0.30449 | [5 empty] | 1 | 80% | 0% | [8 empty] | 0 | 0 | 0 | 0 | 0 | 0 | 0 | 0 | 0 | 0 | 0 | 0 | 0 | 0 | 0 | 0 | 0 | 0 | 0 | 0 | 0 | 0 | 0 | 0 | 0 | 0 | 0 | 0 | 0
Comprehensive Packaged Air Conditioning Systems | Early Replacement of Air Source Unitary Air Conditioner (Single Phase) Single Package and Split System <65,000 with base efficiency dependent on building vintage, Measure efficiency at 14 SEER; 12.15 EER. Vintage of 1978 to 1992. | COfS1585ACPAS | 15 | Misc._Commercial | Reduce_Cooling_Load-Ret | TRUE | Packaged HVAC Systems: NR - 15 | Appliance early retirement and replacement 0.80 | ton | 122 | 0 | 0 | 565.68 | 620.296 | System | kW | 0.34542 | [5 empty] | 15 | 80% | 0% | [8 empty] | 0 | 0 | 0 | 0 | 0 | 0 | 0 | 0 | 0 | 0 | 0 | 0 | 0 | 0 | 0 | 0 | 0 | 0 | 0 | 0 | 0 | 0 | 0 | 0 | 0 | 0 | 0 | 0 | 0
Comprehensive Packaged Air Conditioning Systems | Early Replacement of Air Source Unitary Air Conditioner (Single Phase) Single Package and Split System <65,000 with base efficiency dependent on building vintage, Measure efficiency at 14 SEER; 12.15 EER. Vintage of 1978 to 1992. | COfS1685ACPAS | 16 | Misc._Commercial | Reduce_Cooling_Load-Ret | TRUE | Packaged HVAC Systems: NR - 15 | Appliance early retirement and replacement 0.80 | ton | 122 | 0 | 0 | 565.68 | 283.1195 | System | kW | 0.26631 | [5 empty] | 15 | 80% | 0% | [8 empty] | 0 | 0 | 0 | 0 | 0 | 0 | 0 | 0 | 0 | 0 | 0 | 0 | 0 | 0 | 0 | 0 | 0 | 0 | 0 | 0 | 0 | 0 | 0 | 0 | 0 | 0 | 0 | 0 | 0
Comprehensive Packaged Air Conditioning Systems | Air Source Unitary Air Conditioner (Single Phase) Split System <65,000 with base efficiency > 13 SEER; 11.6 EER, Measure efficiency at 14 SEER; 12.6 EER. Tier 1 | COfS0685ACPAS | 6 | Misc._Commercial | Reduce_Cooling_Load-Ret | TRUE | Packaged HVAC Systems: NR - 15 | All other nonresidential programs 0.80 | ton | 0 | 0 | 0 | 101.1429 | 83.2908 | System | kW | 0.041007 | [5 empty] | 15 | 80% | 0% | [8 empty] | 0 | 0 | 0 | 0 | 0 | 0 | 0 | 0 | 0 | 0 | 0 | 0 | 0 | 0 | 0 | 0 | 0 | 0 | 0 | 0 | 0 | 0 | 0 | 0 | 0 | 0 | 0 | 0 | 0
Comprehensive Packaged Air Conditioning Systems | Air Source Unitary Air Conditioner (Single Phase) Split System <65,000 with base efficiency > 13 SEER; 11.6 EER, Measure efficiency at 14 SEER; 12.6 EER. Tier 1 | COfS0885ACPAS | 8 | Misc._Commercial | Reduce_Cooling_Load-Ret | TRUE | Packaged HVAC Systems: NR - 15 | All other nonresidential programs 0.80 | ton | 20 | 0 | 0 | 101.1429 | 104.821 | System | kW | 0.063005 | [5 empty] | 15 | 80% | 0% | [8 empty] | 0 | 0 | 0 | 0 | 0 | 0 | 0 | 0 | 0 | 0 | 0 | 0 | 0 | 0 | 0 | 0 | 0 | 0 | 0 | 0 | 0 | 0 | 0 | 0 | 0 | 0 | 0 | 0 | 0
Comprehensive Packaged Air Conditioning Systems | Air Source Unitary Air Conditioner (Single Phase) Split System <65,000 with base efficiency > 13 SEER; 11.6 EER, Measure efficiency at 14 SEER; 12.6 EER. Tier 1 | COfS0985ACPAS | 9 | Misc._Commercial | Reduce_Cooling_Load-Ret | TRUE | Packaged HVAC Systems: NR - 15 | All other nonresidential programs 0.80 | ton | 20 | 0 | 0 | 101.1429 | 104.315 | System | kW | 0.07091 | [5 empty] | 15 | 80% | 0% | [8 empty] | 0 | 0 | 0 | 0 | 0 | 0 | 0 | 0 | 0 | 0 | 0 | 0 | 0 | 0 | 0 | 0 | 0 | 0 | 0 | 0 | 0 | 0 | 0 | 0 | 0 | 0 | 0 | 0 | 0
Comprehensive Packaged Air Conditioning Systems | Air Source Unitary Air Conditioner (Single Phase) Split System <65,000 with base efficiency > 13 SEER; 11.6 EER, Measure efficiency at 14 SEER; 12.6 EER. Tier 1 | COfS1085ACPAS | 10 | Misc._Commercial | Reduce_Cooling_Load-Ret | TRUE | Packaged HVAC Systems: NR - 15 | All other nonresidential programs 0.80 | ton | 20 | 0 | 0 | 101.1429 | 103.658 | System | kW | 0.073643 | [5 empty] | 15 | 80% | 0% | [8 empty] | 0 | 0 | 0 | 0 | 0 | 0 | 0 | 0 | 0 | 0 | 0 | 0 | 0 | 0 | 0 | 0 | 0 | 0 | 0 | 0 | 0 | 0 | 0 | 0 | 0 | 0 | 0 | 0 | 0
Comprehensive Packaged Air Conditioning Systems | Air Source Unitary Air Conditioner (Single Phase) Split System <65,000 with base efficiency > 13 SEER; 11.6 EER, Measure efficiency at 14 SEER; 12.6 EER. Tier 1 | COfS1385ACPAS | 13 | Misc._Commercial | Reduce_Cooling_Load-Ret | TRUE | Packaged HVAC Systems: NR - 15 | All other nonresidential programs 0.80 | ton | 20 | 0 | 0 | 101.1429 | 108.084 | System | kW | 0.078117 | [5 empty] | 15 | 80% | 0% | [8 empty] | 0 | 0 | 0 | 0 | 0 | 0 | 0 | 0 | 0 | 0 | 0 | 0 | 0 | 0 | 0 | 0 | 0 | 0 | 0 | 0 | 0 | 0 | 0 | 0 | 0 | 0 | 0 | 0 | 0
Comprehensive Packaged Air Conditioning Systems | Air Source Unitary Air Conditioner (Single Phase) Split System <65,000 with base efficiency > 13 SEER; 11.6 EER, Measure efficiency at 14 SEER; 12.6 EER. Tier 1 | COfS1485ACPAS | 14 | Misc._Commercial | Reduce_Cooling_Load-Ret | TRUE | Packaged HVAC Systems: NR - 15 | All other nonresidential programs 0.80 | ton | 20 | 0 | 0 | 101.1429 | 100.599 | System | kW | 0.073497 | [5 empty] | 15 | 80% | 0% | [8 empty] | 0 | 0 | 0 | 0 | 0 | 0 | 0 | 0 | 0 | 0 | 0 | 0 | 0 | 0 | 0 | 0 | 0 | 0 | 0 | 0 | 0 | 0 | 0 | 0 | 0 | 0 | 0 | 0 | 0
Comprehensive Packaged Air Conditioning Systems | Air Source Unitary Air Conditioner (Single Phase) Split System <65,000 with base efficiency > 13 SEER; 11.6 EER, Measure efficiency at 14 SEER; 12.6 EER. Tier 1 | COfS1585ACPAS | 15 | Misc._Commercial | Reduce_Cooling_Load-Ret | TRUE | Packaged HVAC Systems: NR - 15 | All other nonresidential programs 0.80 | ton | 30 | 0 | 0 | 101.1429 | 148.264 | System | kW | 0.082303 | [5 empty] | 15 | 80% | 0% | [8 empty] | 0 | 0 | 0 | 0 | 0 | 0 | 0 | 0 | 0 | 0 | 0 | 0 | 0 | 0 | 0 | 0 | 0 | 0 | 0 | 0 | 0 | 0 | 0 | 0 | 0 | 0 | 0 | 0 | 0
Comprehensive Packaged Air Conditioning Systems | Air Source Unitary Air Conditioner (Single Phase) Split System <65,000 with base efficiency > 13 SEER; 11.6 EER, Measure efficiency at 14 SEER; 12.6 EER. Tier 1 | COfS1685ACPAS | 16 | Misc._Commercial | Reduce_Cooling_Load-Ret | TRUE | Packaged HVAC Systems: NR - 15 | All other nonresidential programs 0.80 | ton | 0 | 0 | 0 | 101.1429 | 67.6714 | System | kW | 0.063647 | [5 empty] | 15 | 80% | 0% | [8 empty] | 0 | 0 | 0 | 0 | 0 | 0 | 0 | 0 | 0 | 0 | 0 | 0 | 0 | 0 | 0 | 0 | 0 | 0 | 0 | 0 | 0 | 0 | 0 | 0 | 0 | 0 | 0 | 0 | 0
Comprehensive Packaged Air Conditioning Systems | Air Source Unitary Air Conditioner (Single Phase) Split System <65,000 with base efficiency > 13 SEER; 11.6 EER, Measure efficiency at 15 SEER; 13.6 EER. Tier 2 | PECI Engeneering Calcs | 6 | Misc._Commercial | Reduce_Cooling_Load-Ret | TRUE | Packaged HVAC Systems: NR - 15 | All other nonresidential programs 0.80 | ton | 20 | 0 | 0 | 126.4286 | 115.9506 | System | kW | 0.055541 | [5 empty] | 15 | 80% | 0% | [8 empty] | 0 | 0 | 0 | 0 | 0 | 0 | 0 | 0 | 0 | 0 | 0 | 0 | 0 | 0 | 0 | 0 | 0 | 0 | 0 | 0 | 0 | 0 | 0 | 0 | 0 | 0 | 0 | 0 | 0
Comprehensive Packaged Air Conditioning Systems | Air Source Unitary Air Conditioner (Single Phase) Split System <65,000 with base efficiency > 13 SEER; 11.6 EER, Measure efficiency at 15 SEER; 13.6 EER. Tier 2 | PECI Engeneering Calcs | 8 | Misc._Commercial | Reduce_Cooling_Load-Ret | TRUE | Packaged HVAC Systems: NR - 15 | All other nonresidential programs 0.80 | ton | 35 | 0 | 0 | 126.4286 | 146.2972 | System | kW | 0.092393 | [5 empty] | 15 | 80% | 0% | [8 empty] | 0 | 0 | 0 | 0 | 0 | 0 | 0 | 0 | 0 | 0 | 0 | 0 | 0 | 0 | 0 | 0 | 0 | 0 | 0 | 0 | 0 | 0 | 0 | 0 | 0 | 0 | 0 | 0 | 0
Comprehensive Packaged Air Conditioning Systems | Air Source Unitary Air Conditioner (Single Phase) Split System <65,000 with base efficiency > 13 SEER; 11.6 EER, Measure efficiency at 15 SEER; 13.6 EER. Tier 2 | PECI Engeneering Calcs | 9 | Misc._Commercial | Reduce_Cooling_Load-Ret | TRUE | Packaged HVAC Systems: NR - 15 | All other nonresidential programs 0.80 | ton | 35 | 0 | 0 | 126.4286 | 145.4526 | System | kW | 0.10182 | [5 empty] | 15 | 80% | 0% | [8 empty] | 0 | 0 | 0 | 0 | 0 | 0 | 0 | 0 | 0 | 0 | 0 | 0 | 0 | 0 | 0 | 0 | 0 | 0 | 0 | 0 | 0 | 0 | 0 | 0 | 0 | 0 | 0 | 0 | 0
Comprehensive Packaged Air Conditioning Systems | Air Source Unitary Air Conditioner (Single Phase) Split System <65,000 with base efficiency > 13 SEER; 11.6 EER, Measure efficiency at 15 SEER; 13.6 EER. Tier 2 | PECI Engeneering Calcs | 10 | Misc._Commercial | Reduce_Cooling_Load-Ret | TRUE | Packaged HVAC Systems: NR - 15 | All other nonresidential programs 0.80 | ton | 35 | 0 | 0 | 126.4286 | 144.4097 | System | kW | 0.098716 | [5 empty] | 15 | 80% | 0% | [8 empty] | 0 | 0 | 0 | 0 | 0 | 0 | 0 | 0 | 0 | 0 | 0 | 0 | 0 | 0 | 0 | 0 | 0 | 0 | 0 | 0 | 0 | 0 | 0 | 0 | 0 | 0 | 0 | 0 | 0
Comprehensive Packaged Air Conditioning Systems | Air Source Unitary Air Conditioner (Single Phase) Split System <65,000 with base efficiency > 13 SEER; 11.6 EER, Measure efficiency at 15 SEER; 13.6 EER. Tier 2 | PECI Engeneering Calcs | 13 | Misc._Commercial | Reduce_Cooling_Load-Ret | TRUE | Packaged HVAC Systems: NR - 15 | All other nonresidential programs 0.80 | ton | 35 | 0 | 0 | 126.4286 | 150.7799 | System | kW | 0.10688 | [5 empty] | 15 | 80% | 0% | [8 empty] | 0 | 0 | 0 | 0 | 0 | 0 | 0 | 0 | 0 | 0 | 0 | 0 | 0 | 0 | 0 | 0 | 0 | 0 | 0 | 0 | 0 | 0 | 0 | 0 | 0 | 0 | 0 | 0 | 0
Comprehensive Packaged Air Conditioning Systems | Air Source Unitary Air Conditioner (Single Phase) Split System <65,000 with base efficiency > 13 SEER; 11.6 EER, Measure efficiency at 15 SEER; 13.6 EER. Tier 2 | PECI Engeneering Calcs | 14 | Misc._Commercial | Reduce_Cooling_Load-Ret | TRUE | Packaged HVAC Systems: NR - 15 | All other nonresidential programs 0.80 | ton | 35 | 0 | 0 | 126.4286 | 139.0657 | System | kW | 0.099048 | [5 empty] | 15 | 80% | 0% | [8 empty] | 0 | 0 | 0 | 0 | 0 | 0 | 0 | 0 | 0 | 0 | 0 | 0 | 0 | 0 | 0 | 0 | 0 | 0 | 0 | 0 | 0 | 0 | 0 | 0 | 0 | 0 | 0 | 0 | 0
Comprehensive Packaged Air Conditioning Systems | Air Source Unitary Air Conditioner (Single Phase) Split System <65,000 with base efficiency > 13 SEER; 11.6 EER, Measure efficiency at 15 SEER; 13.6 EER. Tier 2 | PECI Engeneering Calcs | 15 | Misc._Commercial | Reduce_Cooling_Load-Ret | TRUE | Packaged HVAC Systems: NR - 15 | All other nonresidential programs 0.80 | ton | 50 | 0 | 0 | 126.4286 | 205.5492 | System | kW | 0.11542 | [5 empty] | 15 | 80% | 0% | [8 empty] | 0 | 0 | 0 | 0 | 0 | 0 | 0 | 0 | 0 | 0 | 0 | 0 | 0 | 0 | 0 | 0 | 0 | 0 | 0 | 0 | 0 | 0 | 0 | 0 | 0 | 0 | 0 | 0 | 0
Comprehensive Packaged Air Conditioning Systems | Air Source Unitary Air Conditioner (Single Phase) Split System <65,000 with base efficiency > 13 SEER; 11.6 EER, Measure efficiency at 15 SEER; 13.6 EER. Tier 2 | PECI Engeneering Calcs | 16 | Misc._Commercial | Reduce_Cooling_Load-Ret | TRUE | Packaged HVAC Systems: NR - 15 | All other nonresidential programs 0.80 | ton | 20 | 0 | 0 | 126.4286 | 94.309 | System | kW | 0.092524 | [5 empty] | 15 | 80% | 0% | [8 empty] | 0 | 0 | 0 | 0 | 0 | 0 | 0 | 0 | 0 | 0 | 0 | 0 | 0 | 0 | 0 | 0 | 0 | 0 | 0 | 0 | 0 | 0 | 0 | 0 | 0 | 0 | 0 | 0 | 0
Comprehensive Packaged Air Conditioning Systems | Air Source Unitary Air Conditioner (Three Phase) Single Package <65,000 with base efficiency > 9.7 SEER, Measure efficiency at 10.7 SEER. Tier 1 | COfS0685ACPAL | 6 | Misc._Commercial | Reduce_Cooling_Load-Ret | TRUE | Packaged HVAC Systems: NR - 15 | All other nonresidential programs 0.80 | ton | 0 | 0 | 0 | 232.68 | 57.3198 | System | kW | 0.039271 | [5 empty] | 15 | 80% | 0% | 151.2 | 239.4 | 239.4 | [5 empty] | 37.8 | 37.8 | 37.8 | 37.8 | 59.85 | 59.85 | 59.85 | 59.85 | 59.85 | 59.85 | 59.85 | 59.85 | 0 | 0 | 0 | 0 | 0 | 0 | 0 | 0 | 0 | 0 | 0 | 0 | 0 | 0 | 0 | 0 | 630
Comprehensive Packaged Air Conditioning Systems | Air Source Unitary Air Conditioner (Three Phase) Single Package <65,000 with base efficiency > 9.7 SEER, Measure efficiency at 10.7 SEER. Tier 1 | COfS0885ACPAL | 8 | Misc._Commercial | Reduce_Cooling_Load-Ret | TRUE | Packaged HVAC Systems: NR - 15 | All other nonresidential programs 0.80 | ton | 20 | 0 | 0 | 232.68 | 84.0862 | System | kW | 0.066426 | [5 empty] | 15 | 80% | 0% | 4536 | 7182 | 7182 | [5 empty] | 1134 | 1134 | 1134 | 1134 | 1795.5 | 1795.5 | 1795.5 | 1795.5 | 1795.5 | 1795.5 | 1795.5 | 1795.5 | 0 | 0 | 0 | 0 | 0 | 0 | 0 | 0 | 0 | 0 | 0 | 0 | 0 | 0 | 0 | 0 | 18900
Comprehensive Packaged Air Conditioning Systems | Air Source Unitary Air Conditioner (Three Phase) Single Package <65,000 with base efficiency > 9.7 SEER, Measure efficiency at 10.7 SEER. Tier 1 | COfS0985ACPAL | 9 | Misc._Commercial | Reduce_Cooling_Load-Ret | TRUE | Packaged HVAC Systems: NR - 15 | All other nonresidential programs 0.80 | ton | 20 | 0 | 0 | 232.68 | 86.5481 | System | kW | 0.070706 | [5 empty] | 15 | 80% | 0% | 3024 | 4788 | 4788 | [5 empty] | 756 | 756 | 756 | 756 | 1197 | 1197 | 1197 | 1197 | 1197 | 1197 | 1197 | 1197 | 0 | 0 | 0 | 0 | 0 | 0 | 0 | 0 | 0 | 0 | 0 | 0 | 0 | 0 | 0 | 0 | 12600
Comprehensive Packaged Air Conditioning Systems | Air Source Unitary Air Conditioner (Three Phase) Single Package <65,000 with base efficiency > 9.7 SEER, Measure efficiency at 10.7 SEER. Tier 1 | COfS1085ACPAL | 10 | Misc._Commercial | Reduce_Cooling_Load-Ret | TRUE | Packaged HVAC Systems: NR - 15 | All other nonresidential programs 0.80 | ton | 20 | 0 | 0 | 232.68 | 87.2689 | System | kW | 0.073123 | [5 empty] | 15 | 80% | 0% | 5292 | 8379 | 8379 | [5 empty] | 1323 | 1323 | 1323 | 1323 | 2094.75 | 2094.75 | 2094.75 | 2094.75 | 2094.75 | 2094.75 | 2094.75 | 2094.75 | 0 | 0 | 0 | 0 | 0 | 0 | 0 | 0 | 0 | 0 | 0 | 0 | 0 | 0 | 0 | 0 | 22050
Comprehensive Packaged Air Conditioning Systems | Air Source Unitary Air Conditioner (Three Phase) Single Package <65,000 with base efficiency > 9.7 SEER, Measure efficiency at 10.7 SEER. Tier 1 | COfS1385ACPAL | 13 | Misc._Commercial | Reduce_Cooling_Load-Ret | TRUE | Packaged HVAC Systems: NR - 15 | All other nonresidential programs 0.80 | ton | 20 | 0 | 0 | 232.68 | 95.8404 | System | kW | 0.074871 | [5 empty] | 15 | 80% | 0% | 756 | 1197 | 1197 | [5 empty] | 189 | 189 | 189 | 189 | 299.25 | 299.25 | 299.25 | 299.25 | 299.25 | 299.25 | 299.25 | 299.25 | 0 | 0 | 0 | 0 | 0 | 0 | 0 | 0 | 0 | 0 | 0 | 0 | 0 | 0 | 0 | 0 | 3150
Comprehensive Packaged Air Conditioning Systems | Air Source Unitary Air Conditioner (Three Phase) Single Package <65,000 with base efficiency > 9.7 SEER, Measure efficiency at 10.7 SEER. Tier 1 | COfS1485ACPAL | 14 | Misc._Commercial | Reduce_Cooling_Load-Ret | TRUE | Packaged HVAC Systems: NR - 15 | All other nonresidential programs 0.80 | ton | 20 | 0 | 0 | 232.68 | 82.8262 | System | kW | 0.072535 | [5 empty] | 15 | 80% | 0% | 1058.4 | 1675.8 | 1675.8 | [5 empty] | 264.6 | 264.6 | 264.6 | 264.6 | 418.95 | 418.95 | 418.95 | 418.95 | 418.95 | 418.95 | 418.95 | 418.95 | 0 | 0 | 0 | 0 | 0 | 0 | 0 | 0 | 0 | 0 | 0 | 0 | 0 | 0 | 0 | 0 | 4410
Comprehensive Packaged Air Conditioning Systems | Air Source Unitary Air Conditioner (Three Phase) Single Package <65,000 with base efficiency > 9.7 SEER, Measure efficiency at 10.7 SEER. Tier 1 | COfS1585ACPAL | 15 | Misc._Commercial | Reduce_Cooling_Load-Ret | TRUE | Packaged HVAC Systems: NR - 15 | All other nonresidential programs 0.80 | ton | 30 | 0 | 0 | 232.68 | 138.123 | System | kW | 0.08075 | [5 empty] | 15 | 80% | 0% | 302.4 | 478.8 | 478.8 | [5 empty] | 75.6 | 75.6 | 75.6 | 75.6 | 119.7 | 119.7 | 119.7 | 119.7 | 119.7 | 119.7 | 119.7 | 119.7 | 0 | 0 | 0 | 0 | 0 | 0 | 0 | 0 | 0 | 0 | 0 | 0 | 0 | 0 | 0 | 0 | 1260
Comprehensive Packaged Air Conditioning Systems | Air Source Unitary Air Conditioner (Three Phase) Single Package <65,000 with base efficiency > 9.7 SEER, Measure efficiency at 10.7 SEER. Tier 1 | COfS1685ACPAL | 16 | Misc._Commercial | Reduce_Cooling_Load-Ret | TRUE | Packaged HVAC Systems: NR - 15 | All other nonresidential programs 0.80 | ton | 0 | 0 | 0 | 232.68 | 44.8723 | System | kW | 0.064253 | [5 empty] | 15 | 80% | 0% | 0 | 0 | 0 | [5 empty] | 0 | 0 | 0 | 0 | 0 | 0 | 0 | 0 | 0 | 0 | 0 | 0 | 0 | 0 | 0 | 0 | 0 | 0 | 0 | 0 | 0 | 0 | 0 | 0 | 0 | 0 | 0 | 0 | 0
Comprehensive Packaged Air Conditioning Systems | Air Source Unitary Air Conditioner (Three Phase) Single Package <65,000 with base efficiency > 9.7 SEER, Measure efficiency at 11.7 SEER. Tier 2 | PECI Engeneering Calcs | 6 | Misc._Commercial | Reduce_Cooling_Load-Ret | TRUE | Packaged HVAC Systems: NR - 15 | All other nonresidential programs 0.80 | ton | 20 | 0 | 0 | 290.85 | 103.1756 | System | kW | 0.070688 | [5 empty] | 15 | 80% | 0% | 153.6 | 243.2 | 243.2 | [5 empty] | 38.4 | 38.4 | 38.4 | 38.4 | 60.8 | 60.8 | 60.8 | 60.8 | 60.8 | 60.8 | 60.8 | 60.8 | 0 | 0 | 0 | 0 | 0 | 0 | 0 | 0 | 0 | 0 | 0 | 0 | 0 | 0 | 0 | 0 | 640
Comprehensive Packaged Air Conditioning Systems | Air Source Unitary Air Conditioner (Three Phase) Single Package <65,000 with base efficiency > 9.7 SEER, Measure efficiency at 11.7 SEER. Tier 2 | PECI Engeneering Calcs | 8 | Misc._Commercial | Reduce_Cooling_Load-Ret | TRUE | Packaged HVAC Systems: NR - 15 | All other nonresidential programs 0.80 | ton | 35 | 0 | 0 | 290.85 | 151.3552 | System | kW | 0.11957 | [5 empty] | 15 | 80% | 0% | 4608 | 7296 | 7296 | [5 empty] | 1152 | 1152 | 1152 | 1152 | 1824 | 1824 | 1824 | 1824 | 1824 | 1824 | 1824 | 1824 | 0 | 0 | 0 | 0 | 0 | 0 | 0 | 0 | 0 | 0 | 0 | 0 | 0 | 0 | 0 | 0 | 19200
Comprehensive Packaged Air Conditioning Systems | Air Source Unitary Air Conditioner (Three Phase) Single Package <65,000 with base efficiency > 9.7 SEER, Measure efficiency at 11.7 SEER. Tier 2 | PECI Engeneering Calcs | 9 | Misc._Commercial | Reduce_Cooling_Load-Ret | TRUE | Packaged HVAC Systems: NR - 15 | All other nonresidential programs 0.80 | ton | 35 | 0 | 0 | 290.85 | 155.7866 | System | kW | 0.12727 | [5 empty] | 15 | 80% | 0% | 3072 | 4864 | 4864 | [5 empty] | 768 | 768 | 768 | 768 | 1216 | 1216 | 1216 | 1216 | 1216 | 1216 | 1216 | 1216 | 0 | 0 | 0 | 0 | 0 | 0 | 0 | 0 | 0 | 0 | 0 | 0 | 0 | 0 | 0 | 0 | 12800
Comprehensive Packaged Air Conditioning Systems | Air Source Unitary Air Conditioner (Three Phase) Single Package <65,000 with base efficiency > 9.7 SEER, Measure efficiency at 11.7 SEER. Tier 2 | PECI Engeneering Calcs | 10 | Misc._Commercial | Reduce_Cooling_Load-Ret | TRUE | Packaged HVAC Systems: NR - 15 | All other nonresidential programs 0.80 | ton | 35 | 0 | 0 | 290.85 | 157.084 | System | kW | 0.13162 | [5 empty] | 15 | 80% | 0% | 5376 | 8512 | 8512 | [5 empty] | 1344 | 1344 | 1344 | 1344 | 2128 | 2128 | 2128 | 2128 | 2128 | 2128 | 2128 | 2128 | 0 | 0 | 0 | 0 | 0 | 0 | 0 | 0 | 0 | 0 | 0 | 0 | 0 | 0 | 0 | 0 | 22400
Comprehensive Packaged Air Conditioning Systems | Air Source Unitary Air Conditioner (Three Phase) Single Package <65,000 with base efficiency > 9.7 SEER, Measure efficiency at 11.7 SEER. Tier 2 | PECI Engeneering Calcs | 13 | Misc._Commercial | Reduce_Cooling_Load-Ret | TRUE | Packaged HVAC Systems: NR - 15 | All other nonresidential programs 0.80 | ton | 35 | 0 | 0 | 290.85 | 172.5127 | System | kW | 0.13477 | [5 empty] | 15 | 80% | 0% | 768 | 1216 | 1216 | [5 empty] | 192 | 192 | 192 | 192 | 304 | 304 | 304 | 304 | 304 | 304 | 304 | 304 | 0 | 0 | 0 | 0 | 0 | 0 | 0 | 0 | 0 | 0 | 0 | 0 | 0 | 0 | 0 | 0 | 3200
Comprehensive Packaged Air Conditioning Systems | Air Source Unitary Air Conditioner (Three Phase) Single Package <65,000 with base efficiency > 9.7 SEER, Measure efficiency at 11.7 SEER. Tier 2 | PECI Engeneering Calcs | 14 | Misc._Commercial | Reduce_Cooling_Load-Ret | TRUE | Packaged HVAC Systems: NR - 15 | All other nonresidential programs 0.80 | ton | 35 | 0 | 0 | 290.85 | 149.0872 | System | kW | 0.13056 | [5 empty] | 15 | 80% | 0% | 1075.2 | 1702.4 | 1702.4 | [5 empty] | 268.8 | 268.8 | 268.8 | 268.8 | 425.6 | 425.6 | 425.6 | 425.6 | 425.6 | 425.6 | 425.6 | 425.6 | 0 | 0 | 0 | 0 | 0 | 0 | 0 | 0 | 0 | 0 | 0 | 0 | 0 | 0 | 0 | 0 | 4480
Comprehensive Packaged Air Conditioning Systems | Air Source Unitary Air Conditioner (Three Phase) Single Package <65,000 with base efficiency > 9.7 SEER, Measure efficiency at 11.7 SEER. Tier 2 | PECI Engeneering Calcs | 15 | Misc._Commercial | Reduce_Cooling_Load-Ret | TRUE | Packaged HVAC Systems: NR - 15 | All other nonresidential programs 0.80 | ton | 50 | 0 | 0 | 290.85 | 248.6214 | System | kW | 0.14535 | [5 empty] | 15 | 80% | 0% | 307.2 | 486.4 | 486.4 | [5 empty] | 76.8 | 76.8 | 76.8 | 76.8 | 121.6 | 121.6 | 121.6 | 121.6 | 121.6 | 121.6 | 121.6 | 121.6 | 0 | 0 | 0 | 0 | 0 | 0 | 0 | 0 | 0 | 0 | 0 | 0 | 0 | 0 | 0 | 0 | 1280
Comprehensive Packaged Air Conditioning Systems | Air Source Unitary Air Conditioner (Three Phase) Single Package <65,000 with base efficiency > 9.7 SEER, Measure efficiency at 11.7 SEER. Tier 2 | PECI Engeneering Calcs | 16 | Misc._Commercial | Reduce_Cooling_Load-Ret | TRUE | Packaged HVAC Systems: NR - 15 | All other nonresidential programs 0.80 | ton | 20 | 0 | 0 | 290.85 | 80.7701 | System | kW | 0.11565 | [5 empty] | 15 | 80% | 0% | 0 | 0 | 0 | [5 empty] | 0 | 0 | 0 | 0 | 0 | 0 | 0 | 0 | 0 | 0 | 0 | 0 | 0 | 0 | 0 | 0 | 0 | 0 | 0 | 0 | 0 | 0 | 0 | 0 | 0 | 0 | 0 | 0 | 0
Comprehensive Packaged Air Conditioning Systems | Air Source Unitary Air Conditioner (Three Phase) Single Package <65,000 with base efficiency > 9.7 SEER, Measure efficiency at 12.7 SEER. Tier 3 | PECI Engeneering Calcs | 6 | Misc._Commercial | Reduce_Cooling_Load-Ret | TRUE | Packaged HVAC Systems: NR - 15 | All other nonresidential programs 0.80 | ton | 25 | 0 | 0 | 363.5625 | 137.5675 | System | kW | 0.094251 | [5 empty] | 15 | 80% | 0% | 0 | 0 | 0 | [5 empty] | 0 | 0 | 0 | 0 | 0 | 0 | 0 | 0 | 0 | 0 | 0 | 0 | 0 | 0 | 0 | 0 | 0 | 0 | 0 | 0 | 0 | 0 | 0 | 0 | 0 | 0 | 0 | 0 | 0
Comprehensive Packaged Air Conditioning Systems | Air Source Unitary Air Conditioner (Three Phase) Single Package <65,000 with base efficiency > 9.7 SEER, Measure efficiency at 12.7 SEER. Tier 3 | PECI Engeneering Calcs | 8 | Misc._Commercial | Reduce_Cooling_Load-Ret | TRUE | Packaged HVAC Systems: NR - 15 | All other nonresidential programs 0.80 | ton | 50 | 0 | 0 | 363.5625 | 201.8069 | System | kW | 0.15942 | [5 empty] | 15 | 80% | 0% | 42.264 | 66.918 | 66.918 | [5 empty] | 10.566 | 10.566 | 10.566 | 10.566 | 16.7295 | 16.7295 | 16.7295 | 16.7295 | 16.7295 | 16.7295 | 16.7295 | 16.7295 | 0 | 0 | 0 | 0 | 0 | 0 | 0 | 0 | 0 | 0 | 0 | 0 | 0 | 0 | 0 | 0 | 176.1
Comprehensive Packaged Air Conditioning Systems | Air Source Unitary Air Conditioner (Three Phase) Single Package <65,000 with base efficiency > 9.7 SEER, Measure efficiency at 12.7 SEER. Tier 3 | PECI Engeneering Calcs | 9 | Misc._Commercial | Reduce_Cooling_Load-Ret | TRUE | Packaged HVAC Systems: NR - 15 | All other nonresidential programs 0.80 | ton | 50 | 0 | 0 | 363.5625 | 207.7154 | System | kW | 0.16969 | [5 empty] | 15 | 80% | 0% | 28.176 | 44.612 | 44.612 | [5 empty] | 7.044 | 7.044 | 7.044 | 7.044 | 11.153 | 11.153 | 11.153 | 11.153 | 11.153 | 11.153 | 11.153 | 11.153 | 0 | 0 | 0 | 0 | 0 | 0 | 0 | 0 | 0 | 0 | 0 | 0 | 0 | 0 | 0 | 0 | 117.4
Comprehensive Packaged Air Conditioning Systems | Air Source Unitary Air Conditioner (Three Phase) Single Package <65,000 with base efficiency > 9.7 SEER, Measure efficiency at 12.7 SEER. Tier 3 | PECI Engeneering Calcs | 10 | Misc._Commercial | Reduce_Cooling_Load-Ret | TRUE | Packaged HVAC Systems: NR - 15 | All other nonresidential programs 0.80 | ton | 50 | 0 | 0 | 363.5625 | 209.4454 | System | kW | 0.1755 | [5 empty] | 15 | 80% | 0% | 50.7168 | 80.3016 | 80.3016 | [5 empty] | 12.6792 | 12.6792 | 12.6792 | 12.6792 | 20.0754 | 20.0754 | 20.0754 | 20.0754 | 20.0754 | 20.0754 | 20.0754 | 20.0754 | 0 | 0 | 0 | 0 | 0 | 0 | 0 | 0 | 0 | 0 | 0 | 0 | 0 | 0 | 0 | 0 | 211.32
Comprehensive Packaged Air Conditioning Systems | Air Source Unitary Air Conditioner (Three Phase) Single Package <65,000 with base efficiency > 9.7 SEER, Measure efficiency at 12.7 SEER. Tier 3 | PECI Engeneering Calcs | 13 | Misc._Commercial | Reduce_Cooling_Load-Ret | TRUE | Packaged HVAC Systems: NR - 15 | All other nonresidential programs 0.80 | ton | 50 | 0 | 0 | 363.5625 | 230.017 | System | kW | 0.17969 | [5 empty] | 15 | 80% | 0% | 7.044 | 11.153 | 11.153 | [5 empty] | 1.761 | 1.761 | 1.761 | 1.761 | 2.7883 | 2.7883 | 2.7883 | 2.7883 | 2.7883 | 2.7883 | 2.7883 | 2.7883 | 0 | 0 | 0 | 0 | 0 | 0 | 0 | 0 | 0 | 0 | 0 | 0 | 0 | 0 | 0 | 0 | 29.35
Comprehensive Packaged Air Conditioning Systems | Air Source Unitary Air Conditioner (Three Phase) Single Package <65,000 with base efficiency > 9.7 SEER, Measure efficiency at 12.7 SEER. Tier 3 | PECI Engeneering Calcs | 14 | Misc._Commercial | Reduce_Cooling_Load-Ret | TRUE | Packaged HVAC Systems: NR - 15 | All other nonresidential programs 0.80 | ton | 50 | 0 | 0 | 363.5625 | 198.7829 | System | kW | 0.17408 | [5 empty] | 15 | 80% | 0% | 9.8616 | 15.6142 | 15.6142 | [5 empty] | 2.4654 | 2.4654 | 2.4654 | 2.4654 | 3.9036 | 3.9036 | 3.9036 | 3.9036 | 3.9036 | 3.9036 | 3.9036 | 3.9036 | 0 | 0 | 0 | 0 | 0 | 0 | 0 | 0 | 0 | 0 | 0 | 0 | 0 | 0 | 0 | 0 | 41.09
Comprehensive Packaged Air Conditioning Systems | Air Source Unitary Air Conditioner (Three Phase) Single Package <65,000 with base efficiency > 9.7 SEER, Measure efficiency at 12.7 SEER. Tier 3 | PECI Engeneering Calcs | 15 | Misc._Commercial | Reduce_Cooling_Load-Ret | TRUE | Packaged HVAC Systems: NR - 15 | All other nonresidential programs 0.80 | ton | 70 | 0 | 0 | 363.5625 | 331.4952 | System | kW | 0.1938 | [5 empty] | 15 | 80% | 0% | 2.8176 | 4.4612 | 4.4612 | [5 empty] | 0.7044 | 0.7044 | 0.7044 | 0.7044 | 1.1153 | 1.1153 | 1.1153 | 1.1153 | 1.1153 | 1.1153 | 1.1153 | 1.1153 | 0 | 0 | 0 | 0 | 0 | 0 | 0 | 0 | 0 | 0 | 0 | 0 | 0 | 0 | 0 | 0 | 11.74
Comprehensive Packaged Air Conditioning Systems | Air Source Unitary Air Conditioner (Three Phase) Single Package <65,000 with base efficiency > 9.7 SEER, Measure efficiency at 12.7 SEER. Tier 3 | PECI Engeneering Calcs | 16 | Misc._Commercial | Reduce_Cooling_Load-Ret | TRUE | Packaged HVAC Systems: NR - 15 | All other nonresidential programs 0.80 | ton | 25 | 0 | 0 | 363.5625 | 107.6935 | System | kW | 0.15421 | [5 empty] | 15 | 80% | 0% | 0 | 0 | 0 | [5 empty] | 0 | 0 | 0 | 0 | 0 | 0 | 0 | 0 | 0 | 0 | 0 | 0 | 0 | 0 | 0 | 0 | 0 | 0 | 0 | 0 | 0 | 0 | 0 | 0 | 0 | 0 | 0 | 0 | 0
Comprehensive Packaged Air Conditioning Systems | Air Source Unitary Air Conditioner (Three Phase) Split System <65,000 with base efficiency > 10.0 SEER, Measure efficiency at 11 SEER. Tier 1 | COfS0685ACPAL | 6 | Misc._Commercial | Reduce_Cooling_Load-Ret | TRUE | Packaged HVAC Systems: NR - 15 | All other nonresidential programs 0.80 | ton | 0 | 0 | 0 | 232.68 | 57.3198 | System | kW | 0.039271 | [5 empty] | 15 | 80% | 0% | 0 | 0 | 0 | [5 empty] | 0 | 0 | 0 | 0 | 0 | 0 | 0 | 0 | 0 | 0 | 0 | 0 | 0 | 0 | 0 | 0 | 0 | 0 | 0 | 0 | 0 | 0 | 0 | 0 | 0 | 0 | 0 | 0 | 0
Comprehensive Packaged Air Conditioning Systems | Air Source Unitary Air Conditioner (Three Phase) Split System <65,000 with base efficiency > 10.0 SEER, Measure efficiency at 11 SEER. Tier 1 | COfS0885ACPAL | 8 | Misc._Commercial | Reduce_Cooling_Load-Ret | TRUE | Packaged HVAC Systems: NR - 15 | All other nonresidential programs 0.80 | ton | 20 | 0 | 0 | 232.68 | 84.0862 | System | kW | 0.066426 | [5 empty] | 15 | 80% | 0% | 237.816 | 376.542 | 376.542 | [5 empty] | 59.454 | 59.454 | 59.454 | 59.454 | 94.1355 | 94.1355 | 94.1355 | 94.1355 | 94.1355 | 94.1355 | 94.1355 | 94.1355 | 0 | 0 | 0 | 0 | 0 | 0 | 0 | 0 | 0 | 0 | 0 | 0 | 0 | 0 | 0 | 0 | 990.9
Comprehensive Packaged Air Conditioning Systems | Air Source Unitary Air Conditioner (Three Phase) Split System <65,000 with base efficiency > 10.0 SEER, Measure efficiency at 11 SEER. Tier 1 | COfS0985ACPAL | 9 | Misc._Commercial | Reduce_Cooling_Load-Ret | TRUE | Packaged HVAC Systems: NR - 15 | All other nonresidential programs 0.80 | ton | 20 | 0 | 0 | 232.68 | 86.5481 | System | kW | 0.070706 | [5 empty] | 15 | 80% | 0% | 158.544 | 251.028 | 251.028 | [5 empty] | 39.636 | 39.636 | 39.636 | 39.636 | 62.757 | 62.757 | 62.757 | 62.757 | 62.757 | 62.757 | 62.757 | 62.757 | 0 | 0 | 0 | 0 | 0 | 0 | 0 | 0 | 0 | 0 | 0 | 0 | 0 | 0 | 0 | 0 | 660.6
Comprehensive Packaged Air Conditioning Systems | Air Source Unitary Air Conditioner (Three Phase) Split System <65,000 with base efficiency > 10.0 SEER, Measure efficiency at 11 SEER. Tier 1 | COfS1085ACPAL | 10 | Misc._Commercial | Reduce_Cooling_Load-Ret | TRUE | Packaged HVAC Systems: NR - 15 | All other nonresidential programs 0.80 | ton | 20 | 0 | 0 | 232.68 | 87.2689 | System | kW | 0.073123 | [5 empty] | 15 | 80% | 0% | 285.3792 | 451.8504 | 451.8504 | [5 empty] | 71.3448 | 71.3448 | 71.3448 | 71.3448 | 112.9626 | 112.9626 | 112.9626 | 112.9626 | 112.9626 | 112.9626 | 112.9626 | 112.9626 | 0 | 0 | 0 | 0 | 0 | 0 | 0 | 0 | 0 | 0 | 0 | 0 | 0 | 0 | 0 | 0 | 1189.08
Comprehensive Packaged Air Conditioning Systems | Air Source Unitary Air Conditioner (Three Phase) Split System <65,000 with base efficiency > 10.0 SEER, Measure efficiency at 11 SEER. Tier 1 | COfS1385ACPAL | 13 | Misc._Commercial | Reduce_Cooling_Load-Ret | TRUE | Packaged HVAC Systems: NR - 15 | All other nonresidential programs 0.80 | ton | 20 | 0 | 0 | 232.68 | 95.8404 | System | kW | 0.074871 | [5 empty] | 15 | 80% | 0% | 39.636 | 62.757 | 62.757 | [5 empty] | 9.909 | 9.909 | 9.909 | 9.909 | 15.6892 | 15.6892 | 15.6892 | 15.6892 | 15.6892 | 15.6892 | 15.6892 | 15.6892 | 0 | 0 | 0 | 0 | 0 | 0 | 0 | 0 | 0 | 0 | 0 | 0 | 0 | 0 | 0 | 0 | 165.15
Comprehensive Packaged Air Conditioning Systems | Air Source Unitary Air Conditioner (Three Phase) Split System <65,000 with base efficiency > 10.0 SEER, Measure efficiency at 11 SEER. Tier 1 | COfS1485ACPAL | 14 | Misc._Commercial | Reduce_Cooling_Load-Ret | TRUE | Packaged HVAC Systems: NR - 15 | All other nonresidential programs 0.80 | ton | 20 | 0 | 0 | 232.68 | 82.8262 | System | kW | 0.072535 | [5 empty] | 15 | 80% | 0% | 55.4904 | 87.8598 | 87.8598 | [5 empty] | 13.8726 | 13.8726 | 13.8726 | 13.8726 | 21.965 | 21.965 | 21.965 | 21.965 | 21.965 | 21.965 | 21.965 | 21.965 | 0 | 0 | 0 | 0 | 0 | 0 | 0 | 0 | 0 | 0 | 0 | 0 | 0 | 0 | 0 | 0 | 231.21
Comprehensive Packaged Air Conditioning Systems | Air Source Unitary Air Conditioner (Three Phase) Split System <65,000 with base efficiency > 10.0 SEER, Measure efficiency at 11 SEER. Tier 1 | COfS1585ACPAL | 15 | Misc._Commercial | Reduce_Cooling_Load-Ret | TRUE | Packaged HVAC Systems: NR - 15 | All other nonresidential programs 0.80 | ton | 30 | 0 | 0 | 232.68 | 138.123 | System | kW | 0.08075 | [5 empty] | 15 | 80% | 0% | 15.8544 | 25.1028 | 25.1028 | [5 empty] | 3.9636 | 3.9636 | 3.9636 | 3.9636 | 6.2757 | 6.2757 | 6.2757 | 6.2757 | 6.2757 | 6.2757 | 6.2757 | 6.2757 | 0 | 0 | 0 | 0 | 0 | 0 | 0 | 0 | 0 | 0 | 0 | 0 | 0 | 0 | 0 | 0 | 66.06
Comprehensive Packaged Air Conditioning Systems | Air Source Unitary Air Conditioner (Three Phase) Split System <65,000 with base efficiency > 10.0 SEER, Measure efficiency at 11 SEER. Tier 1 | COfS1685ACPAL | 16 | Misc._Commercial | Reduce_Cooling_Load-Ret | TRUE | Packaged HVAC Systems: NR - 15 | All other nonresidential programs 0.80 | ton | 0 | 0 | 0 | 232.68 | 44.8723 | System | kW | 0.064253 | [5 empty] | 15 | 80% | 0% | 0 | 0 | 0 | [5 empty] | 0 | 0 | 0 | 0 | 0 | 0 | 0 | 0 | 0 | 0 | 0 | 0 | 0 | 0 | 0 | 0 | 0 | 0 | 0 | 0 | 0 | 0 | 0 | 0 | 0 | 0 | 0 | 0 | 0
Comprehensive Packaged Air Conditioning Systems | Air Source Unitary Air Conditioner (Three Phase) Split System <65,000 with base efficiency > 10.0 SEER, Measure efficiency at 12 SEER. Tier 2 | PECI Engeneering Calcs | 6 | Misc._Commercial | Reduce_Cooling_Load-Ret | TRUE | Packaged HVAC Systems: NR - 15 | All other nonresidential programs 0.80 | ton | 20 | 0 | 0 | 290.85 | 103.1756 | System | kW | 0.070688 | [5 empty] | 15 | 80% | 0% | 0 | 0 | 0 | [5 empty] | 0 | 0 | 0 | 0 | 0 | 0 | 0 | 0 | 0 | 0 | 0 | 0 | 0 | 0 | 0 | 0 | 0 | 0 | 0 | 0 | 0 | 0 | 0 | 0 | 0 | 0 | 0 | 0 | 0
Comprehensive Packaged Air Conditioning Systems | Air Source Unitary Air Conditioner (Three Phase) Split System <65,000 with base efficiency > 10.0 SEER, Measure efficiency at 12 SEER. Tier 2 | PECI Engeneering Calcs | 8 | Misc._Commercial | Reduce_Cooling_Load-Ret | TRUE | Packaged HVAC Systems: NR - 15 | All other nonresidential programs 0.80 | ton | 35 | 0 | 0 | 290.85 | 151.3552 | System | kW | 0.11957 | [5 empty] | 15 | 80% | 0% | 1465.128 | 2319.786 | 2319.786 | [5 empty] | 366.282 | 366.282 | 366.282 | 366.282 | 579.9465 | 579.9465 | 579.9465 | 579.9465 | 579.9465 | 579.9465 | 579.9465 | 579.9465 | 0 | 0 | 0 | 0 | 0 | 0 | 0 | 0 | 0 | 0 | 0 | 0 | 0 | 0 | 0 | 0 | 6104.7
Comprehensive Packaged Air Conditioning Systems | Air Source Unitary Air Conditioner (Three Phase) Split System <65,000 with base efficiency > 10.0 SEER, Measure efficiency at 12 SEER. Tier 2 | PECI Engeneering Calcs | 9 | Misc._Commercial | Reduce_Cooling_Load-Ret | TRUE | Packaged HVAC Systems: NR - 15 | All other nonresidential programs 0.80 | ton | 35 | 0 | 0 | 290.85 | 155.7866 | System | kW | 0.12727 | [5 empty] | 15 | 80% | 0% | 976.752 | 1546.524 | 1546.524 | [5 empty] | 244.188 | 244.188 | 244.188 | 244.188 | 386.631 | 386.631 | 386.631 | 386.631 | 386.631 | 386.631 | 386.631 | 386.631 | 0 | 0 | 0 | 0 | 0 | 0 | 0 | 0 | 0 | 0 | 0 | 0 | 0 | 0 | 0 | 0 | 4069.8
Comprehensive Packaged Air Conditioning Systems | Air Source Unitary Air Conditioner (Three Phase) Split System <65,000 with base efficiency > 10.0 SEER, Measure efficiency at 12 SEER. Tier 2 | PECI Engeneering Calcs | 10 | Misc._Commercial | Reduce_Cooling_Load-Ret | TRUE | Packaged HVAC Systems: NR - 15 | All other nonresidential programs 0.80 | ton | 35 | 0 | 0 | 290.85 | 157.084 | System | kW | 0.13162 | [5 empty] | 15 | 80% | 0% | 1758.1536 | 2783.7432 | 2783.7432 | [5 empty] | 439.5384 | 439.5384 | 439.5384 | 439.5384 | 695.9358 | 695.9358 | 695.9358 | 695.9358 | 695.9358 | 695.9358 | 695.9358 | 695.9358 | 0 | 0 | 0 | 0 | 0 | 0 | 0 | 0 | 0 | 0 | 0 | 0 | 0 | 0 | 0 | 0 | 7325.64
Comprehensive Packaged Air Conditioning Systems | Air Source Unitary Air Conditioner (Three Phase) Split System <65,000 with base efficiency > 10.0 SEER, Measure efficiency at 12 SEER. Tier 2 | PECI Engeneering Calcs | 13 | Misc._Commercial | Reduce_Cooling_Load-Ret | TRUE | Packaged HVAC Systems: NR - 15 | All other nonresidential programs 0.80 | ton | 35 | 0 | 0 | 290.85 | 172.5127 | System | kW | 0.13477 | [5 empty] | 15 | 80% | 0% | 244.188 | 386.631 | 386.631 | [5 empty] | 61.047 | 61.047 | 61.047 | 61.047 | 96.6577 | 96.6577 | 96.6577 | 96.6577 | 96.6577 | 96.6577 | 96.6577 | 96.6577 | 0 | 0 | 0 | 0 | 0 | 0 | 0 | 0 | 0 | 0 | 0 | 0 | 0 | 0 | 0 | 0 | 1017.45
Comprehensive Packaged Air Conditioning Systems | Air Source Unitary Air Conditioner (Three Phase) Split System <65,000 with base efficiency > 10.0 SEER, Measure efficiency at 12 SEER. Tier 2 | PECI Engeneering Calcs | 14 | Misc._Commercial | Reduce_Cooling_Load-Ret | TRUE | Packaged HVAC Systems: NR - 15 | All other nonresidential programs 0.80 | ton | 35 | 0 | 0 | 290.85 | 149.0872 | System | kW | 0.13056 | [5 empty] | 15 | 80% | 0% | 341.8632 | 541.2834 | 541.2834 | [5 empty] | 85.4658 | 85.4658 | 85.4658 | 85.4658 | 135.3209 | 135.3209 | 135.3209 | 135.3209 | 135.3209 | 135.3209 | 135.3209 | 135.3209 | 0 | 0 | 0 | 0 | 0 | 0 | 0 | 0 | 0 | 0 | 0 | 0 | 0 | 0 | 0 | 0 | 1424.43
Comprehensive Packaged Air Conditioning Systems | Air Source Unitary Air Conditioner (Three Phase) Split System <65,000 with base efficiency > 10.0 SEER, Measure efficiency at 12 SEER. Tier 2 | PECI Engeneering Calcs | 15 | Misc._Commercial | Reduce_Cooling_Load-Ret | TRUE | Packaged HVAC Systems: NR - 15 | All other nonresidential programs 0.80 | ton | 50 | 0 | 0 | 290.85 | 248.6214 | System | kW | 0.14535 | [5 empty] | 15 | 80% | 0% | 97.6752 | 154.6524 | 154.6524 | [5 empty] | 24.4188 | 24.4188 | 24.4188 | 24.4188 | 38.6631 | 38.6631 | 38.6631 | 38.6631 | 38.6631 | 38.6631 | 38.6631 | 38.6631 | 0 | 0 | 0 | 0 | 0 | 0 | 0 | 0 | 0 | 0 | 0 | 0 | 0 | 0 | 0 | 0 | 406.98
Comprehensive Packaged Air Conditioning Systems | Air Source Unitary Air Conditioner (Three Phase) Split System <65,000 with base efficiency > 10.0 SEER, Measure efficiency at 12 SEER. Tier 2 | PECI Engeneering Calcs | 16 | Misc._Commercial | Reduce_Cooling_Load-Ret | TRUE | Packaged HVAC Systems: NR - 15 | All other nonresidential programs 0.80 | ton | 20 | 0 | 0 | 290.85 | 80.7701 | System | kW | 0.11565 | [5 empty] | 15 | 80% | 0% | 0 | 0 | 0 | [5 empty] | 0 | 0 | 0 | 0 | 0 | 0 | 0 | 0 | 0 | 0 | 0 | 0 | 0 | 0 | 0 | 0 | 0 | 0 | 0 | 0 | 0 | 0 | 0 | 0 | 0 | 0 | 0 | 0 | 0
Comprehensive Packaged Air Conditioning Systems | Air Source Unitary Air Conditioner (Three Phase) Split System <65,000 with base efficiency > 10.0 SEER, Measure efficiency at 13 SEER. Tier 3 | PECI Engeneering Calcs | 6 | Misc._Commercial | Reduce_Cooling_Load-Ret | TRUE | Packaged HVAC Systems: NR - 15 | All other nonresidential programs 0.80 | ton | 25 | 0 | 0 | 363.5625 | 137.5675 | System | kW | 0.094251 | [5 empty] | 15 | 80% | 0% | 0 | 0 | 0 | [5 empty] | 0 | 0 | 0 | 0 | 0 | 0 | 0 | 0 | 0 | 0 | 0 | 0 | 0 | 0 | 0 | 0 | 0 | 0 | 0 | 0 | 0 | 0 | 0 | 0 | 0 | 0 | 0 | 0 | 0
Comprehensive Packaged Air Conditioning Systems | Air Source Unitary Air Conditioner (Three Phase) Split System <65,000 with base efficiency > 10.0 SEER, Measure efficiency at 13 SEER. Tier 3 | PECI Engeneering Calcs | 8 | Misc._Commercial | Reduce_Cooling_Load-Ret | TRUE | Packaged HVAC Systems: NR - 15 | All other nonresidential programs 0.80 | ton | 50 | 0 | 0 | 363.5625 | 201.8069 | System | kW | 0.15942 | [5 empty] | 15 | 80% | 0% | 0 | 0 | 0 | [5 empty] | 0 | 0 | 0 | 0 | 0 | 0 | 0 | 0 | 0 | 0 | 0 | 0 | 0 | 0 | 0 | 0 | 0 | 0 | 0 | 0 | 0 | 0 | 0 | 0 | 0 | 0 | 0 | 0 | 0
Comprehensive Packaged Air Conditioning Systems | Air Source Unitary Air Conditioner (Three Phase) Split System <65,000 with base efficiency > 10.0 SEER, Measure efficiency at 13 SEER. Tier 3 | PECI Engeneering Calcs | 9 | Misc._Commercial | Reduce_Cooling_Load-Ret | TRUE | Packaged HVAC Systems: NR - 15 | All other nonresidential programs 0.80 | ton | 50 | 0 | 0 | 363.5625 | 207.7154 | System | kW | 0.16969 | [5 empty] | 15 | 80% | 0% | 0 | 0 | 0 | [5 empty] | 0 | 0 | 0 | 0 | 0 | 0 | 0 | 0 | 0 | 0 | 0 | 0 | 0 | 0 | 0 | 0 | 0 | 0 | 0 | 0 | 0 | 0 | 0 | 0 | 0 | 0 | 0 | 0 | 0
Comprehensive Packaged Air Conditioning Systems | Air Source Unitary Air Conditioner (Three Phase) Split System <65,000 with base efficiency > 10.0 SEER, Measure efficiency at 13 SEER. Tier 3 | PECI Engeneering Calcs | 10 | Misc._Commercial | Reduce_Cooling_Load-Ret | TRUE | Packaged HVAC Systems: NR - 15 | All other nonresidential programs 0.80 | ton | 50 | 0 | 0 | 363.5625 | 209.4454 | System | kW | 0.1755 | [5 empty] | 15 | 80% | 0% | 0 | 0 | 0 | [5 empty] | 0 | 0 | 0 | 0 | 0 | 0 | 0 | 0 | 0 | 0 | 0 | 0 | 0 | 0 | 0 | 0 | 0 | 0 | 0 | 0 | 0 | 0 | 0 | 0 | 0 | 0 | 0 | 0 | 0
Comprehensive Packaged Air Conditioning Systems | Air Source Unitary Air Conditioner (Three Phase) Split System <65,000 with base efficiency > 10.0 SEER, Measure efficiency at 13 SEER. Tier 3 | PECI Engeneering Calcs | 13 | Misc._Commercial | Reduce_Cooling_Load-Ret | TRUE | Packaged HVAC Systems: NR - 15 | All other nonresidential programs 0.80 | ton | 50 | 0 | 0 | 363.5625 | 230.017 | System | kW | 0.17969 | [5 empty] | 15 | 80% | 0% | 0 | 0 | 0 | [5 empty] | 0 | 0 | 0 | 0 | 0 | 0 | 0 | 0 | 0 | 0 | 0 | 0 | 0 | 0 | 0 | 0 | 0 | 0 | 0 | 0 | 0 | 0 | 0 | 0 | 0 | 0 | 0 | 0 | 0
Comprehensive Packaged Air Conditioning Systems | Air Source Unitary Air Conditioner (Three Phase) Split System <65,000 with base efficiency > 10.0 SEER, Measure efficiency at 13 SEER. Tier 3 | PECI Engeneering Calcs | 14 | Misc._Commercial | Reduce_Cooling_Load-Ret | TRUE | Packaged HVAC Systems: NR - 15 | All other nonresidential programs 0.80 | ton | 50 | 0 | 0 | 363.5625 | 198.7829 | System | kW | 0.17408 | [5 empty] | 15 | 80% | 0% | 0 | 0 | 0 | [5 empty] | 0 | 0 | 0 | 0 | 0 | 0 | 0 | 0 | 0 | 0 | 0 | 0 | 0 | 0 | 0 | 0 | 0 | 0 | 0 | 0 | 0 | 0 | 0 | 0 | 0 | 0 | 0 | 0 | 0
Comprehensive Packaged Air Conditioning Systems | Air Source Unitary Air Conditioner (Three Phase) Split System <65,000 with base efficiency > 10.0 SEER, Measure efficiency at 13 SEER. Tier 3 | PECI Engeneering Calcs | 15 | Misc._Commercial | Reduce_Cooling_Load-Ret | TRUE | Packaged HVAC Systems: NR - 15 | All other nonresidential programs 0.80 | ton | 70 | 0 | 0 | 363.5625 | 331.4952 | System | kW | 0.1938 | [5 empty] | 15 | 80% | 0% | 0 | 0 | 0 | [5 empty] | 0 | 0 | 0 | 0 | 0 | 0 | 0 | 0 | 0 | 0 | 0 | 0 | 0 | 0 | 0 | 0 | 0 | 0 | 0 | 0 | 0 | 0 | 0 | 0 | 0 | 0 | 0 | 0 | 0
Comprehensive Packaged Air Conditioning Systems | Air Source Unitary Air Conditioner (Three Phase) Split System <65,000 with base efficiency > 10.0 SEER, Measure efficiency at 13 SEER. Tier 3 | PECI Engeneering Calcs | 16 | Misc._Commercial | Reduce_Cooling_Load-Ret | TRUE | Packaged HVAC Systems: NR - 15 | All other nonresidential programs 0.80 | ton | 25 | 0 | 0 | 363.5625 | 107.6935 | System | kW | 0.15421 | [5 empty] | 15 | 80% | 0% | 0 | 0 | 0 | [5 empty] | 0 | 0 | 0 | 0 | 0 | 0 | 0 | 0 | 0 | 0 | 0 | 0 | 0 | 0 | 0 | 0 | 0 | 0 | 0 | 0 | 0 | 0 | 0 | 0 | 0 | 0 | 0 | 0 | 0
Comprehensive Packaged Air Conditioning Systems | Air Source Unitary Air Conditioner Split or Packaged ≥65,000 & <135,000 with base efficiency > 10.1 EER, Measure efficiency at 11.1 EER. Tier 1 | COfS0685ACPAL | 6 | Misc._Commercial | Reduce_Cooling_Load-Ret | TRUE | Packaged HVAC Systems: NR - 15 | All other nonresidential programs 0.80 | ton | 0 | 0 | 0 | 232.68 | 57.3198 | System | kW | 0.039271 | [5 empty] | 15 | 80% | 0% | 0 | 0 | 0 | [5 empty] | 0 | 0 | 0 | 0 | 0 | 0 | 0 | 0 | 0 | 0 | 0 | 0 | 0 | 0 | 0 | 0 | 0 | 0 | 0 | 0 | 0 | 0 | 0 | 0 | 0 | 0 | 0 | 0 | 0
Comprehensive Packaged Air Conditioning Systems | Air Source Unitary Air Conditioner Split or Packaged ≥65,000 & <135,000 with base efficiency > 10.1 EER, Measure efficiency at 11.1 EER. Tier 1 | COfS0885ACPAL | 8 | Misc._Commercial | Reduce_Cooling_Load-Ret | TRUE | Packaged HVAC Systems: NR - 15 | All other nonresidential programs 0.80 | ton | 20 | 0 | 0 | 232.68 | 84.0862 | System | kW | 0.066426 | [5 empty] | 15 | 80% | 0% | 0 | 0 | 0 | [5 empty] | 0 | 0 | 0 | 0 | 0 | 0 | 0 | 0 | 0 | 0 | 0 | 0 | 0 | 0 | 0 | 0 | 0 | 0 | 0 | 0 | 0 | 0 | 0 | 0 | 0 | 0 | 0 | 0 | 0
Comprehensive Packaged Air Conditioning Systems | Air Source Unitary Air Conditioner Split or Packaged ≥65,000 & <135,000 with base efficiency > 10.1 EER, Measure efficiency at 11.1 EER. Tier 1 | COfS0985ACPAL | 9 | Misc._Commercial | Reduce_Cooling_Load-Ret | TRUE | Packaged HVAC Systems: NR - 15 | All other nonresidential programs 0.80 | ton | 20 | 0 | 0 | 232.68 | 86.5481 | System | kW | 0.070706 | [5 empty] | 15 | 80% | 0% | 0 | 0 | 0 | [5 empty] | 0 | 0 | 0 | 0 | 0 | 0 | 0 | 0 | 0 | 0 | 0 | 0 | 0 | 0 | 0 | 0 | 0 | 0 | 0 | 0 | 0 | 0 | 0 | 0 | 0 | 0 | 0 | 0 | 0
Comprehensive Packaged Air Conditioning Systems | Air Source Unitary Air Conditioner Split or Packaged ≥65,000 & <135,000 with base efficiency > 10.1 EER, Measure efficiency at 11.1 EER. Tier 1 | COfS1085ACPAL | 10 | Misc._Commercial | Reduce_Cooling_Load-Ret | TRUE | Packaged HVAC Systems: NR - 15 | All other nonresidential programs 0.80 | ton | 20 | 0 | 0 | 232.68 | 87.2689 | System | kW | 0.073123 | [5 empty] | 15 | 80% | 0% | 0 | 0 | 0 | [5 empty] | 0 | 0 | 0 | 0 | 0 | 0 | 0 | 0 | 0 | 0 | 0 | 0 | 0 | 0 | 0 | 0 | 0 | 0 | 0 | 0 | 0 | 0 | 0 | 0 | 0 | 0 | 0 | 0 | 0
Comprehensive Packaged Air Conditioning Systems | Air Source Unitary Air Conditioner Split or Packaged ≥65,000 & <135,000 with base efficiency > 10.1 EER, Measure efficiency at 11.1 EER. Tier 1 | COfS1385ACPAL | 13 | Misc._Commercial | Reduce_Cooling_Load-Ret | TRUE | Packaged HVAC Systems: NR - 15 | All other nonresidential programs 0.80 | ton | 20 | 0 | 0 | 232.68 | 95.8404 | System | kW | 0.074871 | [5 empty] | 15 | 80% | 0% | 0 | 0 | 0 | [5 empty] | 0 | 0 | 0 | 0 | 0 | 0 | 0 | 0 | 0 | 0 | 0 | 0 | 0 | 0 | 0 | 0 | 0 | 0 | 0 | 0 | 0 | 0 | 0 | 0 | 0 | 0 | 0 | 0 | 0
Comprehensive Packaged Air Conditioning Systems | Air Source Unitary Air Conditioner Split or Packaged ≥65,000 & <135,000 with base efficiency > 10.1 EER, Measure efficiency at 11.1 EER. Tier 1 | COfS1485ACPAL | 14 | Misc._Commercial | Reduce_Cooling_Load-Ret | TRUE | Packaged HVAC Systems: NR - 15 | All other nonresidential programs 0.80 | ton | 20 | 0 | 0 | 232.68 | 82.8262 | System | kW | 0.072535 | [5 empty] | 15 | 80% | 0% | 0 | 0 | 0 | [5 empty] | 0 | 0 | 0 | 0 | 0 | 0 | 0 | 0 | 0 | 0 | 0 | 0 | 0 | 0 | 0 | 0 | 0 | 0 | 0 | 0 | 0 | 0 | 0 | 0 | 0 | 0 | 0 | 0 | 0
Comprehensive Packaged Air Conditioning Systems | Air Source Unitary Air Conditioner Split or Packaged ≥65,000 & <135,000 with base efficiency > 10.1 EER, Measure efficiency at 11.1 EER. Tier 1 | COfS1585ACPAL | 15 | Misc._Commercial | Reduce_Cooling_Load-Ret | TRUE | Packaged HVAC Systems: NR - 15 | All other nonresidential programs 0.80 | ton | 30 | 0 | 0 | 232.68 | 138.123 | System | kW | 0.08075 | [5 empty] | 15 | 80% | 0% | 0 | 0 | 0 | [5 empty] | 0 | 0 | 0 | 0 | 0 | 0 | 0 | 0 | 0 | 0 | 0 | 0 | 0 | 0 | 0 | 0 | 0 | 0 | 0 | 0 | 0 | 0 | 0 | 0 | 0 | 0 | 0 | 0 | 0
Comprehensive Packaged Air Conditioning Systems | Air Source Unitary Air Conditioner Split or Packaged ≥65,000 & <135,000 with base efficiency > 10.1 EER, Measure efficiency at 11.1 EER. Tier 1 | COfS1685ACPAL | 16 | Misc._Commercial | Reduce_Cooling_Load-Ret | TRUE | Packaged HVAC Systems: NR - 15 | All other nonresidential programs 0.80 | ton | 0 | 0 | 0 | 232.68 | 44.8723 | System | kW | 0.064253 | [5 empty] | 15 | 80% | 0% | 0 | 0 | 0 | [5 empty] | 0 | 0 | 0 | 0 | 0 | 0 | 0 | 0 | 0 | 0 | 0 | 0 | 0 | 0 | 0 | 0 | 0 | 0 | 0 | 0 | 0 | 0 | 0 | 0 | 0 | 0 | 0 | 0 | 0
Comprehensive Packaged Air Conditioning Systems | Air Source Unitary Air Conditioner Split or Packaged ≥65,000 & <135,000 with base efficiency > 10.1 EER, Measure efficiency at 12.1 EER. Tier 2 | PECI Engeneering Calcs | 6 | Misc._Commercial | Reduce_Cooling_Load-Ret | TRUE | Packaged HVAC Systems: NR - 15 | All other nonresidential programs 0.80 | ton | 20 | 0 | 0 | 290.85 | 103.1756 | System | kW | 0.070688 | [5 empty] | 15 | 80% | 0% | 0 | 0 | 0 | [5 empty] | 0 | 0 | 0 | 0 | 0 | 0 | 0 | 0 | 0 | 0 | 0 | 0 | 0 | 0 | 0 | 0 | 0 | 0 | 0 | 0 | 0 | 0 | 0 | 0 | 0 | 0 | 0 | 0 | 0
Comprehensive Packaged Air Conditioning Systems | Air Source Unitary Air Conditioner Split or Packaged ≥65,000 & <135,000 with base efficiency > 10.1 EER, Measure efficiency at 12.1 EER. Tier 2 | PECI Engeneering Calcs | 8 | Misc._Commercial | Reduce_Cooling_Load-Ret | TRUE | Packaged HVAC Systems: NR - 15 | All other nonresidential programs 0.80 | ton | 35 | 0 | 0 | 290.85 | 151.3552 | System | kW | 0.11957 | [5 empty] | 15 | 80% | 0% | 3143.376 | 4977.012 | 4977.012 | [5 empty] | 785.844 | 785.844 | 785.844 | 785.844 | 1244.253 | 1244.253 | 1244.253 | 1244.253 | 1244.253 | 1244.253 | 1244.253 | 1244.253 | 0 | 0 | 0 | 0 | 0 | 0 | 0 | 0 | 0 | 0 | 0 | 0 | 0 | 0 | 0 | 0 | 13097.4
Comprehensive Packaged Air Conditioning Systems | Air Source Unitary Air Conditioner Split or Packaged ≥65,000 & <135,000 with base efficiency > 10.1 EER, Measure efficiency at 12.1 EER. Tier 2 | PECI Engeneering Calcs | 9 | Misc._Commercial | Reduce_Cooling_Load-Ret | TRUE | Packaged HVAC Systems: NR - 15 | All other nonresidential programs 0.80 | ton | 35 | 0 | 0 | 290.85 | 155.7866 | System | kW | 0.12727 | [5 empty] | 15 | 80% | 0% | 2095.584 | 3318.008 | 3318.008 | [5 empty] | 523.896 | 523.896 | 523.896 | 523.896 | 829.502 | 829.502 | 829.502 | 829.502 | 829.502 | 829.502 | 829.502 | 829.502 | 0 | 0 | 0 | 0 | 0 | 0 | 0 | 0 | 0 | 0 | 0 | 0 | 0 | 0 | 0 | 0 | 8731.6
Comprehensive Packaged Air Conditioning Systems | Air Source Unitary Air Conditioner Split or Packaged ≥65,000 & <135,000 with base efficiency > 10.1 EER, Measure efficiency at 12.1 EER. Tier 2 | PECI Engeneering Calcs | 10 | Misc._Commercial | Reduce_Cooling_Load-Ret | TRUE | Packaged HVAC Systems: NR - 15 | All other nonresidential programs 0.80 | ton | 35 | 0 | 0 | 290.85 | 157.084 | System | kW | 0.13162 | [5 empty] | 15 | 80% | 0% | 3772.0512 | 5972.4144 | 5972.4144 | [5 empty] | 943.0128 | 943.0128 | 943.0128 | 943.0128 | 1493.1036 | 1493.1036 | 1493.1036 | 1493.1036 | 1493.1036 | 1493.1036 | 1493.1036 | 1493.1036 | 0 | 0 | 0 | 0 | 0 | 0 | 0 | 0 | 0 | 0 | 0 | 0 | 0 | 0 | 0 | 0 | 15716.88
Comprehensive Packaged Air Conditioning Systems | Air Source Unitary Air Conditioner Split or Packaged ≥65,000 & <135,000 with base efficiency > 10.1 EER, Measure efficiency at 12.1 EER. Tier 2 | PECI Engeneering Calcs | 13 | Misc._Commercial | Reduce_Cooling_Load-Ret | TRUE | Packaged HVAC Systems: NR - 15 | All other nonresidential programs 0.80 | ton | 35 | 0 | 0 | 290.85 | 172.5127 | System | kW | 0.13477 | [5 empty] | 15 | 80% | 0% | 523.896 | 829.502 | 829.502 | [5 empty] | 130.974 | 130.974 | 130.974 | 130.974 | 207.3755 | 207.3755 | 207.3755 | 207.3755 | 207.3755 | 207.3755 | 207.3755 | 207.3755 | 0 | 0 | 0 | 0 | 0 | 0 | 0 | 0 | 0 | 0 | 0 | 0 | 0 | 0 | 0 | 0 | 2182.9
Comprehensive Packaged Air Conditioning Systems | Air Source Unitary Air Conditioner Split or Packaged ≥65,000 & <135,000 with base efficiency > 10.1 EER, Measure efficiency at 12.1 EER. Tier 2 | PECI Engeneering Calcs | 14 | Misc._Commercial | Reduce_Cooling_Load-Ret | TRUE | Packaged HVAC Systems: NR - 15 | All other nonresidential programs 0.80 | ton | 35 | 0 | 0 | 290.85 | 149.0872 | System | kW | 0.13056 | [5 empty] | 15 | 80% | 0% | 733.4544 | 1161.3028 | 1161.3028 | [5 empty] | 183.3636 | 183.3636 | 183.3636 | 183.3636 | 290.3257 | 290.3257 | 290.3257 | 290.3257 | 290.3257 | 290.3257 | 290.3257 | 290.3257 | 0 | 0 | 0 | 0 | 0 | 0 | 0 | 0 | 0 | 0 | 0 | 0 | 0 | 0 | 0 | 0 | 3056.06
Comprehensive Packaged Air Conditioning Systems | Air Source Unitary Air Conditioner Split or Packaged ≥65,000 & <135,000 with base efficiency > 10.1 EER, Measure efficiency at 12.1 EER. Tier 2 | PECI Engeneering Calcs | 15 | Misc._Commercial | Reduce_Cooling_Load-Ret | TRUE | Packaged HVAC Systems: NR - 15 | All other nonresidential programs 0.80 | ton | 50 | 0 | 0 | 290.85 | 248.6214 | System | kW | 0.14535 | [5 empty] | 15 | 80% | 0% | 209.5584 | 331.8008 | 331.8008 | [5 empty] | 52.3896 | 52.3896 | 52.3896 | 52.3896 | 82.9502 | 82.9502 | 82.9502 | 82.9502 | 82.9502 | 82.9502 | 82.9502 | 82.9502 | 0 | 0 | 0 | 0 | 0 | 0 | 0 | 0 | 0 | 0 | 0 | 0 | 0 | 0 | 0 | 0 | 873.16
Comprehensive Packaged Air Conditioning Systems | Air Source Unitary Air Conditioner Split or Packaged ≥65,000 & <135,000 with base efficiency > 10.1 EER, Measure efficiency at 12.1 EER. Tier 2 | PECI Engeneering Calcs | 16 | Misc._Commercial | Reduce_Cooling_Load-Ret | TRUE | Packaged HVAC Systems: NR - 15 | All other nonresidential programs 0.80 | ton | 20 | 0 | 0 | 290.85 | 80.7701 | System | kW | 0.11565 | [5 empty] | 15 | 80% | 0% | 0 | 0 | 0 | [5 empty] | 0 | 0 | 0 | 0 | 0 | 0 | 0 | 0 | 0 | 0 | 0 | 0 | 0 | 0 | 0 | 0 | 0 | 0 | 0 | 0 | 0 | 0 | 0 | 0 | 0 | 0 | 0 | 0 | 0
Comprehensive Packaged Air Conditioning Systems | Air Source Unitary Air Conditioner Split or Packaged ≥65,000 & <135,000 with base efficiency > 10.1 EER, Measure efficiency at 13.1 EER. Tier 3 | PECI Engeneering Calcs | 6 | Misc._Commercial | Reduce_Cooling_Load-Ret | TRUE | Packaged HVAC Systems: NR - 15 | All other nonresidential programs 0.80 | ton | 25 | 0 | 0 | 363.5625 | 137.5675 | System | kW | 0.094251 | [5 empty] | 15 | 80% | 0% | 0 | 0 | 0 | [5 empty] | 0 | 0 | 0 | 0 | 0 | 0 | 0 | 0 | 0 | 0 | 0 | 0 | 0 | 0 | 0 | 0 | 0 | 0 | 0 | 0 | 0 | 0 | 0 | 0 | 0 | 0 | 0 | 0 | 0
Comprehensive Packaged Air Conditioning Systems | Air Source Unitary Air Conditioner Split or Packaged ≥65,000 & <135,000 with base efficiency > 10.1 EER, Measure efficiency at 13.1 EER. Tier 3 | PECI Engeneering Calcs | 8 | Misc._Commercial | Reduce_Cooling_Load-Ret | TRUE | Packaged HVAC Systems: NR - 15 | All other nonresidential programs 0.80 | ton | 50 | 0 | 0 | 363.5625 | 201.8069 | System | kW | 0.15942 | [5 empty] | 15 | 80% | 0% | 0 | 0 | 0 | [5 empty] | 0 | 0 | 0 | 0 | 0 | 0 | 0 | 0 | 0 | 0 | 0 | 0 | 0 | 0 | 0 | 0 | 0 | 0 | 0 | 0 | 0 | 0 | 0 | 0 | 0 | 0 | 0 | 0 | 0
Comprehensive Packaged Air Conditioning Systems | Air Source Unitary Air Conditioner Split or Packaged ≥65,000 & <135,000 with base efficiency > 10.1 EER, Measure efficiency at 13.1 EER. Tier 3 | PECI Engeneering Calcs | 9 | Misc._Commercial | Reduce_Cooling_Load-Ret | TRUE | Packaged HVAC Systems: NR - 15 | All other nonresidential programs 0.80 | ton | 50 | 0 | 0 | 363.5625 | 207.7154 | System | kW | 0.16969 | [5 empty] | 15 | 80% | 0% | 0 | 0 | 0 | [5 empty] | 0 | 0 | 0 | 0 | 0 | 0 | 0 | 0 | 0 | 0 | 0 | 0 | 0 | 0 | 0 | 0 | 0 | 0 | 0 | 0 | 0 | 0 | 0 | 0 | 0 | 0 | 0 | 0 | 0
Comprehensive Packaged Air Conditioning Systems | Air Source Unitary Air Conditioner Split or Packaged ≥65,000 & <135,000 with base efficiency > 10.1 EER, Measure efficiency at 13.1 EER. Tier 3 | PECI Engeneering Calcs | 10 | Misc._Commercial | Reduce_Cooling_Load-Ret | TRUE | Packaged HVAC Systems: NR - 15 | All other nonresidential programs 0.80 | ton | 50 | 0 | 0 | 363.5625 | 209.4454 | System | kW | 0.1755 | [5 empty] | 15 | 80% | 0% | 0 | 0 | 0 | [5 empty] | 0 | 0 | 0 | 0 | 0 | 0 | 0 | 0 | 0 | 0 | 0 | 0 | 0 | 0 | 0 | 0 | 0 | 0 | 0 | 0 | 0 | 0 | 0 | 0 | 0 | 0 | 0 | 0 | 0
Comprehensive Packaged Air Conditioning Systems | Air Source Unitary Air Conditioner Split or Packaged ≥65,000 & <135,000 with base efficiency > 10.1 EER, Measure efficiency at 13.1 EER. Tier 3 | PECI Engeneering Calcs | 13 | Misc._Commercial | Reduce_Cooling_Load-Ret | TRUE | Packaged HVAC Systems: NR - 15 | All other nonresidential programs 0.80 | ton | 50 | 0 | 0 | 363.5625 | 230.017 | System | kW | 0.17969 | [5 empty] | 15 | 80% | 0% | 0 | 0 | 0 | [5 empty] | 0 | 0 | 0 | 0 | 0 | 0 | 0 | 0 | 0 | 0 | 0 | 0 | 0 | 0 | 0 | 0 | 0 | 0 | 0 | 0 | 0 | 0 | 0 | 0 | 0 | 0 | 0 | 0 | 0
Comprehensive Packaged Air Conditioning Systems | Air Source Unitary Air Conditioner Split or Packaged ≥65,000 & <135,000 with base efficiency > 10.1 EER, Measure efficiency at 13.1 EER. Tier 3 | PECI Engeneering Calcs | 14 | Misc._Commercial | Reduce_Cooling_Load-Ret | TRUE | Packaged HVAC Systems: NR - 15 | All other nonresidential programs 0.80 | ton | 50 | 0 | 0 | 363.5625 | 198.7829 | System | kW | 0.17408 | [5 empty] | 15 | 80% | 0% | 0 | 0 | 0 | [5 empty] | 0 | 0 | 0 | 0 | 0 | 0 | 0 | 0 | 0 | 0 | 0 | 0 | 0 | 0 | 0 | 0 | 0 | 0 | 0 | 0 | 0 | 0 | 0 | 0 | 0 | 0 | 0 | 0 | 0
Comprehensive Packaged Air Conditioning Systems | Air Source Unitary Air Conditioner Split or Packaged ≥65,000 & <135,000 with base efficiency > 10.1 EER, Measure efficiency at 13.1 EER. Tier 3 | PECI Engeneering Calcs | 15 | Misc._Commercial | Reduce_Cooling_Load-Ret | TRUE | Packaged HVAC Systems: NR - 15 | All other nonresidential programs 0.80 | ton | 70 | 0 | 0 | 363.5625 | 331.4952 | System | kW | 0.1938 | [5 empty] | 15 | 80% | 0% | 0 | 0 | 0 | [5 empty] | 0 | 0 | 0 | 0 | 0 | 0 | 0 | 0 | 0 | 0 | 0 | 0 | 0 | 0 | 0 | 0 | 0 | 0 | 0 | 0 | 0 | 0 | 0 | 0 | 0 | 0 | 0 | 0 | 0
Comprehensive Packaged Air Conditioning Systems | Air Source Unitary Air Conditioner Split or Packaged ≥65,000 & <135,000 with base efficiency > 10.1 EER, Measure efficiency at 13.1 EER. Tier 3 | PECI Engeneering Calcs | 16 | Misc._Commercial | Reduce_Cooling_Load-Ret | TRUE | Packaged HVAC Systems: NR - 15 | All other nonresidential programs 0.80 | ton | 25 | 0 | 0 | 363.5625 | 107.6935 | System | kW | 0.15421 | [5 empty] | 15 | 80% | 0% | 0 | 0 | 0 | [5 empty] | 0 | 0 | 0 | 0 | 0 | 0 | 0 | 0 | 0 | 0 | 0 | 0 | 0 | 0 | 0 | 0 | 0 | 0 | 0 | 0 | 0 | 0 | 0 | 0 | 0 | 0 | 0 | 0 | 0
Comprehensive Packaged Air Conditioning Systems | Air Source Unitary Air Conditioner Split or Packaged ≥135,000 & <240,000 with base efficiency > 9.5 EER, Measure efficiency of 10.5 EER. Tier 1 | COfS0685ACPAL | 6 | Misc._Commercial | Reduce_Cooling_Load-Ret | TRUE | Packaged HVAC Systems: NR - 15 | All other nonresidential programs 0.80 | ton | 0 | 0 | 0 | 232.68 | 57.3198 | System | kW | 0.039271 | [5 empty] | 15 | 80% | 0% | 0 | 0 | 0 | [5 empty] | 0 | 0 | 0 | 0 | 0 | 0 | 0 | 0 | 0 | 0 | 0 | 0 | 0 | 0 | 0 | 0 | 0 | 0 | 0 | 0 | 0 | 0 | 0 | 0 | 0 | 0 | 0 | 0 | 0
Comprehensive Packaged Air Conditioning Systems | Air Source Unitary Air Conditioner Split or Packaged ≥135,000 & <240,000 with base efficiency > 9.5 EER, Measure efficiency of 10.5 EER. Tier 1 | COfS0885ACPAL | 8 | Misc._Commercial | Reduce_Cooling_Load-Ret | TRUE | Packaged HVAC Systems: NR - 15 | All other nonresidential programs 0.80 | ton | 20 | 0 | 0 | 232.68 | 84.0862 | System | kW | 0.066426 | [5 empty] | 15 | 80% | 0% | 0 | 0 | 0 | [5 empty] | 0 | 0 | 0 | 0 | 0 | 0 | 0 | 0 | 0 | 0 | 0 | 0 | 0 | 0 | 0 | 0 | 0 | 0 | 0 | 0 | 0 | 0 | 0 | 0 | 0 | 0 | 0 | 0 | 0
Comprehensive Packaged Air Conditioning Systems | Air Source Unitary Air Conditioner Split or Packaged ≥135,000 & <240,000 with base efficiency > 9.5 EER, Measure efficiency of 10.5 EER. Tier 1 | COfS0985ACPAL | 9 | Misc._Commercial | Reduce_Cooling_Load-Ret | TRUE | Packaged HVAC Systems: NR - 15 | All other nonresidential programs 0.80 | ton | 20 | 0 | 0 | 232.68 | 86.5481 | System | kW | 0.070706 | [5 empty] | 15 | 80% | 0% | 0 | 0 | 0 | [5 empty] | 0 | 0 | 0 | 0 | 0 | 0 | 0 | 0 | 0 | 0 | 0 | 0 | 0 | 0 | 0 | 0 | 0 | 0 | 0 | 0 | 0 | 0 | 0 | 0 | 0 | 0 | 0 | 0 | 0
Comprehensive Packaged Air Conditioning Systems | Air Source Unitary Air Conditioner Split or Packaged ≥135,000 & <240,000 with base efficiency > 9.5 EER, Measure efficiency of 10.5 EER. Tier 1 | COfS1085ACPAL | 10 | Misc._Commercial | Reduce_Cooling_Load-Ret | TRUE | Packaged HVAC Systems: NR - 15 | All other nonresidential programs 0.80 | ton | 20 | 0 | 0 | 232.68 | 87.2689 | System | kW | 0.073123 | [5 empty] | 15 | 80% | 0% | 0 | 0 | 0 | [5 empty] | 0 | 0 | 0 | 0 | 0 | 0 | 0 | 0 | 0 | 0 | 0 | 0 | 0 | 0 | 0 | 0 | 0 | 0 | 0 | 0 | 0 | 0 | 0 | 0 | 0 | 0 | 0 | 0 | 0
Comprehensive Packaged Air Conditioning Systems | Air Source Unitary Air Conditioner Split or Packaged ≥135,000 & <240,000 with base efficiency > 9.5 EER, Measure efficiency of 10.5 EER. Tier 1 | COfS1385ACPAL | 13 | Misc._Commercial | Reduce_Cooling_Load-Ret | TRUE | Packaged HVAC Systems: NR - 15 | All other nonresidential programs 0.80 | ton | 20 | 0 | 0 | 232.68 | 95.8404 | System | kW | 0.074871 | [5 empty] | 15 | 80% | 0% | 0 | 0 | 0 | [5 empty] | 0 | 0 | 0 | 0 | 0 | 0 | 0 | 0 | 0 | 0 | 0 | 0 | 0 | 0 | 0 | 0 | 0 | 0 | 0 | 0 | 0 | 0 | 0 | 0 | 0 | 0 | 0 | 0 | 0
Comprehensive Packaged Air Conditioning Systems | Air Source Unitary Air Conditioner Split or Packaged ≥135,000 & <240,000 with base efficiency > 9.5 EER, Measure efficiency of 10.5 EER. Tier 1 | COfS1485ACPAL | 14 | Misc._Commercial | Reduce_Cooling_Load-Ret | TRUE | Packaged HVAC Systems: NR - 15 | All other nonresidential programs 0.80 | ton | 20 | 0 | 0 | 232.68 | 82.8262 | System | kW | 0.072535 | [5 empty] | 15 | 80% | 0% | 0 | 0 | 0 | [5 empty] | 0 | 0 | 0 | 0 | 0 | 0 | 0 | 0 | 0 | 0 | 0 | 0 | 0 | 0 | 0 | 0 | 0 | 0 | 0 | 0 | 0 | 0 | 0 | 0 | 0 | 0 | 0 | 0 | 0
Comprehensive Packaged Air Conditioning Systems | Air Source Unitary Air Conditioner Split or Packaged ≥135,000 & <240,000 with base efficiency > 9.5 EER, Measure efficiency of 10.5 EER. Tier 1 | COfS1585ACPAL | 15 | Misc._Commercial | Reduce_Cooling_Load-Ret | TRUE | Packaged HVAC Systems: NR - 15 | All other nonresidential programs 0.80 | ton | 30 | 0 | 0 | 232.68 | 138.123 | System | kW | 0.08075 | [5 empty] | 15 | 80% | 0% | 0 | 0 | 0 | [5 empty] | 0 | 0 | 0 | 0 | 0 | 0 | 0 | 0 | 0 | 0 | 0 | 0 | 0 | 0 | 0 | 0 | 0 | 0 | 0 | 0 | 0 | 0 | 0 | 0 | 0 | 0 | 0 | 0 | 0
Comprehensive Packaged Air Conditioning Systems | Air Source Unitary Air Conditioner Split or Packaged ≥135,000 & <240,000 with base efficiency > 9.5 EER, Measure efficiency of 10.5 EER. Tier 1 | COfS1685ACPAL | 16 | Misc._Commercial | Reduce_Cooling_Load-Ret | TRUE | Packaged HVAC Systems: NR - 15 | All other nonresidential programs 0.80 | ton | 0 | 0 | 0 | 232.68 | 44.8723 | System | kW | 0.064253 | [5 empty] | 15 | 80% | 0% | 0 | 0 | 0 | [5 empty] | 0 | 0 | 0 | 0 | 0 | 0 | 0 | 0 | 0 | 0 | 0 | 0 | 0 | 0 | 0 | 0 | 0 | 0 | 0 | 0 | 0 | 0 | 0 | 0 | 0 | 0 | 0 | 0 | 0
Comprehensive Packaged Air Conditioning Systems | Air Source Unitary Air Conditioner Split or Packaged ≥135,000 & <240,000 with base efficiency > 9.5 EER, Measure efficiency of 11.5 EER. Tier 2 | PECI Engeneering Calcs | 6 | Misc._Commercial | Reduce_Cooling_Load-Ret | TRUE | Packaged HVAC Systems: NR - 15 | All other nonresidential programs 0.80 | ton | 20 | 0 | 0 | 290.85 | 103.1756 | System | kW | 0.070688 | [5 empty] | 15 | 80% | 0% | 0 | 0 | 0 | [5 empty] | 0 | 0 | 0 | 0 | 0 | 0 | 0 | 0 | 0 | 0 | 0 | 0 | 0 | 0 | 0 | 0 | 0 | 0 | 0 | 0 | 0 | 0 | 0 | 0 | 0 | 0 | 0 | 0 | 0
Comprehensive Packaged Air Conditioning Systems | Air Source Unitary Air Conditioner Split or Packaged ≥135,000 & <240,000 with base efficiency > 9.5 EER, Measure efficiency of 11.5 EER. Tier 2 | PECI Engeneering Calcs | 8 | Misc._Commercial | Reduce_Cooling_Load-Ret | TRUE | Packaged HVAC Systems: NR - 15 | All other nonresidential programs 0.80 | ton | 35 | 0 | 0 | 290.85 | 151.3552 | System | kW | 0.11957 | [5 empty] | 15 | 80% | 0% | 5092.704 | 8063.448 | 8063.448 | [5 empty] | 1273.176 | 1273.176 | 1273.176 | 1273.176 | 2015.862 | 2015.862 | 2015.862 | 2015.862 | 2015.862 | 2015.862 | 2015.862 | 2015.862 | 0 | 0 | 0 | 0 | 0 | 0 | 0 | 0 | 0 | 0 | 0 | 0 | 0 | 0 | 0 | 0 | 21219.6
Comprehensive Packaged Air Conditioning Systems | Air Source Unitary Air Conditioner Split or Packaged ≥135,000 & <240,000 with base efficiency > 9.5 EER, Measure efficiency of 11.5 EER. Tier 2 | PECI Engeneering Calcs | 9 | Misc._Commercial | Reduce_Cooling_Load-Ret | TRUE | Packaged HVAC Systems: NR - 15 | All other nonresidential programs 0.80 | ton | 35 | 0 | 0 | 290.85 | 155.7866 | System | kW | 0.12727 | [5 empty] | 15 | 80% | 0% | 3395.136 | 5375.632 | 5375.632 | [5 empty] | 848.784 | 848.784 | 848.784 | 848.784 | 1343.908 | 1343.908 | 1343.908 | 1343.908 | 1343.908 | 1343.908 | 1343.908 | 1343.908 | 0 | 0 | 0 | 0 | 0 | 0 | 0 | 0 | 0 | 0 | 0 | 0 | 0 | 0 | 0 | 0 | 14146.4
Comprehensive Packaged Air Conditioning Systems | Air Source Unitary Air Conditioner Split or Packaged ≥135,000 & <240,000 with base efficiency > 9.5 EER, Measure efficiency of 11.5 EER. Tier 2 | PECI Engeneering Calcs | 10 | Misc._Commercial | Reduce_Cooling_Load-Ret | TRUE | Packaged HVAC Systems: NR - 15 | All other nonresidential programs 0.80 | ton | 35 | 0 | 0 | 290.85 | 157.084 | System | kW | 0.13162 | [5 empty] | 15 | 80% | 0% | 6111.2448 | 9676.1376 | 9676.1376 | [5 empty] | 1527.8112 | 1527.8112 | 1527.8112 | 1527.8112 | 2419.0344 | 2419.0344 | 2419.0344 | 2419.0344 | 2419.0344 | 2419.0344 | 2419.0344 | 2419.0344 | 0 | 0 | 0 | 0 | 0 | 0 | 0 | 0 | 0 | 0 | 0 | 0 | 0 | 0 | 0 | 0 | 25463.52
Comprehensive Packaged Air Conditioning Systems | Air Source Unitary Air Conditioner Split or Packaged ≥135,000 & <240,000 with base efficiency > 9.5 EER, Measure efficiency of 11.5 EER. Tier 2 | PECI Engeneering Calcs | 13 | Misc._Commercial | Reduce_Cooling_Load-Ret | TRUE | Packaged HVAC Systems: NR - 15 | All other nonresidential programs 0.80 | ton | 35 | 0 | 0 | 290.85 | 172.5127 | System | kW | 0.13477 | [5 empty] | 15 | 80% | 0% | 848.784 | 1343.908 | 1343.908 | [5 empty] | 212.196 | 212.196 | 212.196 | 212.196 | 335.977 | 335.977 | 335.977 | 335.977 | 335.977 | 335.977 | 335.977 | 335.977 | 0 | 0 | 0 | 0 | 0 | 0 | 0 | 0 | 0 | 0 | 0 | 0 | 0 | 0 | 0 | 0 | 3536.6
Comprehensive Packaged Air Conditioning Systems | Air Source Unitary Air Conditioner Split or Packaged ≥135,000 & <240,000 with base efficiency > 9.5 EER, Measure efficiency of 11.5 EER. Tier 2 | PECI Engeneering Calcs | 14 | Misc._Commercial | Reduce_Cooling_Load-Ret | TRUE | Packaged HVAC Systems: NR - 15 | All other nonresidential programs 0.80 | ton | 35 | 0 | 0 | 290.85 | 149.0872 | System | kW | 0.13056 | [5 empty] | 15 | 80% | 0% | 1188.2976 | 1881.4712 | 1881.4712 | [5 empty] | 297.0744 | 297.0744 | 297.0744 | 297.0744 | 470.3678 | 470.3678 | 470.3678 | 470.3678 | 470.3678 | 470.3678 | 470.3678 | 470.3678 | 0 | 0 | 0 | 0 | 0 | 0 | 0 | 0 | 0 | 0 | 0 | 0 | 0 | 0 | 0 | 0 | 4951.24
Comprehensive Packaged Air Conditioning Systems | Air Source Unitary Air Conditioner Split or Packaged ≥135,000 & <240,000 with base efficiency > 9.5 EER, Measure efficiency of 11.5 EER. Tier 2 | PECI Engeneering Calcs | 15 | Misc._Commercial | Reduce_Cooling_Load-Ret | TRUE | Packaged HVAC Systems: NR - 15 | All other nonresidential programs 0.80 | ton | 50 | 0 | 0 | 290.85 | 248.6214 | System | kW | 0.14535 | [5 empty] | 15 | 80% | 0% | 339.5136 | 537.5632 | 537.5632 | [5 empty] | 84.8784 | 84.8784 | 84.8784 | 84.8784 | 134.3908 | 134.3908 | 134.3908 | 134.3908 | 134.3908 | 134.3908 | 134.3908 | 134.3908 | 0 | 0 | 0 | 0 | 0 | 0 | 0 | 0 | 0 | 0 | 0 | 0 | 0 | 0 | 0 | 0 | 1414.64
Comprehensive Packaged Air Conditioning Systems | Air Source Unitary Air Conditioner Split or Packaged ≥135,000 & <240,000 with base efficiency > 9.5 EER, Measure efficiency of 11.5 EER. Tier 2 | PECI Engeneering Calcs | 16 | Misc._Commercial | Reduce_Cooling_Load-Ret | TRUE | Packaged HVAC Systems: NR - 15 | All other nonresidential programs 0.80 | ton | 20 | 0 | 0 | 290.85 | 80.7701 | System | kW | 0.11565 | [5 empty] | 15 | 80% | 0% | 0 | 0 | 0 | [5 empty] | 0 | 0 | 0 | 0 | 0 | 0 | 0 | 0 | 0 | 0 | 0 | 0 | 0 | 0 | 0 | 0 | 0 | 0 | 0 | 0 | 0 | 0 | 0 | 0 | 0 | 0 | 0 | 0 | 0
Comprehensive Packaged Air Conditioning Systems | Air Source Unitary Air Conditioner Split or Packaged ≥135,000 & <240,000 with base efficiency > 9.5 EER, Measure efficiency of 12.5 EER. Tier 3 | PECI Engeneering Calcs | 6 | Misc._Commercial | Reduce_Cooling_Load-Ret | TRUE | Packaged HVAC Systems: NR - 15 | All other nonresidential programs 0.80 | ton | 25 | 0 | 0 | 363.5625 | 137.5675 | System | kW | 0.094251 | [5 empty] | 15 | 80% | 0% | 0 | 0 | 0 | [5 empty] | 0 | 0 | 0 | 0 | 0 | 0 | 0 | 0 | 0 | 0 | 0 | 0 | 0 | 0 | 0 | 0 | 0 | 0 | 0 | 0 | 0 | 0 | 0 | 0 | 0 | 0 | 0 | 0 | 0
Comprehensive Packaged Air Conditioning Systems | Air Source Unitary Air Conditioner Split or Packaged ≥135,000 & <240,000 with base efficiency > 9.5 EER, Measure efficiency of 12.5 EER. Tier 3 | PECI Engeneering Calcs | 8 | Misc._Commercial | Reduce_Cooling_Load-Ret | TRUE | Packaged HVAC Systems: NR - 15 | All other nonresidential programs 0.80 | ton | 50 | 0 | 0 | 363.5625 | 201.8069 | System | kW | 0.15942 | [5 empty] | 15 | 80% | 0% | 0 | 0 | 0 | [5 empty] | 0 | 0 | 0 | 0 | 0 | 0 | 0 | 0 | 0 | 0 | 0 | 0 | 0 | 0 | 0 | 0 | 0 | 0 | 0 | 0 | 0 | 0 | 0 | 0 | 0 | 0 | 0 | 0 | 0
Comprehensive Packaged Air Conditioning Systems | Air Source Unitary Air Conditioner Split or Packaged ≥135,000 & <240,000 with base efficiency > 9.5 EER, Measure efficiency of 12.5 EER. Tier 3 | PECI Engeneering Calcs | 9 | Misc._Commercial | Reduce_Cooling_Load-Ret | TRUE | Packaged HVAC Systems: NR - 15 | All other nonresidential programs 0.80 | ton | 50 | 0 | 0 | 363.5625 | 207.7154 | System | kW | 0.16969 | [5 empty] | 15 | 80% | 0% | 0 | 0 | 0 | [5 empty] | 0 | 0 | 0 | 0 | 0 | 0 | 0 | 0 | 0 | 0 | 0 | 0 | 0 | 0 | 0 | 0 | 0 | 0 | 0 | 0 | 0 | 0 | 0 | 0 | 0 | 0 | 0 | 0 | 0
Comprehensive Packaged Air Conditioning Systems | Air Source Unitary Air Conditioner Split or Packaged ≥135,000 & <240,000 with base efficiency > 9.5 EER, Measure efficiency of 12.5 EER. Tier 3 | PECI Engeneering Calcs | 10 | Misc._Commercial | Reduce_Cooling_Load-Ret | TRUE | Packaged HVAC Systems: NR - 15 | All other nonresidential programs 0.80 | ton | 50 | 0 | 0 | 363.5625 | 209.4454 | System | kW | 0.1755 | [5 empty] | 15 | 80% | 0% | 0 | 0 | 0 | [5 empty] | 0 | 0 | 0 | 0 | 0 | 0 | 0 | 0 | 0 | 0 | 0 | 0 | 0 | 0 | 0 | 0 | 0 | 0 | 0 | 0 | 0 | 0 | 0 | 0 | 0 | 0 | 0 | 0 | 0
Comprehensive Packaged Air Conditioning Systems | Air Source Unitary Air Conditioner Split or Packaged ≥135,000 & <240,000 with base efficiency > 9.5 EER, Measure efficiency of 12.5 EER. Tier 3 | PECI Engeneering Calcs | 13 | Misc._Commercial | Reduce_Cooling_Load-Ret | TRUE | Packaged HVAC Systems: NR - 15 | All other nonresidential programs 0.80 | ton | 50 | 0 | 0 | 363.5625 | 230.017 | System | kW | 0.17969 | [5 empty] | 15 | 80% | 0% | 0 | 0 | 0 | [5 empty] | 0 | 0 | 0 | 0 | 0 | 0 | 0 | 0 | 0 | 0 | 0 | 0 | 0 | 0 | 0 | 0 | 0 | 0 | 0 | 0 | 0 | 0 | 0 | 0 | 0 | 0 | 0 | 0 | 0
Comprehensive Packaged Air Conditioning Systems | Air Source Unitary Air Conditioner Split or Packaged ≥135,000 & <240,000 with base efficiency > 9.5 EER, Measure efficiency of 12.5 EER. Tier 3 | PECI Engeneering Calcs | 14 | Misc._Commercial | Reduce_Cooling_Load-Ret | TRUE | Packaged HVAC Systems: NR - 15 | All other nonresidential programs 0.80 | ton | 50 | 0 | 0 | 363.5625 | 198.7829 | System | kW | 0.17408 | [5 empty] | 15 | 80% | 0% | 0 | 0 | 0 | [5 empty] | 0 | 0 | 0 | 0 | 0 | 0 | 0 | 0 | 0 | 0 | 0 | 0 | 0 | 0 | 0 | 0 | 0 | 0 | 0 | 0 | 0 | 0 | 0 | 0 | 0 | 0 | 0 | 0 | 0
Comprehensive Packaged Air Conditioning Systems | Air Source Unitary Air Conditioner Split or Packaged ≥135,000 & <240,000 with base efficiency > 9.5 EER, Measure efficiency of 12.5 EER. Tier 3 | PECI Engeneering Calcs | 15 | Misc._Commercial | Reduce_Cooling_Load-Ret | TRUE | Packaged HVAC Systems: NR - 15 | All other nonresidential programs 0.80 | ton | 70 | 0 | 0 | 363.5625 | 331.4952 | System | kW | 0.1938 | [5 empty] | 15 | 80% | 0% | 0 | 0 | 0 | [5 empty] | 0 | 0 | 0 | 0 | 0 | 0 | 0 | 0 | 0 | 0 | 0 | 0 | 0 | 0 | 0 | 0 | 0 | 0 | 0 | 0 | 0 | 0 | 0 | 0 | 0 | 0 | 0 | 0 | 0
Comprehensive Packaged Air Conditioning Systems | Air Source Unitary Air Conditioner Split or Packaged ≥135,000 & <240,000 with base efficiency > 9.5 EER, Measure efficiency of 12.5 EER. Tier 3 | PECI Engeneering Calcs | 16 | Misc._Commercial | Reduce_Cooling_Load-Ret | TRUE | Packaged HVAC Systems: NR - 15 | All other nonresidential programs 0.80 | ton | 25 | 0 | 0 | 363.5625 | 107.6935 | System | kW | 0.15421 | [5 empty] | 15 | 80% | 0% | 0 | 0 | 0 | [5 empty] | 0 | 0 | 0 | 0 | 0 | 0 | 0 | 0 | 0 | 0 | 0 | 0 | 0 | 0 | 0 | 0 | 0 | 0 | 0 | 0 | 0 | 0 | 0 | 0 | 0 | 0 | 0 | 0 | 0
Comprehensive Packaged Air Conditioning Systems | Air Source Unitary Air Conditioner Split or Packaged ≥240,000 & <760,000 with base efficiency > 10.0 EER, measure efficiency at 11.0 EER. Tier 1 | COfS0685ACPAL | 6 | Misc._Commercial | Reduce_Cooling_Load-Ret | TRUE | Packaged HVAC Systems: NR - 15 | All other nonresidential programs 0.80 | ton | 0 | 0 | 0 | 232.68 | 57.3198 | System | kW | 0.039271 | [5 empty] | 15 | 80% | 0% | 0 | 0 | 0 | [5 empty] | 0 | 0 | 0 | 0 | 0 | 0 | 0 | 0 | 0 | 0 | 0 | 0 | 0 | 0 | 0 | 0 | 0 | 0 | 0 | 0 | 0 | 0 | 0 | 0 | 0 | 0 | 0 | 0 | 0
Comprehensive Packaged Air Conditioning Systems | Air Source Unitary Air Conditioner Split or Packaged ≥240,000 & <760,000 with base efficiency > 10.0 EER, measure efficiency at 11.0 EER. Tier 1 | COfS0885ACPAL | 8 | Misc._Commercial | Reduce_Cooling_Load-Ret | TRUE | Packaged HVAC Systems: NR - 15 | All other nonresidential programs 0.80 | ton | 20 | 0 | 0 | 232.68 | 84.0862 | System | kW | 0.066426 | [5 empty] | 15 | 80% | 0% | 0 | 0 | 0 | [5 empty] | 0 | 0 | 0 | 0 | 0 | 0 | 0 | 0 | 0 | 0 | 0 | 0 | 0 | 0 | 0 | 0 | 0 | 0 | 0 | 0 | 0 | 0 | 0 | 0 | 0 | 0 | 0 | 0 | 0
Comprehensive Packaged Air Conditioning Systems | Air Source Unitary Air Conditioner Split or Packaged ≥240,000 & <760,000 with base efficiency > 10.0 EER, measure efficiency at 11.0 EER. Tier 1 | COfS0985ACPAL | 9 | Misc._Commercial | Reduce_Cooling_Load-Ret | TRUE | Packaged HVAC Systems: NR - 15 | All other nonresidential programs 0.80 | ton | 20 | 0 | 0 | 232.68 | 86.5481 | System | kW | 0.070706 | [5 empty] | 15 | 80% | 0% | 0 | 0 | 0 | [5 empty] | 0 | 0 | 0 | 0 | 0 | 0 | 0 | 0 | 0 | 0 | 0 | 0 | 0 | 0 | 0 | 0 | 0 | 0 | 0 | 0 | 0 | 0 | 0 | 0 | 0 | 0 | 0 | 0 | 0
Comprehensive Packaged Air Conditioning Systems | Air Source Unitary Air Conditioner Split or Packaged ≥240,000 & <760,000 with base efficiency > 10.0 EER, measure efficiency at 11.0 EER. Tier 1 | COfS1085ACPAL | 10 | Misc._Commercial | Reduce_Cooling_Load-Ret | TRUE | Packaged HVAC Systems: NR - 15 | All other nonresidential programs 0.80 | ton | 20 | 0 | 0 | 232.68 | 87.2689 | System | kW | 0.073123 | [5 empty] | 15 | 80% | 0% | 0 | 0 | 0 | [5 empty] | 0 | 0 | 0 | 0 | 0 | 0 | 0 | 0 | 0 | 0 | 0 | 0 | 0 | 0 | 0 | 0 | 0 | 0 | 0 | 0 | 0 | 0 | 0 | 0 | 0 | 0 | 0 | 0 | 0
Comprehensive Packaged Air Conditioning Systems | Air Source Unitary Air Conditioner Split or Packaged ≥240,000 & <760,000 with base efficiency > 10.0 EER, measure efficiency at 11.0 EER. Tier 1 | COfS1385ACPAL | 13 | Misc._Commercial | Reduce_Cooling_Load-Ret | TRUE | Packaged HVAC Systems: NR - 15 | All other nonresidential programs 0.80 | ton | 20 | 0 | 0 | 232.68 | 95.8404 | System | kW | 0.074871 | [5 empty] | 15 | 80% | 0% | 0 | 0 | 0 | [5 empty] | 0 | 0 | 0 | 0 | 0 | 0 | 0 | 0 | 0 | 0 | 0 | 0 | 0 | 0 | 0 | 0 | 0 | 0 | 0 | 0 | 0 | 0 | 0 | 0 | 0 | 0 | 0 | 0 | 0
Comprehensive Packaged Air Conditioning Systems | Air Source Unitary Air Conditioner Split or Packaged ≥240,000 & <760,000 with base efficiency > 10.0 EER, measure efficiency at 11.0 EER. Tier 1 | COfS1485ACPAL | 14 | Misc._Commercial | Reduce_Cooling_Load-Ret | TRUE | Packaged HVAC Systems: NR - 15 | All other nonresidential programs 0.80 | ton | 20 | 0 | 0 | 232.68 | 82.8262 | System | kW | 0.072535 | [5 empty] | 15 | 80% | 0% | 0 | 0 | 0 | [5 empty] | 0 | 0 | 0 | 0 | 0 | 0 | 0 | 0 | 0 | 0 | 0 | 0 | 0 | 0 | 0 | 0 | 0 | 0 | 0 | 0 | 0 | 0 | 0 | 0 | 0 | 0 | 0 | 0 | 0
Comprehensive Packaged Air Conditioning Systems | Air Source Unitary Air Conditioner Split or Packaged ≥240,000 & <760,000 with base efficiency > 10.0 EER, measure efficiency at 11.0 EER. Tier 1 | COfS1585ACPAL | 15 | Misc._Commercial | Reduce_Cooling_Load-Ret | TRUE | Packaged HVAC Systems: NR - 15 | All other nonresidential programs 0.80 | ton | 30 | 0 | 0 | 232.68 | 138.123 | System | kW | 0.08075 | [5 empty] | 15 | 80% | 0% | 0 | 0 | 0 | [5 empty] | 0 | 0 | 0 | 0 | 0 | 0 | 0 | 0 | 0 | 0 | 0 | 0 | 0 | 0 | 0 | 0 | 0 | 0 | 0 | 0 | 0 | 0 | 0 | 0 | 0 | 0 | 0 | 0 | 0
Comprehensive Packaged Air Conditioning Systems | Air Source Unitary Air Conditioner Split or Packaged ≥240,000 & <760,000 with base efficiency > 10.0 EER, measure efficiency at 11.0 EER. Tier 1 | COfS1685ACPAL | 16 | Misc._Commercial | Reduce_Cooling_Load-Ret | TRUE | Packaged HVAC Systems: NR - 15 | All other nonresidential programs 0.80 | ton | 0 | 0 | 0 | 232.68 | 44.8723 | System | kW | 0.064253 | [5 empty] | 15 | 80% | 0% | 0 | 0 | 0 | [5 empty] | 0 | 0 | 0 | 0 | 0 | 0 | 0 | 0 | 0 | 0 | 0 | 0 | 0 | 0 | 0 | 0 | 0 | 0 | 0 | 0 | 0 | 0 | 0 | 0 | 0 | 0 | 0 | 0 | 0
Comprehensive Packaged Air Conditioning Systems | Air Source Unitary Air Conditioner Split or Packaged ≥240,000 & <760,000 with base efficiency > 10.0 EER, measure efficiency at 12.0 EER. Tier 2 | PECI Engeneering Calcs | 6 | Misc._Commercial | Reduce_Cooling_Load-Ret | TRUE | Packaged HVAC Systems: NR - 15 | All other nonresidential programs 0.80 | ton | 20 | 0 | 0 | 290.85 | 103.1756 | System | kW | 0.070688 | [5 empty] | 15 | 80% | 0% | 0 | 0 | 0 | [5 empty] | 0 | 0 | 0 | 0 | 0 | 0 | 0 | 0 | 0 | 0 | 0 | 0 | 0 | 0 | 0 | 0 | 0 | 0 | 0 | 0 | 0 | 0 | 0 | 0 | 0 | 0 | 0 | 0 | 0
Comprehensive Packaged Air Conditioning Systems | Air Source Unitary Air Conditioner Split or Packaged ≥240,000 & <760,000 with base efficiency > 10.0 EER, measure efficiency at 12.0 EER. Tier 2 | PECI Engeneering Calcs | 8 | Misc._Commercial | Reduce_Cooling_Load-Ret | TRUE | Packaged HVAC Systems: NR - 15 | All other nonresidential programs 0.80 | ton | 35 | 0 | 0 | 290.85 | 151.3552 | System | kW | 0.11957 | [5 empty] | 15 | 80% | 0% | 5083.056 | 8048.172 | 8048.172 | [5 empty] | 1270.764 | 1270.764 | 1270.764 | 1270.764 | 2012.043 | 2012.043 | 2012.043 | 2012.043 | 2012.043 | 2012.043 | 2012.043 | 2012.043 | 0 | 0 | 0 | 0 | 0 | 0 | 0 | 0 | 0 | 0 | 0 | 0 | 0 | 0 | 0 | 0 | 21179.4
Comprehensive Packaged Air Conditioning Systems | Air Source Unitary Air Conditioner Split or Packaged ≥240,000 & <760,000 with base efficiency > 10.0 EER, measure efficiency at 12.0 EER. Tier 2 | PECI Engeneering Calcs | 9 | Misc._Commercial | Reduce_Cooling_Load-Ret | TRUE | Packaged HVAC Systems: NR - 15 | All other nonresidential programs 0.80 | ton | 35 | 0 | 0 | 290.85 | 155.7866 | System | kW | 0.12727 | [5 empty] | 15 | 80% | 0% | 3388.704 | 5365.448 | 5365.448 | [5 empty] | 847.176 | 847.176 | 847.176 | 847.176 | 1341.362 | 1341.362 | 1341.362 | 1341.362 | 1341.362 | 1341.362 | 1341.362 | 1341.362 | 0 | 0 | 0 | 0 | 0 | 0 | 0 | 0 | 0 | 0 | 0 | 0 | 0 | 0 | 0 | 0 | 14119.6
Comprehensive Packaged Air Conditioning Systems | Air Source Unitary Air Conditioner Split or Packaged ≥240,000 & <760,000 with base efficiency > 10.0 EER, measure efficiency at 12.0 EER. Tier 2 | PECI Engeneering Calcs | 10 | Misc._Commercial | Reduce_Cooling_Load-Ret | TRUE | Packaged HVAC Systems: NR - 15 | All other nonresidential programs 0.80 | ton | 35 | 0 | 0 | 290.85 | 157.084 | System | kW | 0.13162 | [5 empty] | 15 | 80% | 0% | 6099.6672 | 9657.8064 | 9657.8064 | [5 empty] | 1524.9168 | 1524.9168 | 1524.9168 | 1524.9168 | 2414.4516 | 2414.4516 | 2414.4516 | 2414.4516 | 2414.4516 | 2414.4516 | 2414.4516 | 2414.4516 | 0 | 0 | 0 | 0 | 0 | 0 | 0 | 0 | 0 | 0 | 0 | 0 | 0 | 0 | 0 | 0 | 25415.28
Comprehensive Packaged Air Conditioning Systems | Air Source Unitary Air Conditioner Split or Packaged ≥240,000 & <760,000 with base efficiency > 10.0 EER, measure efficiency at 12.0 EER. Tier 2 | PECI Engeneering Calcs | 13 | Misc._Commercial | Reduce_Cooling_Load-Ret | TRUE | Packaged HVAC Systems: NR - 15 | All other nonresidential programs 0.80 | ton | 35 | 0 | 0 | 290.85 | 172.5127 | System | kW | 0.13477 | [5 empty] | 15 | 80% | 0% | 847.176 | 1341.362 | 1341.362 | [5 empty] | 211.794 | 211.794 | 211.794 | 211.794 | 335.3405 | 335.3405 | 335.3405 | 335.3405 | 335.3405 | 335.3405 | 335.3405 | 335.3405 | 0 | 0 | 0 | 0 | 0 | 0 | 0 | 0 | 0 | 0 | 0 | 0 | 0 | 0 | 0 | 0 | 3529.9
Comprehensive Packaged Air Conditioning Systems | Air Source Unitary Air Conditioner Split or Packaged ≥240,000 & <760,000 with base efficiency > 10.0 EER, measure efficiency at 12.0 EER. Tier 2 | PECI Engeneering Calcs | 14 | Misc._Commercial | Reduce_Cooling_Load-Ret | TRUE | Packaged HVAC Systems: NR - 15 | All other nonresidential programs 0.80 | ton | 35 | 0 | 0 | 290.85 | 149.0872 | System | kW | 0.13056 | [5 empty] | 15 | 80% | 0% | 1186.0464 | 1877.9068 | 1877.9068 | [5 empty] | 296.5116 | 296.5116 | 296.5116 | 296.5116 | 469.4767 | 469.4767 | 469.4767 | 469.4767 | 469.4767 | 469.4767 | 469.4767 | 469.4767 | 0 | 0 | 0 | 0 | 0 | 0 | 0 | 0 | 0 | 0 | 0 | 0 | 0 | 0 | 0 | 0 | 4941.86
Comprehensive Packaged Air Conditioning Systems | Air Source Unitary Air Conditioner Split or Packaged ≥240,000 & <760,000 with base efficiency > 10.0 EER, measure efficiency at 12.0 EER. Tier 2 | PECI Engeneering Calcs | 15 | Misc._Commercial | Reduce_Cooling_Load-Ret | TRUE | Packaged HVAC Systems: NR - 15 | All other nonresidential programs 0.80 | ton | 50 | 0 | 0 | 290.85 | 248.6214 | System | kW | 0.14535 | [5 empty] | 15 | 80% | 0% | 338.8704 | 536.5448 | 536.5448 | [5 empty] | 84.7176 | 84.7176 | 84.7176 | 84.7176 | 134.1362 | 134.1362 | 134.1362 | 134.1362 | 134.1362 | 134.1362 | 134.1362 | 134.1362 | 0 | 0 | 0 | 0 | 0 | 0 | 0 | 0 | 0 | 0 | 0 | 0 | 0 | 0 | 0 | 0 | 1411.96
Comprehensive Packaged Air Conditioning Systems | Air Source Unitary Air Conditioner Split or Packaged ≥240,000 & <760,000 with base efficiency > 10.0 EER, measure efficiency at 12.0 EER. Tier 2 | PECI Engeneering Calcs | 16 | Misc._Commercial | Reduce_Cooling_Load-Ret | TRUE | Packaged HVAC Systems: NR - 15 | All other nonresidential programs 0.80 | ton | 20 | 0 | 0 | 290.85 | 80.7701 | System | kW | 0.11565 | [5 empty] | 15 | 80% | 0% | 0 | 0 | 0 | [5 empty] | 0 | 0 | 0 | 0 | 0 | 0 | 0 | 0 | 0 | 0 | 0 | 0 | 0 | 0 | 0 | 0 | 0 | 0 | 0 | 0 | 0 | 0 | 0 | 0 | 0 | 0 | 0 | 0 | 0
Comprehensive Packaged Air Conditioning Systems | Air Source Unitary Air Conditioner Split or Packaged ≥240,000 & <760,000 with base efficiency > 10.0 EER, measure efficiency at 13.0 EER. Tier 3 | PECI Engeneering Calcs | 6 | Misc._Commercial | Reduce_Cooling_Load-Ret | TRUE | Packaged HVAC Systems: NR - 15 | All other nonresidential programs 0.80 | ton | 25 | 0 | 0 | 363.5625 | 137.5675 | System | kW | 0.094251 | [5 empty] | 15 | 80% | 0% | 0 | 0 | 0 | [5 empty] | 0 | 0 | 0 | 0 | 0 | 0 | 0 | 0 | 0 | 0 | 0 | 0 | 0 | 0 | 0 | 0 | 0 | 0 | 0 | 0 | 0 | 0 | 0 | 0 | 0 | 0 | 0 | 0 | 0
Comprehensive Packaged Air Conditioning Systems | Air Source Unitary Air Conditioner Split or Packaged ≥240,000 & <760,000 with base efficiency > 10.0 EER, measure efficiency at 13.0 EER. Tier 3 | PECI Engeneering Calcs | 8 | Misc._Commercial | Reduce_Cooling_Load-Ret | TRUE | Packaged HVAC Systems: NR - 15 | All other nonresidential programs 0.80 | ton | 50 | 0 | 0 | 363.5625 | 201.8069 | System | kW | 0.15942 | [5 empty] | 15 | 80% | 0% | 0 | 0 | 0 | [5 empty] | 0 | 0 | 0 | 0 | 0 | 0 | 0 | 0 | 0 | 0 | 0 | 0 | 0 | 0 | 0 | 0 | 0 | 0 | 0 | 0 | 0 | 0 | 0 | 0 | 0 | 0 | 0 | 0 | 0
Comprehensive Packaged Air Conditioning Systems | Air Source Unitary Air Conditioner Split or Packaged ≥240,000 & <760,000 with base efficiency > 10.0 EER, measure efficiency at 13.0 EER. Tier 3 | PECI Engeneering Calcs | 9 | Misc._Commercial | Reduce_Cooling_Load-Ret | TRUE | Packaged HVAC Systems: NR - 15 | All other nonresidential programs 0.80 | ton | 50 | 0 | 0 | 363.5625 | 207.7154 | System | kW | 0.16969 | [5 empty] | 15 | 80% | 0% | 0 | 0 | 0 | [5 empty] | 0 | 0 | 0 | 0 | 0 | 0 | 0 | 0 | 0 | 0 | 0 | 0 | 0 | 0 | 0 | 0 | 0 | 0 | 0 | 0 | 0 | 0 | 0 | 0 | 0 | 0 | 0 | 0 | 0
Comprehensive Packaged Air Conditioning Systems | Air Source Unitary Air Conditioner Split or Packaged ≥240,000 & <760,000 with base efficiency > 10.0 EER, measure efficiency at 13.0 EER. Tier 3 | PECI Engeneering Calcs | 10 | Misc._Commercial | Reduce_Cooling_Load-Ret | TRUE | Packaged HVAC Systems: NR - 15 | All other nonresidential programs 0.80 | ton | 50 | 0 | 0 | 363.5625 | 209.4454 | System | kW | 0.1755 | [5 empty] | 15 | 80% | 0% | 0 | 0 | 0 | [5 empty] | 0 | 0 | 0 | 0 | 0 | 0 | 0 | 0 | 0 | 0 | 0 | 0 | 0 | 0 | 0 | 0 | 0 | 0 | 0 | 0 | 0 | 0 | 0 | 0 | 0 | 0 | 0 | 0 | 0
Comprehensive Packaged Air Conditioning Systems | Air Source Unitary Air Conditioner Split or Packaged ≥240,000 & <760,000 with base efficiency > 10.0 EER, measure efficiency at 13.0 EER. Tier 3 | PECI Engeneering Calcs | 13 | Misc._Commercial | Reduce_Cooling_Load-Ret | TRUE | Packaged HVAC Systems: NR - 15 | All other nonresidential programs 0.80 | ton | 50 | 0 | 0 | 363.5625 | 230.017 | System | kW | 0.17969 | [5 empty] | 15 | 80% | 0% | 0 | 0 | 0 | [5 empty] | 0 | 0 | 0 | 0 | 0 | 0 | 0 | 0 | 0 | 0 | 0 | 0 | 0 | 0 | 0 | 0 | 0 | 0 | 0 | 0 | 0 | 0 | 0 | 0 | 0 | 0 | 0 | 0 | 0
Comprehensive Packaged Air Conditioning Systems | Air Source Unitary Air Conditioner Split or Packaged ≥240,000 & <760,000 with base efficiency > 10.0 EER, measure efficiency at 13.0 EER. Tier 3 | PECI Engeneering Calcs | 14 | Misc._Commercial | Reduce_Cooling_Load-Ret | TRUE | Packaged HVAC Systems: NR - 15 | All other nonresidential programs 0.80 | ton | 50 | 0 | 0 | 363.5625 | 198.7829 | System | kW | 0.17408 | [5 empty] | 15 | 80% | 0% | 0 | 0 | 0 | [5 empty] | 0 | 0 | 0 | 0 | 0 | 0 | 0 | 0 | 0 | 0 | 0 | 0 | 0 | 0 | 0 | 0 | 0 | 0 | 0 | 0 | 0 | 0 | 0 | 0 | 0 | 0 | 0 | 0 | 0
Comprehensive Packaged Air Conditioning Systems | Air Source Unitary Air Conditioner Split or Packaged ≥240,000 & <760,000 with base efficiency > 10.0 EER, measure efficiency at 13.0 EER. Tier 3 | PECI Engeneering Calcs | 15 | Misc._Commercial | Reduce_Cooling_Load-Ret | TRUE | Packaged HVAC Systems: NR - 15 | All other nonresidential programs 0.80 | ton | 70 | 0 | 0 | 363.5625 | 331.4952 | System | kW | 0.1938 | [5 empty] | 15 | 80% | 0% | 0 | 0 | 0 | [5 empty] | 0 | 0 | 0 | 0 | 0 | 0 | 0 | 0 | 0 | 0 | 0 | 0 | 0 | 0 | 0 | 0 | 0 | 0 | 0 | 0 | 0 | 0 | 0 | 0 | 0 | 0 | 0 | 0 | 0
Comprehensive Packaged Air Conditioning Systems | Air Source Unitary Air Conditioner Split or Packaged ≥240,000 & <760,000 with base efficiency > 10.0 EER, measure efficiency at 13.0 EER. Tier 3 | PECI Engeneering Calcs | 16 | Misc._Commercial | Reduce_Cooling_Load-Ret | TRUE | Packaged HVAC Systems: NR - 15 | All other nonresidential programs 0.80 | ton | 25 | 0 | 0 | 363.5625 | 107.6935 | System | kW | 0.15421 | [5 empty] | 15 | 80% | 0% | 0 | 0 | 0 | [5 empty] | 0 | 0 | 0 | 0 | 0 | 0 | 0 | 0 | 0 | 0 | 0 | 0 | 0 | 0 | 0 | 0 | 0 | 0 | 0 | 0 | 0 | 0 | 0 | 0 | 0 | 0 | 0 | 0 | 0
Comprehensive Packaged Air Conditioning Systems | Early Replacement of Air Source Unitary Air Conditioner (Three Phase) Single Package and Split System with base efficiency dependent on building vintage, Measure efficiency at 11 EER. Vintage of Before 1978. | COfS0675ACPAL | 6 | Misc._Commercial | Reduce_Cooling_Load-Ret | TRUE | 10 | Appliance early retirement and replacement 0.80 | ton | 50 | 0 | 0 | 609.6124 | 641.445 | System | kW | 0.19035 | [5 empty] | 10 | 80% | 0% | 24 | 38 | 38 | [5 empty] | 6 | 6 | 6 | 6 | 9.5 | 9.5 | 9.5 | 9.5 | 9.5 | 9.5 | 9.5 | 9.5 | 0 | 0 | 0 | 0 | 0 | 0 | 0 | 0 | 0 | 0 | 0 | 0 | 0 | 0 | 0 | 0 | 100
Comprehensive Packaged Air Conditioning Systems | Early Replacement of Air Source Unitary Air Conditioner (Three Phase) Single Package and Split System with base efficiency dependent on building vintage, Measure efficiency at 11 EER. Vintage of Before 1978. | COfS0875ACPAL | 8 | Misc._Commercial | Reduce_Cooling_Load-Ret | TRUE | 10 | Appliance early retirement and replacement 0.80 | ton | 50 | 0 | 0 | 451.5 | 688.521 | System | kW | 0.3069 | [5 empty] | 10 | 80% | 0% | 720 | 1140 | 1140 | [5 empty] | 180 | 180 | 180 | 180 | 285 | 285 | 285 | 285 | 285 | 285 | 285 | 285 | 0 | 0 | 0 | 0 | 0 | 0 | 0 | 0 | 0 | 0 | 0 | 0 | 0 | 0 | 0 | 0 | 3000
Comprehensive Packaged Air Conditioning Systems | Early Replacement of Air Source Unitary Air Conditioner (Three Phase) Single Package and Split System with base efficiency dependent on building vintage, Measure efficiency at 11 EER. Vintage of Before 1978. | COfS0975ACPAL | 9 | Misc._Commercial | Reduce_Cooling_Load-Ret | TRUE | 10 | Appliance early retirement and replacement 0.80 | ton | 50 | 0 | 0 | 451.5 | 656.003 | System | kW | 0.33431 | [5 empty] | 10 | 80% | 0% | 480 | 760 | 760 | [5 empty] | 120 | 120 | 120 | 120 | 190 | 190 | 190 | 190 | 190 | 190 | 190 | 190 | 0 | 0 | 0 | 0 | 0 | 0 | 0 | 0 | 0 | 0 | 0 | 0 | 0 | 0 | 0 | 0 | 2000
Comprehensive Packaged Air Conditioning Systems | Early Replacement of Air Source Unitary Air Conditioner (Three Phase) Single Package and Split System with base efficiency dependent on building vintage, Measure efficiency at 11 EER. Vintage of Before 1978. | COfS1075ACPAL | 10 | Misc._Commercial | Reduce_Cooling_Load-Ret | TRUE | 10 | Appliance early retirement and replacement 0.80 | ton | 50 | 0 | 0 | 451.5 | 637.517 | System | kW | 0.33796 | [5 empty] | 10 | 80% | 0% | 840 | 1330 | 1330 | [5 empty] | 210 | 210 | 210 | 210 | 332.5 | 332.5 | 332.5 | 332.5 | 332.5 | 332.5 | 332.5 | 332.5 | 0 | 0 | 0 | 0 | 0 | 0 | 0 | 0 | 0 | 0 | 0 | 0 | 0 | 0 | 0 | 0 | 3500
Comprehensive Packaged Air Conditioning Systems | Early Replacement of Air Source Unitary Air Conditioner (Three Phase) Single Package and Split System with base efficiency dependent on building vintage, Measure efficiency at 11 EER. Vintage of Before 1978. | COfS1375ACPAL | 13 | Misc._Commercial | Reduce_Cooling_Load-Ret | TRUE | 10 | Appliance early retirement and replacement 0.80 | ton | 50 | 0 | 0 | 451.5 | 617.684 | System | kW | 0.34865 | [5 empty] | 10 | 80% | 0% | 120 | 190 | 190 | [5 empty] | 30 | 30 | 30 | 30 | 47.5 | 47.5 | 47.5 | 47.5 | 47.5 | 47.5 | 47.5 | 47.5 | 0 | 0 | 0 | 0 | 0 | 0 | 0 | 0 | 0 | 0 | 0 | 0 | 0 | 0 | 0 | 0 | 500
Comprehensive Packaged Air Conditioning Systems | Early Replacement of Air Source Unitary Air Conditioner (Three Phase) Single Package and Split System with base efficiency dependent on building vintage, Measure efficiency at 11 EER. Vintage of Before 1978. | COfS1475ACPAL | 14 | Misc._Commercial | Reduce_Cooling_Load-Ret | TRUE | 10 | Appliance early retirement and replacement 0.80 | ton | 50 | 0 | 0 | 451.5 | 556.957 | System | kW | 0.3287 | [5 empty] | 10 | 80% | 0% | 168 | 266 | 266 | [5 empty] | 42 | 42 | 42 | 42 | 66.5 | 66.5 | 66.5 | 66.5 | 66.5 | 66.5 | 66.5 | 66.5 | 0 | 0 | 0 | 0 | 0 | 0 | 0 | 0 | 0 | 0 | 0 | 0 | 0 | 0 | 0 | 0 | 700
Comprehensive Packaged Air Conditioning Systems | Early Replacement of Air Source Unitary Air Conditioner (Three Phase) Single Package and Split System with base efficiency dependent on building vintage, Measure efficiency at 11 EER. Vintage of Before 1978. | COfS1575ACPAL | 15 | Misc._Commercial | Reduce_Cooling_Load-Ret | TRUE | 10 | Appliance early retirement and replacement 0.80 | ton | 50 | 0 | 0 | 451.5 | 712.107 | System | kW | 0.37555 | [5 empty] | 10 | 80% | 0% | 48 | 76 | 76 | [5 empty] | 12 | 12 | 12 | 12 | 19 | 19 | 19 | 19 | 19 | 19 | 19 | 19 | 0 | 0 | 0 | 0 | 0 | 0 | 0 | 0 | 0 | 0 | 0 | 0 | 0 | 0 | 0 | 0 | 200
Comprehensive Packaged Air Conditioning Systems | Early Replacement of Air Source Unitary Air Conditioner (Three Phase) Single Package and Split System with base efficiency dependent on building vintage, Measure efficiency at 11 EER. Vintage of Before 1978. | COfS1675ACPAL | 16 | Misc._Commercial | Reduce_Cooling_Load-Ret | TRUE | 10 | Appliance early retirement and replacement 0.80 | ton | 50 | 0 | 0 | 451.5 | 459.249 | System | kW | 0.29376 | [5 empty] | 10 | 80% | 0% | 0 | 0 | 0 | [5 empty] | 0 | 0 | 0 | 0 | 0 | 0 | 0 | 0 | 0 | 0 | 0 | 0 | 0 | 0 | 0 | 0 | 0 | 0 | 0 | 0 | 0 | 0 | 0 | 0 | 0 | 0 | 0 | 0 | 0
Comprehensive Packaged Air Conditioning Systems | Early Replacement of Air Source Unitary Air Conditioner (Three Phase) Single Package and Split System with base efficiency dependent on building vintage, Measure efficiency at 11 EER. Vintage of 1978 to 1992. | COfS0685ACPAL | 6 | Misc._Commercial | Reduce_Cooling_Load-Ret | TRUE | 10 | Appliance early retirement and replacement 0.80 | ton | 50 | 0 | 0 | 451.5 | 151.777 | System | kW | 0.10659 | [5 empty] | 10 | 80% | 0% | [8 empty] | 0 | 0 | 0 | 0 | 0 | 0 | 0 | 0 | 0 | 0 | 0 | 0 | 0 | 0 | 0 | 0 | 0 | 0 | 0 | 0 | 0 | 0 | 0 | 0 | 0 | 0 | 0 | 0 | 0
Comprehensive Packaged Air Conditioning Systems | Early Replacement of Air Source Unitary Air Conditioner (Three Phase) Single Package and Split System with base efficiency dependent on building vintage, Measure efficiency at 11 EER. Vintage of 1978 to 1992. | COfS0885ACPAL | 8 | Misc._Commercial | Reduce_Cooling_Load-Ret | TRUE | 10 | Appliance early retirement and replacement 0.80 | ton | 50 | 0 | 0 | 451.5 | 222.652 | System | kW | 0.17512 | [5 empty] | 10 | 80% | 0% | [8 empty] | 0 | 0 | 0 | 0 | 0 | 0 | 0 | 0 | 0 | 0 | 0 | 0 | 0 | 0 | 0 | 0 | 0 | 0 | 0 | 0 | 0 | 0 | 0 | 0 | 0 | 0 | 0 | 0 | 0
Comprehensive Packaged Air Conditioning Systems | Early Replacement of Air Source Unitary Air Conditioner (Three Phase) Single Package and Split System with base efficiency dependent on building vintage, Measure efficiency at 11 EER. Vintage of 1978 to 1992. | COfS0985ACPAL | 9 | Misc._Commercial | Reduce_Cooling_Load-Ret | TRUE | 10 | Appliance early retirement and replacement 0.80 | ton | 50 | 0 | 0 | 451.5 | 229.172 | System | kW | 0.18949 | [5 empty] | 10 | 80% | 0% | [8 empty] | 0 | 0 | 0 | 0 | 0 | 0 | 0 | 0 | 0 | 0 | 0 | 0 | 0 | 0 | 0 | 0 | 0 | 0 | 0 | 0 | 0 | 0 | 0 | 0 | 0 | 0 | 0 | 0 | 0
Comprehensive Packaged Air Conditioning Systems | Early Replacement of Air Source Unitary Air Conditioner (Three Phase) Single Package and Split System with base efficiency dependent on building vintage, Measure efficiency at 11 EER. Vintage of 1978 to 1992. | COfS1085ACPAL | 10 | Misc._Commercial | Reduce_Cooling_Load-Ret | TRUE | 10 | Appliance early retirement and replacement 0.80 | ton | 50 | 0 | 0 | 451.5 | 231.081 | System | kW | 0.19064 | [5 empty] | 10 | 80% | 0% | [8 empty] | 0 | 0 | 0 | 0 | 0 | 0 | 0 | 0 | 0 | 0 | 0 | 0 | 0 | 0 | 0 | 0 | 0 | 0 | 0 | 0 | 0 | 0 | 0 | 0 | 0 | 0 | 0 | 0 | 0
Comprehensive Packaged Air Conditioning Systems | Early Replacement of Air Source Unitary Air Conditioner (Three Phase) Single Package and Split System with base efficiency dependent on building vintage, Measure efficiency at 11 EER. Vintage of 1978 to 1992. | COfS1385ACPAL | 13 | Misc._Commercial | Reduce_Cooling_Load-Ret | TRUE | 10 | Appliance early retirement and replacement 0.80 | ton | 50 | 0 | 0 | 451.5 | 253.778 | System | kW | 0.19621 | [5 empty] | 10 | 80% | 0% | [8 empty] | 0 | 0 | 0 | 0 | 0 | 0 | 0 | 0 | 0 | 0 | 0 | 0 | 0 | 0 | 0 | 0 | 0 | 0 | 0 | 0 | 0 | 0 | 0 | 0 | 0 | 0 | 0 | 0 | 0
Comprehensive Packaged Air Conditioning Systems | Early Replacement of Air Source Unitary Air Conditioner (Three Phase) Single Package and Split System with base efficiency dependent on building vintage, Measure efficiency at 11 EER. Vintage of 1978 to 1992. | COfS1485ACPAL | 14 | Misc._Commercial | Reduce_Cooling_Load-Ret | TRUE | 10 | Appliance early retirement and replacement 0.80 | ton | 50 | 0 | 0 | 451.5 | 219.318 | System | kW | 0.19009 | [5 empty] | 10 | 80% | 0% | [8 empty] | 0 | 0 | 0 | 0 | 0 | 0 | 0 | 0 | 0 | 0 | 0 | 0 | 0 | 0 | 0 | 0 | 0 | 0 | 0 | 0 | 0 | 0 | 0 | 0 | 0 | 0 | 0 | 0 | 0
Comprehensive Packaged Air Conditioning Systems | Early Replacement of Air Source Unitary Air Conditioner (Three Phase) Single Package and Split System with base efficiency dependent on building vintage, Measure efficiency at 11 EER. Vintage of 1978 to 1992. | COfS1585ACPAL | 15 | Misc._Commercial | Reduce_Cooling_Load-Ret | TRUE | 10 | Appliance early retirement and replacement 0.80 | ton | 50 | 0 | 0 | 451.5 | 365.736 | System | kW | 0.21612 | [5 empty] | 10 | 80% | 0% | [8 empty] | 0 | 0 | 0 | 0 | 0 | 0 | 0 | 0 | 0 | 0 | 0 | 0 | 0 | 0 | 0 | 0 | 0 | 0 | 0 | 0 | 0 | 0 | 0 | 0 | 0 | 0 | 0 | 0 | 0
Comprehensive Packaged Air Conditioning Systems | Early Replacement of Air Source Unitary Air Conditioner (Three Phase) Single Package and Split System with base efficiency dependent on building vintage, Measure efficiency at 11 EER. Vintage of 1978 to 1992. | COfS1685ACPAL | 16 | Misc._Commercial | Reduce_Cooling_Load-Ret | TRUE | 10 | Appliance early retirement and replacement 0.80 | ton | 50 | 0 | 0 | 451.5 | 118.817 | System | kW | 0.17027 | [5 empty] | 10 | 80% | 0% | [8 empty] | 0 | 0 | 0 | 0 | 0 | 0 | 0 | 0 | 0 | 0 | 0 | 0 | 0 | 0 | 0 | 0 | 0 | 0 | 0 | 0 | 0 | 0 | 0 | 0 | 0 | 0 | 0 | 0 | 0
Comprehensive Packaged Air Conditioning Systems | Air Source Packaged Termainal Air Conditioner with base efficiency > 9.9 EER, measure efficiency at 11.0 EER. Tier 1 | CMtl0685PTACn | 6 | Hotel_Motel | Reduce_Cooling_Load-Ret | TRUE | AC Packaged Terminal Units: NR - 15 | All other nonresidential programs 0.80 | ton | 45 | 0 | 0 | 197.0088 | 237.309 | System | kW | 0.095179 | [5 empty] | 15 | 80% | 0% | 14.4 | 22.8 | 22.8 | [5 empty] | 3.6 | 3.6 | 3.6 | 3.6 | 5.7 | 5.7 | 5.7 | 5.7 | 5.7 | 5.7 | 5.7 | 5.7 | 0 | 0 | 0 | 0 | 0 | 0 | 0 | 0 | 0 | 0 | 0 | 0 | 0 | 0 | 0 | 0 | 60
Comprehensive Packaged Air Conditioning Systems | Air Source Packaged Termainal Air Conditioner with base efficiency > 9.9 EER, measure efficiency at 11.0 EER. Tier 1 | CMtl0885PTACn | 8 | Hotel_Motel | Reduce_Cooling_Load-Ret | TRUE | AC Packaged Terminal Units: NR - 15 | All other nonresidential programs 0.80 | ton | 45 | 0 | 0 | 197.0088 | 294.02 | System | kW | 0.14203 | [5 empty] | 15 | 80% | 0% | 432 | 684 | 684 | [5 empty] | 108 | 108 | 108 | 108 | 171 | 171 | 171 | 171 | 171 | 171 | 171 | 171 | 0 | 0 | 0 | 0 | 0 | 0 | 0 | 0 | 0 | 0 | 0 | 0 | 0 | 0 | 0 | 0 | 1800
Comprehensive Packaged Air Conditioning Systems | Air Source Packaged Termainal Air Conditioner with base efficiency > 9.9 EER, measure efficiency at 11.0 EER. Tier 1 | CMtl0985PTACn | 9 | Hotel_Motel | Reduce_Cooling_Load-Ret | TRUE | AC Packaged Terminal Units: NR - 15 | All other nonresidential programs 0.80 | ton | 45 | 0 | 0 | 197.0088 | 285.348 | System | kW | 0.15113 | [5 empty] | 15 | 80% | 0% | 288 | 456 | 456 | [5 empty] | 72 | 72 | 72 | 72 | 114 | 114 | 114 | 114 | 114 | 114 | 114 | 114 | 0 | 0 | 0 | 0 | 0 | 0 | 0 | 0 | 0 | 0 | 0 | 0 | 0 | 0 | 0 | 0 | 1200
Comprehensive Packaged Air Conditioning Systems | Air Source Packaged Termainal Air Conditioner with base efficiency > 9.9 EER, measure efficiency at 11.0 EER. Tier 1 | CMtl1085PTACn | 10 | Hotel_Motel | Reduce_Cooling_Load-Ret | TRUE | AC Packaged Terminal Units: NR - 15 | All other nonresidential programs 0.80 | ton | 45 | 0 | 0 | 197.0088 | 279.652 | System | kW | 0.14819 | [5 empty] | 15 | 80% | 0% | 504 | 798 | 798 | [5 empty] | 126 | 126 | 126 | 126 | 199.5 | 199.5 | 199.5 | 199.5 | 199.5 | 199.5 | 199.5 | 199.5 | 0 | 0 | 0 | 0 | 0 | 0 | 0 | 0 | 0 | 0 | 0 | 0 | 0 | 0 | 0 | 0 | 2100
Comprehensive Packaged Air Conditioning Systems | Air Source Packaged Termainal Air Conditioner with base efficiency > 9.9 EER, measure efficiency at 11.0 EER. Tier 1 | CMtl1385PTACn | 13 | Hotel_Motel | Reduce_Cooling_Load-Ret | TRUE | AC Packaged Terminal Units: NR - 15 | All other nonresidential programs 0.80 | ton | 45 | 0 | 0 | 197.0088 | 278.636 | System | kW | 0.15303 | [5 empty] | 15 | 80% | 0% | 72 | 114 | 114 | [5 empty] | 18 | 18 | 18 | 18 | 28.5 | 28.5 | 28.5 | 28.5 | 28.5 | 28.5 | 28.5 | 28.5 | 0 | 0 | 0 | 0 | 0 | 0 | 0 | 0 | 0 | 0 | 0 | 0 | 0 | 0 | 0 | 0 | 300
Comprehensive Packaged Air Conditioning Systems | Air Source Packaged Termainal Air Conditioner with base efficiency > 9.9 EER, measure efficiency at 11.0 EER. Tier 1 | CMtl1485PTACn | 14 | Hotel_Motel | Reduce_Cooling_Load-Ret | TRUE | AC Packaged Terminal Units: NR - 15 | All other nonresidential programs 0.80 | ton | 45 | 0 | 0 | 197.0088 | 265.548 | System | kW | 0.1361 | [5 empty] | 15 | 80% | 0% | 100.8 | 159.6 | 159.6 | [5 empty] | 25.2 | 25.2 | 25.2 | 25.2 | 39.9 | 39.9 | 39.9 | 39.9 | 39.9 | 39.9 | 39.9 | 39.9 | 0 | 0 | 0 | 0 | 0 | 0 | 0 | 0 | 0 | 0 | 0 | 0 | 0 | 0 | 0 | 0 | 420
Comprehensive Packaged Air Conditioning Systems | Air Source Packaged Termainal Air Conditioner with base efficiency > 9.9 EER, measure efficiency at 11.0 EER. Tier 1 | CMtl1585PTACn | 15 | Hotel_Motel | Reduce_Cooling_Load-Ret | TRUE | AC Packaged Terminal Units: NR - 15 | All other nonresidential programs 0.80 | ton | 45 | 0 | 0 | 197.0088 | 366.4 | System | kW | 0.16635 | [5 empty] | 15 | 80% | 0% | 28.8 | 45.6 | 45.6 | [5 empty] | 7.2 | 7.2 | 7.2 | 7.2 | 11.4 | 11.4 | 11.4 | 11.4 | 11.4 | 11.4 | 11.4 | 11.4 | 0 | 0 | 0 | 0 | 0 | 0 | 0 | 0 | 0 | 0 | 0 | 0 | 0 | 0 | 0 | 0 | 120
Comprehensive Packaged Air Conditioning Systems | Air Source Packaged Termainal Air Conditioner with base efficiency > 9.9 EER, measure efficiency at 11.0 EER. Tier 1 | CMtl1685PTACn | 16 | Hotel_Motel | Reduce_Cooling_Load-Ret | TRUE | AC Packaged Terminal Units: NR - 15 | All other nonresidential programs 0.80 | ton | 45 | 0 | 0 | 197.0088 | 202.65 | System | kW | 0.14105 | [5 empty] | 15 | 80% | 0% | 0 | 0 | 0 | [5 empty] | 0 | 0 | 0 | 0 | 0 | 0 | 0 | 0 | 0 | 0 | 0 | 0 | 0 | 0 | 0 | 0 | 0 | 0 | 0 | 0 | 0 | 0 | 0 | 0 | 0 | 0 | 0 | 0 | 0
Comprehensive Packaged Air Conditioning Systems | Air Source Packaged Termainal Air Conditioner with base efficiency > 9.9 EER, measure efficiency at 12.0 EER. Tier 2 | PECI Engeneering Calcs | 6 | Hotel_Motel | Reduce_Cooling_Load-Ret | TRUE | AC Packaged Terminal Units: NR - 15 | All other nonresidential programs 0.80 | ton | 60 | 0 | 0 | 246.261 | 427.1562 | System | kW | 0.17132 | [5 empty] | 15 | 80% | 0% | 15.9984 | 25.3308 | 25.3308 | [5 empty] | 3.9996 | 3.9996 | 3.9996 | 3.9996 | 6.3327 | 6.3327 | 6.3327 | 6.3327 | 6.3327 | 6.3327 | 6.3327 | 6.3327 | 0 | 0 | 0 | 0 | 0 | 0 | 0 | 0 | 0 | 0 | 0 | 0 | 0 | 0 | 0 | 0 | 66.66
Comprehensive Packaged Air Conditioning Systems | Air Source Packaged Termainal Air Conditioner with base efficiency > 9.9 EER, measure efficiency at 12.0 EER. Tier 2 | PECI Engeneering Calcs | 8 | Hotel_Motel | Reduce_Cooling_Load-Ret | TRUE | AC Packaged Terminal Units: NR - 15 | All other nonresidential programs 0.80 | ton | 60 | 0 | 0 | 246.261 | 529.236 | System | kW | 0.25565 | [5 empty] | 15 | 80% | 0% | 479.952 | 759.924 | 759.924 | [5 empty] | 119.988 | 119.988 | 119.988 | 119.988 | 189.981 | 189.981 | 189.981 | 189.981 | 189.981 | 189.981 | 189.981 | 189.981 | 0 | 0 | 0 | 0 | 0 | 0 | 0 | 0 | 0 | 0 | 0 | 0 | 0 | 0 | 0 | 0 | 1999.8
Comprehensive Packaged Air Conditioning Systems | Air Source Packaged Termainal Air Conditioner with base efficiency > 9.9 EER, measure efficiency at 12.0 EER. Tier 2 | PECI Engeneering Calcs | 9 | Hotel_Motel | Reduce_Cooling_Load-Ret | TRUE | AC Packaged Terminal Units: NR - 15 | All other nonresidential programs 0.80 | ton | 60 | 0 | 0 | 246.261 | 513.6264 | System | kW | 0.27203 | [5 empty] | 15 | 80% | 0% | 319.968 | 506.616 | 506.616 | [5 empty] | 79.992 | 79.992 | 79.992 | 79.992 | 126.654 | 126.654 | 126.654 | 126.654 | 126.654 | 126.654 | 126.654 | 126.654 | 0 | 0 | 0 | 0 | 0 | 0 | 0 | 0 | 0 | 0 | 0 | 0 | 0 | 0 | 0 | 0 | 1333.2
Comprehensive Packaged Air Conditioning Systems | Air Source Packaged Termainal Air Conditioner with base efficiency > 9.9 EER, measure efficiency at 12.0 EER. Tier 2 | PECI Engeneering Calcs | 10 | Hotel_Motel | Reduce_Cooling_Load-Ret | TRUE | AC Packaged Terminal Units: NR - 15 | All other nonresidential programs 0.80 | ton | 60 | 0 | 0 | 246.261 | 503.3736 | System | kW | 0.26675 | [5 empty] | 15 | 80% | 0% | 559.944 | 886.578 | 886.578 | [5 empty] | 139.986 | 139.986 | 139.986 | 139.986 | 221.6445 | 221.6445 | 221.6445 | 221.6445 | 221.6445 | 221.6445 | 221.6445 | 221.6445 | 0 | 0 | 0 | 0 | 0 | 0 | 0 | 0 | 0 | 0 | 0 | 0 | 0 | 0 | 0 | 0 | 2333.1
Comprehensive Packaged Air Conditioning Systems | Air Source Packaged Termainal Air Conditioner with base efficiency > 9.9 EER, measure efficiency at 12.0 EER. Tier 2 | PECI Engeneering Calcs | 13 | Hotel_Motel | Reduce_Cooling_Load-Ret | TRUE | AC Packaged Terminal Units: NR - 15 | All other nonresidential programs 0.80 | ton | 60 | 0 | 0 | 246.261 | 501.5448 | System | kW | 0.27546 | [5 empty] | 15 | 80% | 0% | 79.992 | 126.654 | 126.654 | [5 empty] | 19.998 | 19.998 | 19.998 | 19.998 | 31.6635 | 31.6635 | 31.6635 | 31.6635 | 31.6635 | 31.6635 | 31.6635 | 31.6635 | 0 | 0 | 0 | 0 | 0 | 0 | 0 | 0 | 0 | 0 | 0 | 0 | 0 | 0 | 0 | 0 | 333.3
Comprehensive Packaged Air Conditioning Systems | Air Source Packaged Termainal Air Conditioner with base efficiency > 9.9 EER, measure efficiency at 12.0 EER. Tier 2 | PECI Engeneering Calcs | 14 | Hotel_Motel | Reduce_Cooling_Load-Ret | TRUE | AC Packaged Terminal Units: NR - 15 | All other nonresidential programs 0.80 | ton | 60 | 0 | 0 | 246.261 | 477.9864 | System | kW | 0.24498 | [5 empty] | 15 | 80% | 0% | 111.9888 | 177.3156 | 177.3156 | [5 empty] | 27.9972 | 27.9972 | 27.9972 | 27.9972 | 44.3289 | 44.3289 | 44.3289 | 44.3289 | 44.3289 | 44.3289 | 44.3289 | 44.3289 | 0 | 0 | 0 | 0 | 0 | 0 | 0 | 0 | 0 | 0 | 0 | 0 | 0 | 0 | 0 | 0 | 466.62
Comprehensive Packaged Air Conditioning Systems | Air Source Packaged Termainal Air Conditioner with base efficiency > 9.9 EER, measure efficiency at 12.0 EER. Tier 2 | PECI Engeneering Calcs | 15 | Hotel_Motel | Reduce_Cooling_Load-Ret | TRUE | AC Packaged Terminal Units: NR - 15 | All other nonresidential programs 0.80 | ton | 60 | 0 | 0 | 246.261 | 659.52 | System | kW | 0.29944 | [5 empty] | 15 | 80% | 0% | 31.9968 | 50.6616 | 50.6616 | [5 empty] | 7.9992 | 7.9992 | 7.9992 | 7.9992 | 12.6654 | 12.6654 | 12.6654 | 12.6654 | 12.6654 | 12.6654 | 12.6654 | 12.6654 | 0 | 0 | 0 | 0 | 0 | 0 | 0 | 0 | 0 | 0 | 0 | 0 | 0 | 0 | 0 | 0 | 133.32
Comprehensive Packaged Air Conditioning Systems | Air Source Packaged Termainal Air Conditioner with base efficiency > 9.9 EER, measure efficiency at 12.0 EER. Tier 2 | PECI Engeneering Calcs | 16 | Hotel_Motel | Reduce_Cooling_Load-Ret | TRUE | AC Packaged Terminal Units: NR - 15 | All other nonresidential programs 0.80 | ton | 60 | 0 | 0 | 246.261 | 364.77 | System | kW | 0.2539 | [5 empty] | 15 | 80% | 0% | 0 | 0 | 0 | [5 empty] | 0 | 0 | 0 | 0 | 0 | 0 | 0 | 0 | 0 | 0 | 0 | 0 | 0 | 0 | 0 | 0 | 0 | 0 | 0 | 0 | 0 | 0 | 0 | 0 | 0 | 0 | 0 | 0 | 0
Comprehensive Packaged Air Conditioning Systems | Air Source Packaged Termainal Air Conditioner with base efficiency > 9.9 EER, measure efficiency at 13.0 EER. Tier 3 | PECI Engeneering Calcs | 6 | Hotel_Motel | Reduce_Cooling_Load-Ret | TRUE | AC Packaged Terminal Units: NR - 15 | All other nonresidential programs 0.80 | ton | 75 | 0 | 0 | 307.8263 | 569.5416 | System | kW | 0.22843 | [5 empty] | 15 | 80% | 0% | 20.4 | 32.3 | 32.3 | [5 empty] | 5.1 | 5.1 | 5.1 | 5.1 | 8.075 | 8.075 | 8.075 | 8.075 | 8.075 | 8.075 | 8.075 | 8.075 | 0 | 0 | 0 | 0 | 0 | 0 | 0 | 0 | 0 | 0 | 0 | 0 | 0 | 0 | 0 | 0 | 85
Comprehensive Packaged Air Conditioning Systems | Air Source Packaged Termainal Air Conditioner with base efficiency > 9.9 EER, measure efficiency at 13.0 EER. Tier 3 | PECI Engeneering Calcs | 8 | Hotel_Motel | Reduce_Cooling_Load-Ret | TRUE | AC Packaged Terminal Units: NR - 15 | All other nonresidential programs 0.80 | ton | 75 | 0 | 0 | 307.8263 | 705.648 | System | kW | 0.34086 | [5 empty] | 15 | 80% | 0% | 612 | 969 | 969 | [5 empty] | 153 | 153 | 153 | 153 | 242.25 | 242.25 | 242.25 | 242.25 | 242.25 | 242.25 | 242.25 | 242.25 | 0 | 0 | 0 | 0 | 0 | 0 | 0 | 0 | 0 | 0 | 0 | 0 | 0 | 0 | 0 | 0 | 2550
Comprehensive Packaged Air Conditioning Systems | Air Source Packaged Termainal Air Conditioner with base efficiency > 9.9 EER, measure efficiency at 13.0 EER. Tier 3 | PECI Engeneering Calcs | 9 | Hotel_Motel | Reduce_Cooling_Load-Ret | TRUE | AC Packaged Terminal Units: NR - 15 | All other nonresidential programs 0.80 | ton | 75 | 0 | 0 | 307.8263 | 684.8352 | System | kW | 0.3627 | [5 empty] | 15 | 80% | 0% | 408 | 646 | 646 | [5 empty] | 102 | 102 | 102 | 102 | 161.5 | 161.5 | 161.5 | 161.5 | 161.5 | 161.5 | 161.5 | 161.5 | 0 | 0 | 0 | 0 | 0 | 0 | 0 | 0 | 0 | 0 | 0 | 0 | 0 | 0 | 0 | 0 | 1700
Comprehensive Packaged Air Conditioning Systems | Air Source Packaged Termainal Air Conditioner with base efficiency > 9.9 EER, measure efficiency at 13.0 EER. Tier 3 | PECI Engeneering Calcs | 10 | Hotel_Motel | Reduce_Cooling_Load-Ret | TRUE | AC Packaged Terminal Units: NR - 15 | All other nonresidential programs 0.80 | ton | 75 | 0 | 0 | 307.8263 | 671.1648 | System | kW | 0.35567 | [5 empty] | 15 | 80% | 0% | 714 | 1130.5 | 1130.5 | [5 empty] | 178.5 | 178.5 | 178.5 | 178.5 | 282.625 | 282.625 | 282.625 | 282.625 | 282.625 | 282.625 | 282.625 | 282.625 | 0 | 0 | 0 | 0 | 0 | 0 | 0 | 0 | 0 | 0 | 0 | 0 | 0 | 0 | 0 | 0 | 2975
Comprehensive Packaged Air Conditioning Systems | Air Source Packaged Termainal Air Conditioner with base efficiency > 9.9 EER, measure efficiency at 13.0 EER. Tier 3 | PECI Engeneering Calcs | 13 | Hotel_Motel | Reduce_Cooling_Load-Ret | TRUE | AC Packaged Terminal Units: NR - 15 | All other nonresidential programs 0.80 | ton | 75 | 0 | 0 | 307.8263 | 668.7264 | System | kW | 0.36727 | [5 empty] | 15 | 80% | 0% | 102 | 161.5 | 161.5 | [5 empty] | 25.5 | 25.5 | 25.5 | 25.5 | 40.375 | 40.375 | 40.375 | 40.375 | 40.375 | 40.375 | 40.375 | 40.375 | 0 | 0 | 0 | 0 | 0 | 0 | 0 | 0 | 0 | 0 | 0 | 0 | 0 | 0 | 0 | 0 | 425
Comprehensive Packaged Air Conditioning Systems | Air Source Packaged Termainal Air Conditioner with base efficiency > 9.9 EER, measure efficiency at 13.0 EER. Tier 3 | PECI Engeneering Calcs | 14 | Hotel_Motel | Reduce_Cooling_Load-Ret | TRUE | AC Packaged Terminal Units: NR - 15 | All other nonresidential programs 0.80 | ton | 75 | 0 | 0 | 307.8263 | 637.3152 | System | kW | 0.32664 | [5 empty] | 15 | 80% | 0% | 142.8 | 226.1 | 226.1 | [5 empty] | 35.7 | 35.7 | 35.7 | 35.7 | 56.525 | 56.525 | 56.525 | 56.525 | 56.525 | 56.525 | 56.525 | 56.525 | 0 | 0 | 0 | 0 | 0 | 0 | 0 | 0 | 0 | 0 | 0 | 0 | 0 | 0 | 0 | 0 | 595
Comprehensive Packaged Air Conditioning Systems | Air Source Packaged Termainal Air Conditioner with base efficiency > 9.9 EER, measure efficiency at 13.0 EER. Tier 3 | PECI Engeneering Calcs | 15 | Hotel_Motel | Reduce_Cooling_Load-Ret | TRUE | AC Packaged Terminal Units: NR - 15 | All other nonresidential programs 0.80 | ton | 75 | 0 | 0 | 307.8263 | 879.36 | System | kW | 0.39925 | [5 empty] | 15 | 80% | 0% | 40.8 | 64.6 | 64.6 | [5 empty] | 10.2 | 10.2 | 10.2 | 10.2 | 16.15 | 16.15 | 16.15 | 16.15 | 16.15 | 16.15 | 16.15 | 16.15 | 0 | 0 | 0 | 0 | 0 | 0 | 0 | 0 | 0 | 0 | 0 | 0 | 0 | 0 | 0 | 0 | 170
Comprehensive Packaged Air Conditioning Systems | Air Source Packaged Termainal Air Conditioner with base efficiency > 9.9 EER, measure efficiency at 13.0 EER. Tier 3 | PECI Engeneering Calcs | 16 | Hotel_Motel | Reduce_Cooling_Load-Ret | TRUE | AC Packaged Terminal Units: NR - 15 | All other nonresidential programs 0.80 | ton | 75 | 0 | 0 | 307.8263 | 486.36 | System | kW | 0.33853 | [5 empty] | 15 | 80% | 0% | 0 | 0 | 0 | [5 empty] | 0 | 0 | 0 | 0 | 0 | 0 | 0 | 0 | 0 | 0 | 0 | 0 | 0 | 0 | 0 | 0 | 0 | 0 | 0 | 0 | 0 | 0 | 0 | 0 | 0 | 0 | 0 | 0 | 0
Comprehensive Packaged Air Conditioning Systems | Early Replacement of Air Source Packaged Terminal Air Conditioner with base efficiency dependent on building vintage, Measure efficiency at 11 EER. Vintage of Before 1978. | CMtl0675PTACn | 6 | Hotel_Motel | Reduce_Cooling_Load-Ret | TRUE | 10 | Appliance early retirement and replacement 0.80 | ton | 200 | 0 | 0 | 565.68 | 800.28 | System | kW | 0.31691 | [5 empty] | 10 | 80% | 0% | 11.652 | 18.449 | 18.449 | [5 empty] | 2.913 | 2.913 | 2.913 | 2.913 | 4.6123 | 4.6123 | 4.6123 | 4.6123 | 4.6123 | 4.6123 | 4.6123 | 4.6123 | 0 | 0 | 0 | 0 | 0 | 0 | 0 | 0 | 0 | 0 | 0 | 0 | 0 | 0 | 0 | 0 | 48.55
Comprehensive Packaged Air Conditioning Systems | Early Replacement of Air Source Packaged Terminal Air Conditioner with base efficiency dependent on building vintage, Measure efficiency at 11 EER. Vintage of Before 1978. | CMtl0875PTACn | 8 | Hotel_Motel | Reduce_Cooling_Load-Ret | TRUE | 10 | Appliance early retirement and replacement 0.80 | ton | 200 | 0 | 0 | 565.68 | 993.044 | System | kW | 0.48552 | [5 empty] | 10 | 80% | 0% | 349.56 | 553.47 | 553.47 | [5 empty] | 87.39 | 87.39 | 87.39 | 87.39 | 138.3675 | 138.3675 | 138.3675 | 138.3675 | 138.3675 | 138.3675 | 138.3675 | 138.3675 | 0 | 0 | 0 | 0 | 0 | 0 | 0 | 0 | 0 | 0 | 0 | 0 | 0 | 0 | 0 | 0 | 1456.5
Comprehensive Packaged Air Conditioning Systems | Early Replacement of Air Source Packaged Terminal Air Conditioner with base efficiency dependent on building vintage, Measure efficiency at 11 EER. Vintage of Before 1978. | CMtl0975PTACn | 9 | Hotel_Motel | Reduce_Cooling_Load-Ret | TRUE | 10 | Appliance early retirement and replacement 0.80 | ton | 200 | 0 | 0 | 565.68 | 962.829 | System | kW | 0.50879 | [5 empty] | 10 | 80% | 0% | 233.04 | 368.98 | 368.98 | [5 empty] | 58.26 | 58.26 | 58.26 | 58.26 | 92.245 | 92.245 | 92.245 | 92.245 | 92.245 | 92.245 | 92.245 | 92.245 | 0 | 0 | 0 | 0 | 0 | 0 | 0 | 0 | 0 | 0 | 0 | 0 | 0 | 0 | 0 | 0 | 971
Comprehensive Packaged Air Conditioning Systems | Early Replacement of Air Source Packaged Terminal Air Conditioner with base efficiency dependent on building vintage, Measure efficiency at 11 EER. Vintage of Before 1978. | CMtl1075PTACn | 10 | Hotel_Motel | Reduce_Cooling_Load-Ret | TRUE | 10 | Appliance early retirement and replacement 0.80 | ton | 200 | 0 | 0 | 565.68 | 944.371 | System | kW | 0.5006 | [5 empty] | 10 | 80% | 0% | 407.82 | 645.715 | 645.715 | [5 empty] | 101.955 | 101.955 | 101.955 | 101.955 | 161.4288 | 161.4288 | 161.4288 | 161.4288 | 161.4288 | 161.4288 | 161.4288 | 161.4288 | 0 | 0 | 0 | 0 | 0 | 0 | 0 | 0 | 0 | 0 | 0 | 0 | 0 | 0 | 0 | 0 | 1699.25
Comprehensive Packaged Air Conditioning Systems | Early Replacement of Air Source Packaged Terminal Air Conditioner with base efficiency dependent on building vintage, Measure efficiency at 11 EER. Vintage of Before 1978. | CMtl1375PTACn | 13 | Hotel_Motel | Reduce_Cooling_Load-Ret | TRUE | 10 | Appliance early retirement and replacement 0.80 | ton | 200 | 0 | 0 | 565.68 | 942.817 | System | kW | 0.52163 | [5 empty] | 10 | 80% | 0% | 58.26 | 92.245 | 92.245 | [5 empty] | 14.565 | 14.565 | 14.565 | 14.565 | 23.0613 | 23.0613 | 23.0613 | 23.0613 | 23.0613 | 23.0613 | 23.0613 | 23.0613 | 0 | 0 | 0 | 0 | 0 | 0 | 0 | 0 | 0 | 0 | 0 | 0 | 0 | 0 | 0 | 0 | 242.75
Comprehensive Packaged Air Conditioning Systems | Early Replacement of Air Source Packaged Terminal Air Conditioner with base efficiency dependent on building vintage, Measure efficiency at 11 EER. Vintage of Before 1978. | CMtl1475PTACn | 14 | Hotel_Motel | Reduce_Cooling_Load-Ret | TRUE | 10 | Appliance early retirement and replacement 0.80 | ton | 200 | 0 | 0 | 565.68 | 829.232 | System | kW | 0.45396 | [5 empty] | 10 | 80% | 0% | 81.564 | 129.143 | 129.143 | [5 empty] | 20.391 | 20.391 | 20.391 | 20.391 | 32.2858 | 32.2858 | 32.2858 | 32.2858 | 32.2858 | 32.2858 | 32.2858 | 32.2858 | 0 | 0 | 0 | 0 | 0 | 0 | 0 | 0 | 0 | 0 | 0 | 0 | 0 | 0 | 0 | 0 | 339.85
Comprehensive Packaged Air Conditioning Systems | Early Replacement of Air Source Packaged Terminal Air Conditioner with base efficiency dependent on building vintage, Measure efficiency at 11 EER. Vintage of Before 1978. | CMtl1575PTACn | 15 | Hotel_Motel | Reduce_Cooling_Load-Ret | TRUE | 10 | Appliance early retirement and replacement 0.80 | ton | 250 | 0 | 0 | 565.68 | 1173.76 | System | kW | 0.55249 | [5 empty] | 10 | 80% | 0% | 23.304 | 36.898 | 36.898 | [5 empty] | 5.826 | 5.826 | 5.826 | 5.826 | 9.2245 | 9.2245 | 9.2245 | 9.2245 | 9.2245 | 9.2245 | 9.2245 | 9.2245 | 0 | 0 | 0 | 0 | 0 | 0 | 0 | 0 | 0 | 0 | 0 | 0 | 0 | 0 | 0 | 0 | 97.1
Comprehensive Packaged Air Conditioning Systems | Early Replacement of Air Source Packaged Terminal Air Conditioner with base efficiency dependent on building vintage, Measure efficiency at 11 EER. Vintage of Before 1978. | CMtl1675PTACn | 16 | Hotel_Motel | Reduce_Cooling_Load-Ret | TRUE | 10 | Appliance early retirement and replacement 0.80 | ton | 200 | 0 | 0 | 565.68 | 618.203 | System | kW | 0.47375 | [5 empty] | 10 | 80% | 0% | 0 | 0 | 0 | [5 empty] | 0 | 0 | 0 | 0 | 0 | 0 | 0 | 0 | 0 | 0 | 0 | 0 | 0 | 0 | 0 | 0 | 0 | 0 | 0 | 0 | 0 | 0 | 0 | 0 | 0 | 0 | 0 | 0 | 0
Comprehensive Packaged Air Conditioning Systems | Early Replacement of Air Source Packaged Terminal Air Conditioner with base efficiency dependent on building vintage, Measure efficiency at 11 EER. Vintage of 1978 to 1992. | CMtl0685PTACn | 6 | Hotel_Motel | Reduce_Cooling_Load-Ret | TRUE | 10 | Appliance early retirement and replacement 0.80 | ton | 150 | 0 | 0 | 565.68 | 532.609 | System | kW | 0.21191 | [5 empty] | 10 | 80% | 0% | 5.2434 | 8.302 | 8.302 | [5 empty] | 1.3109 | 1.3109 | 1.3109 | 1.3109 | 2.0755 | 2.0755 | 2.0755 | 2.0755 | 2.0755 | 2.0755 | 2.0755 | 2.0755 | 0 | 0 | 0 | 0 | 0 | 0 | 0 | 0 | 0 | 0 | 0 | 0 | 0 | 0 | 0 | 0 | 21.8475
Comprehensive Packaged Air Conditioning Systems | Early Replacement of Air Source Packaged Terminal Air Conditioner with base efficiency dependent on building vintage, Measure efficiency at 11 EER. Vintage of 1978 to 1992. | CMtl0885PTACn | 8 | Hotel_Motel | Reduce_Cooling_Load-Ret | TRUE | 10 | Appliance early retirement and replacement 0.80 | ton | 150 | 0 | 0 | 565.68 | 659.889 | System | kW | 0.32153 | [5 empty] | 10 | 80% | 0% | 157.302 | 249.0615 | 249.0615 | [5 empty] | 39.3255 | 39.3255 | 39.3255 | 39.3255 | 62.2654 | 62.2654 | 62.2654 | 62.2654 | 62.2654 | 62.2654 | 62.2654 | 62.2654 | 0 | 0 | 0 | 0 | 0 | 0 | 0 | 0 | 0 | 0 | 0 | 0 | 0 | 0 | 0 | 0 | 655.425
Comprehensive Packaged Air Conditioning Systems | Early Replacement of Air Source Packaged Terminal Air Conditioner with base efficiency dependent on building vintage, Measure efficiency at 11 EER. Vintage of 1978 to 1992. | CMtl0985PTACn | 9 | Hotel_Motel | Reduce_Cooling_Load-Ret | TRUE | 10 | Appliance early retirement and replacement 0.80 | ton | 150 | 0 | 0 | 565.68 | 640.426 | System | kW | 0.34003 | [5 empty] | 10 | 80% | 0% | 104.868 | 166.041 | 166.041 | [5 empty] | 26.217 | 26.217 | 26.217 | 26.217 | 41.5102 | 41.5102 | 41.5102 | 41.5102 | 41.5102 | 41.5102 | 41.5102 | 41.5102 | 0 | 0 | 0 | 0 | 0 | 0 | 0 | 0 | 0 | 0 | 0 | 0 | 0 | 0 | 0 | 0 | 436.95
Comprehensive Packaged Air Conditioning Systems | Early Replacement of Air Source Packaged Terminal Air Conditioner with base efficiency dependent on building vintage, Measure efficiency at 11 EER. Vintage of 1978 to 1992. | CMtl1085PTACn | 10 | Hotel_Motel | Reduce_Cooling_Load-Ret | TRUE | 10 | Appliance early retirement and replacement 0.80 | ton | 150 | 0 | 0 | 565.68 | 627.644 | System | kW | 0.33183 | [5 empty] | 10 | 80% | 0% | 183.519 | 290.5718 | 290.5718 | [5 empty] | 45.8798 | 45.8798 | 45.8798 | 45.8798 | 72.6429 | 72.6429 | 72.6429 | 72.6429 | 72.6429 | 72.6429 | 72.6429 | 72.6429 | 0 | 0 | 0 | 0 | 0 | 0 | 0 | 0 | 0 | 0 | 0 | 0 | 0 | 0 | 0 | 0 | 764.6625
Comprehensive Packaged Air Conditioning Systems | Early Replacement of Air Source Packaged Terminal Air Conditioner with base efficiency dependent on building vintage, Measure efficiency at 11 EER. Vintage of 1978 to 1992. | CMtl1385PTACn | 13 | Hotel_Motel | Reduce_Cooling_Load-Ret | TRUE | 10 | Appliance early retirement and replacement 0.80 | ton | 150 | 0 | 0 | 565.68 | 625.361 | System | kW | 0.3455 | [5 empty] | 10 | 80% | 0% | 26.217 | 41.5102 | 41.5102 | [5 empty] | 6.5542 | 6.5542 | 6.5542 | 6.5542 | 10.3776 | 10.3776 | 10.3776 | 10.3776 | 10.3776 | 10.3776 | 10.3776 | 10.3776 | 0 | 0 | 0 | 0 | 0 | 0 | 0 | 0 | 0 | 0 | 0 | 0 | 0 | 0 | 0 | 0 | 109.2375
Comprehensive Packaged Air Conditioning Systems | Early Replacement of Air Source Packaged Terminal Air Conditioner with base efficiency dependent on building vintage, Measure efficiency at 11 EER. Vintage of 1978 to 1992. | CMtl1485PTACn | 14 | Hotel_Motel | Reduce_Cooling_Load-Ret | TRUE | 10 | Appliance early retirement and replacement 0.80 | ton | 150 | 0 | 0 | 565.68 | 595.986 | System | kW | 0.30738 | [5 empty] | 10 | 80% | 0% | 36.7038 | 58.1144 | 58.1144 | [5 empty] | 9.176 | 9.176 | 9.176 | 9.176 | 14.5286 | 14.5286 | 14.5286 | 14.5286 | 14.5286 | 14.5286 | 14.5286 | 14.5286 | 0 | 0 | 0 | 0 | 0 | 0 | 0 | 0 | 0 | 0 | 0 | 0 | 0 | 0 | 0 | 0 | 152.9325
Comprehensive Packaged Air Conditioning Systems | Early Replacement of Air Source Packaged Terminal Air Conditioner with base efficiency dependent on building vintage, Measure efficiency at 11 EER. Vintage of 1978 to 1992. | CMtl1585PTACn | 15 | Hotel_Motel | Reduce_Cooling_Load-Ret | TRUE | 10 | Appliance early retirement and replacement 0.80 | ton | 200 | 0 | 0 | 565.68 | 822.336 | System | kW | 0.37286 | [5 empty] | 10 | 80% | 0% | 10.4868 | 16.6041 | 16.6041 | [5 empty] | 2.6217 | 2.6217 | 2.6217 | 2.6217 | 4.151 | 4.151 | 4.151 | 4.151 | 4.151 | 4.151 | 4.151 | 4.151 | 0 | 0 | 0 | 0 | 0 | 0 | 0 | 0 | 0 | 0 | 0 | 0 | 0 | 0 | 0 | 0 | 43.695
Comprehensive Packaged Air Conditioning Systems | Early Replacement of Air Source Packaged Terminal Air Conditioner with base efficiency dependent on building vintage, Measure efficiency at 11 EER. Vintage of 1978 to 1992. | CMtl1685PTACn | 16 | Hotel_Motel | Reduce_Cooling_Load-Ret | TRUE | 10 | Appliance early retirement and replacement 0.80 | ton | 150 | 0 | 0 | 565.68 | 454.818 | System | kW | 319.443 | [5 empty] | 10 | 80% | 0% | 0 | 0 | 0 | [5 empty] | 0 | 0 | 0 | 0 | 0 | 0 | 0 | 0 | 0 | 0 | 0 | 0 | 0 | 0 | 0 | 0 | 0 | 0 | 0 | 0 | 0 | 0 | 0 | 0 | 0 | 0 | 0 | 0 | 0
Comprehensive Packaged Air Conditioning Systems | Air Source Unitary Air Conditioner (Single Phase) Single System <65,000 with base efficiency > 13 SEER; 11.0 EER, Measure efficiency at 14 SEER; 12.2 EER. (Tier 1) | SCE Engeneering Calcs | 6 | Residential | AC_Cooling-RC | TRUE | Packaged HVAC Systems: NR - 15 | All other residential programs 0.80 | ton | 0 | 0 | 0 | 100.8 | 7.6345 | System | kW | 0.0083929 | [5 empty] | 15 | 80% | 100% | 0 | 0 | 0 | [5 empty] | 0 | 0 | 0 | 0 | 0 | 0 | 0 | 0 | 0 | 0 | 0 | 0 | 0 | 0 | 0 | 0 | 0 | 0 | 0 | 0 | 0 | 0 | 0 | 0 | 0 | 0 | 0 | 0 | 0
Comprehensive Packaged Air Conditioning Systems | Air Source Unitary Air Conditioner (Single Phase) Single System <65,000 with base efficiency > 13 SEER; 11.0 EER, Measure efficiency at 14 SEER; 12.2 EER. (Tier 1) | SCE Engeneering Calcs | 8 | Residential | AC_Cooling-RC | TRUE | Packaged HVAC Systems: NR - 15 | All other residential programs 0.80 | ton | 10 | 0 | 0 | 100.8 | 20.5609 | System | kW | 0.025539 | [5 empty] | 15 | 80% | 100% | 1231.2 | 1949.4 | 1949.4 | [5 empty] | 307.8 | 307.8 | 307.8 | 307.8 | 487.35 | 487.35 | 487.35 | 487.35 | 487.35 | 487.35 | 487.35 | 487.35 | 0 | 0 | 0 | 0 | 0 | 0 | 0 | 0 | 0 | 0 | 0 | 0 | 0 | 0 | 0 | 0 | 5130
Comprehensive Packaged Air Conditioning Systems | Air Source Unitary Air Conditioner (Single Phase) Single System <65,000 with base efficiency > 13 SEER; 11.0 EER, Measure efficiency at 14 SEER; 12.2 EER. (Tier 1) | SCE Engeneering Calcs | 9 | Residential | AC_Cooling-RC | TRUE | Packaged HVAC Systems: NR - 15 | All other residential programs 0.80 | ton | 10 | 0 | 0 | 100.8 | 23.0519 | System | kW | 0.021873 | [5 empty] | 15 | 80% | 100% | 1360.8 | 2154.6 | 2154.6 | [5 empty] | 340.2 | 340.2 | 340.2 | 340.2 | 538.65 | 538.65 | 538.65 | 538.65 | 538.65 | 538.65 | 538.65 | 538.65 | 0 | 0 | 0 | 0 | 0 | 0 | 0 | 0 | 0 | 0 | 0 | 0 | 0 | 0 | 0 | 0 | 5670
Comprehensive Packaged Air Conditioning Systems | Air Source Unitary Air Conditioner (Single Phase) Single System <65,000 with base efficiency > 13 SEER; 11.0 EER, Measure efficiency at 14 SEER; 12.2 EER. (Tier 1) | SCE Engeneering Calcs | 10 | Residential | AC_Cooling-RC | TRUE | Packaged HVAC Systems: NR - 15 | All other residential programs 0.80 | ton | 10 | 0 | 0 | 100.8 | 22.5087 | System | kW | 0.025452 | [5 empty] | 15 | 80% | 100% | 1555.2 | 2462.4 | 2462.4 | [5 empty] | 388.8 | 388.8 | 388.8 | 388.8 | 615.6 | 615.6 | 615.6 | 615.6 | 615.6 | 615.6 | 615.6 | 615.6 | 0 | 0 | 0 | 0 | 0 | 0 | 0 | 0 | 0 | 0 | 0 | 0 | 0 | 0 | 0 | 0 | 6480
Comprehensive Packaged Air Conditioning Systems | Air Source Unitary Air Conditioner (Single Phase) Single System <65,000 with base efficiency > 13 SEER; 11.0 EER, Measure efficiency at 14 SEER; 12.2 EER. (Tier 1) | SCE Engeneering Calcs | 13 | Residential | AC_Cooling-RC | TRUE | Packaged HVAC Systems: NR - 15 | All other residential programs 0.80 | ton | 10 | 0 | 0 | 100.8 | 23.0852 | System | kW | 0.026716 | [5 empty] | 15 | 80% | 100% | 259.2 | 410.4 | 410.4 | [5 empty] | 64.8 | 64.8 | 64.8 | 64.8 | 102.6 | 102.6 | 102.6 | 102.6 | 102.6 | 102.6 | 102.6 | 102.6 | 0 | 0 | 0 | 0 | 0 | 0 | 0 | 0 | 0 | 0 | 0 | 0 | 0 | 0 | 0 | 0 | 1080
Comprehensive Packaged Air Conditioning Systems | Air Source Unitary Air Conditioner (Single Phase) Single System <65,000 with base efficiency > 13 SEER; 11.0 EER, Measure efficiency at 14 SEER; 12.2 EER. (Tier 1) | SCE Engeneering Calcs | 14 | Residential | AC_Cooling-RC | TRUE | Packaged HVAC Systems: NR - 15 | All other residential programs 0.80 | ton | 10 | 0 | 0 | 100.8 | 21.5892 | System | kW | 0.030352 | [5 empty] | 15 | 80% | 100% | 777.6 | 1231.2 | 1231.2 | [5 empty] | 194.4 | 194.4 | 194.4 | 194.4 | 307.8 | 307.8 | 307.8 | 307.8 | 307.8 | 307.8 | 307.8 | 307.8 | 0 | 0 | 0 | 0 | 0 | 0 | 0 | 0 | 0 | 0 | 0 | 0 | 0 | 0 | 0 | 0 | 3240
Comprehensive Packaged Air Conditioning Systems | Air Source Unitary Air Conditioner (Single Phase) Single System <65,000 with base efficiency > 13 SEER; 11.0 EER, Measure efficiency at 14 SEER; 12.2 EER. (Tier 1) | SCE Engeneering Calcs | 15 | Residential | AC_Cooling-RC | TRUE | Packaged HVAC Systems: NR - 15 | All other residential programs 0.80 | ton | 10 | 0 | 0 | 100.8 | 51.607 | System | kW | 0.036033 | [5 empty] | 15 | 80% | 100% | 1296 | 2052 | 2052 | [5 empty] | 324 | 324 | 324 | 324 | 513 | 513 | 513 | 513 | 513 | 513 | 513 | 513 | 0 | 0 | 0 | 0 | 0 | 0 | 0 | 0 | 0 | 0 | 0 | 0 | 0 | 0 | 0 | 0 | 5400
Comprehensive Packaged Air Conditioning Systems | Air Source Unitary Air Conditioner (Single Phase) Single System <65,000 with base efficiency > 13 SEER; 11.0 EER, Measure efficiency at 14 SEER; 12.2 EER. (Tier 1) | SCE Engeneering Calcs | 16 | Residential | AC_Cooling-RC | TRUE | Packaged HVAC Systems: NR - 15 | All other residential programs 0.80 | ton | 0 | 0 | 0 | 100.8 | 4.4888 | System | kW | 0.021982 | [5 empty] | 15 | 80% | 100% | 0 | 0 | 0 | [5 empty] | 0 | 0 | 0 | 0 | 0 | 0 | 0 | 0 | 0 | 0 | 0 | 0 | 0 | 0 | 0 | 0 | 0 | 0 | 0 | 0 | 0 | 0 | 0 | 0 | 0 | 0 | 0 | 0 | 0
Comprehensive Packaged Air Conditioning Systems | Air Source Unitary Air Conditioner (Single Phase) Single System <65,000 with base efficiency > 13 SEER; 11.0 EER, Measure efficiency at 15 SEER; 12.7 EER. (Tier 2) | SCE Engeneering Calcs | 6 | Residential | AC_Cooling-RC | TRUE | Packaged HVAC Systems: NR - 15 | All other residential programs 0.80 | ton | 10 | 0 | 0 | 174 | 16.1357 | System | kW | 0.016786 | [5 empty] | 15 | 80% | 100% | 0 | 0 | 0 | [5 empty] | 0 | 0 | 0 | 0 | 0 | 0 | 0 | 0 | 0 | 0 | 0 | 0 | 0 | 0 | 0 | 0 | 0 | 0 | 0 | 0 | 0 | 0 | 0 | 0 | 0 | 0 | 0 | 0 | 0
Comprehensive Packaged Air Conditioning Systems | Air Source Unitary Air Conditioner (Single Phase) Single System <65,000 with base efficiency > 13 SEER; 11.0 EER, Measure efficiency at 15 SEER; 12.7 EER. (Tier 2) | SCE Engeneering Calcs | 8 | Residential | AC_Cooling-RC | TRUE | Packaged HVAC Systems: NR - 15 | All other residential programs 0.80 | ton | 15 | 0 | 0 | 174 | 33.8484 | System | kW | 0.051078 | [5 empty] | 15 | 80% | 100% | 1026 | 1624.5 | 1624.5 | [5 empty] | 256.5 | 256.5 | 256.5 | 256.5 | 406.125 | 406.125 | 406.125 | 406.125 | 406.125 | 406.125 | 406.125 | 406.125 | 0 | 0 | 0 | 0 | 0 | 0 | 0 | 0 | 0 | 0 | 0 | 0 | 0 | 0 | 0 | 0 | 4275
Comprehensive Packaged Air Conditioning Systems | Air Source Unitary Air Conditioner (Single Phase) Single System <65,000 with base efficiency > 13 SEER; 11.0 EER, Measure efficiency at 15 SEER; 12.7 EER. (Tier 2) | SCE Engeneering Calcs | 9 | Residential | AC_Cooling-RC | TRUE | Packaged HVAC Systems: NR - 15 | All other residential programs 0.80 | ton | 15 | 0 | 0 | 174 | 37.2198 | System | kW | 0.029164 | [5 empty] | 15 | 80% | 100% | 1134 | 1795.5 | 1795.5 | [5 empty] | 283.5 | 283.5 | 283.5 | 283.5 | 448.875 | 448.875 | 448.875 | 448.875 | 448.875 | 448.875 | 448.875 | 448.875 | 0 | 0 | 0 | 0 | 0 | 0 | 0 | 0 | 0 | 0 | 0 | 0 | 0 | 0 | 0 | 0 | 4725
Comprehensive Packaged Air Conditioning Systems | Air Source Unitary Air Conditioner (Single Phase) Single System <65,000 with base efficiency > 13 SEER; 11.0 EER, Measure efficiency at 15 SEER; 12.7 EER. (Tier 2) | SCE Engeneering Calcs | 10 | Residential | AC_Cooling-RC | TRUE | Packaged HVAC Systems: NR - 15 | All other residential programs 0.80 | ton | 15 | 0 | 0 | 174 | 47.604 | System | kW | 0.050903 | [5 empty] | 15 | 80% | 100% | 1296 | 2052 | 2052 | [5 empty] | 324 | 324 | 324 | 324 | 513 | 513 | 513 | 513 | 513 | 513 | 513 | 513 | 0 | 0 | 0 | 0 | 0 | 0 | 0 | 0 | 0 | 0 | 0 | 0 | 0 | 0 | 0 | 0 | 5400
Comprehensive Packaged Air Conditioning Systems | Air Source Unitary Air Conditioner (Single Phase) Single System <65,000 with base efficiency > 13 SEER; 11.0 EER, Measure efficiency at 15 SEER; 12.7 EER. (Tier 2) | SCE Engeneering Calcs | 13 | Residential | AC_Cooling-RC | TRUE | Packaged HVAC Systems: NR - 15 | All other residential programs 0.80 | ton | 15 | 0 | 0 | 174 | 46.3428 | System | kW | 0.053432 | [5 empty] | 15 | 80% | 100% | 216 | 342 | 342 | [5 empty] | 54 | 54 | 54 | 54 | 85.5 | 85.5 | 85.5 | 85.5 | 85.5 | 85.5 | 85.5 | 85.5 | 0 | 0 | 0 | 0 | 0 | 0 | 0 | 0 | 0 | 0 | 0 | 0 | 0 | 0 | 0 | 0 | 900
Comprehensive Packaged Air Conditioning Systems | Air Source Unitary Air Conditioner (Single Phase) Single System <65,000 with base efficiency > 13 SEER; 11.0 EER, Measure efficiency at 15 SEER; 12.7 EER. (Tier 2) | SCE Engeneering Calcs | 14 | Residential | AC_Cooling-RC | TRUE | Packaged HVAC Systems: NR - 15 | All other residential programs 0.80 | ton | 15 | 0 | 0 | 174 | 69.7255 | System | kW | 0.10623 | [5 empty] | 15 | 80% | 100% | 648 | 1026 | 1026 | [5 empty] | 162 | 162 | 162 | 162 | 256.5 | 256.5 | 256.5 | 256.5 | 256.5 | 256.5 | 256.5 | 256.5 | 0 | 0 | 0 | 0 | 0 | 0 | 0 | 0 | 0 | 0 | 0 | 0 | 0 | 0 | 0 | 0 | 2700
Comprehensive Packaged Air Conditioning Systems | Air Source Unitary Air Conditioner (Single Phase) Single System <65,000 with base efficiency > 13 SEER; 11.0 EER, Measure efficiency at 15 SEER; 12.7 EER. (Tier 2) | SCE Engeneering Calcs | 15 | Residential | AC_Cooling-RC | TRUE | Packaged HVAC Systems: NR - 15 | All other residential programs 0.80 | ton | 25 | 0 | 0 | 174 | 113.0811 | System | kW | 0.090083 | [5 empty] | 15 | 80% | 100% | 1080 | 1710 | 1710 | [5 empty] | 270 | 270 | 270 | 270 | 427.5 | 427.5 | 427.5 | 427.5 | 427.5 | 427.5 | 427.5 | 427.5 | 0 | 0 | 0 | 0 | 0 | 0 | 0 | 0 | 0 | 0 | 0 | 0 | 0 | 0 | 0 | 0 | 4500
Comprehensive Packaged Air Conditioning Systems | Air Source Unitary Air Conditioner (Single Phase) Single System <65,000 with base efficiency > 13 SEER; 11.0 EER, Measure efficiency at 15 SEER; 12.7 EER. (Tier 2) | SCE Engeneering Calcs | 16 | Residential | AC_Cooling-RC | TRUE | Packaged HVAC Systems: NR - 15 | All other residential programs 0.80 | ton | 10 | 0 | 0 | 174 | 11.609 | System | kW | 0.065946 | [5 empty] | 15 | 80% | 100% | 0 | 0 | 0 | [5 empty] | 0 | 0 | 0 | 0 | 0 | 0 | 0 | 0 | 0 | 0 | 0 | 0 | 0 | 0 | 0 | 0 | 0 | 0 | 0 | 0 | 0 | 0 | 0 | 0 | 0 | 0 | 0 | 0 | 0
Comprehensive Packaged Air Conditioning Systems | Air Source Unitary Air Conditioner (Single Phase) Split System <65,000 with base efficiency > 13 SEER; 11.6 EER, Measure efficiency at 14 SEER; 12.8 EER. (Tier 1) | SCE Engeneering Calcs | 6 | Residential | AC_Cooling-RC | TRUE | Packaged HVAC Systems: NR - 15 | All other residential programs 0.80 | ton | 0 | 0 | 0 | 100.8 | 7.6345 | System | kW | 0.0083929 | [5 empty] | 15 | 80% | 100% | 0 | 0 | 0 | [5 empty] | 0 | 0 | 0 | 0 | 0 | 0 | 0 | 0 | 0 | 0 | 0 | 0 | 0 | 0 | 0 | 0 | 0 | 0 | 0 | 0 | 0 | 0 | 0 | 0 | 0 | 0 | 0 | 0 | 0
Comprehensive Packaged Air Conditioning Systems | Air Source Unitary Air Conditioner (Single Phase) Split System <65,000 with base efficiency > 13 SEER; 11.6 EER, Measure efficiency at 14 SEER; 12.8 EER. (Tier 1) | SCE Engeneering Calcs | 8 | Residential | AC_Cooling-RC | TRUE | Packaged HVAC Systems: NR - 15 | All other residential programs 0.80 | ton | 10 | 0 | 0 | 100.8 | 20.5609 | System | kW | 0.025539 | [5 empty] | 15 | 80% | 100% | 1026 | 1624.5 | 1624.5 | [5 empty] | 256.5 | 256.5 | 256.5 | 256.5 | 406.125 | 406.125 | 406.125 | 406.125 | 406.125 | 406.125 | 406.125 | 406.125 | 0 | 0 | 0 | 0 | 0 | 0 | 0 | 0 | 0 | 0 | 0 | 0 | 0 | 0 | 0 | 0 | 4275
Comprehensive Packaged Air Conditioning Systems | Air Source Unitary Air Conditioner (Single Phase) Split System <65,000 with base efficiency > 13 SEER; 11.6 EER, Measure efficiency at 14 SEER; 12.8 EER. (Tier 1) | SCE Engeneering Calcs | 9 | Residential | AC_Cooling-RC | TRUE | Packaged HVAC Systems: NR - 15 | All other residential programs 0.80 | ton | 10 | 0 | 0 | 100.8 | 23.0519 | System | kW | 0.021873 | [5 empty] | 15 | 80% | 100% | 1134 | 1795.5 | 1795.5 | [5 empty] | 283.5 | 283.5 | 283.5 | 283.5 | 448.875 | 448.875 | 448.875 | 448.875 | 448.875 | 448.875 | 448.875 | 448.875 | 0 | 0 | 0 | 0 | 0 | 0 | 0 | 0 | 0 | 0 | 0 | 0 | 0 | 0 | 0 | 0 | 4725
Comprehensive Packaged Air Conditioning Systems | Air Source Unitary Air Conditioner (Single Phase) Split System <65,000 with base efficiency > 13 SEER; 11.6 EER, Measure efficiency at 14 SEER; 12.8 EER. (Tier 1) | SCE Engeneering Calcs | 10 | Residential | AC_Cooling-RC | TRUE | Packaged HVAC Systems: NR - 15 | All other residential programs 0.80 | ton | 10 | 0 | 0 | 100.8 | 22.5087 | System | kW | 0.025452 | [5 empty] | 15 | 80% | 100% | 1296 | 2052 | 2052 | [5 empty] | 324 | 324 | 324 | 324 | 513 | 513 | 513 | 513 | 513 | 513 | 513 | 513 | 0 | 0 | 0 | 0 | 0 | 0 | 0 | 0 | 0 | 0 | 0 | 0 | 0 | 0 | 0 | 0 | 5400
Comprehensive Packaged Air Conditioning Systems | Air Source Unitary Air Conditioner (Single Phase) Split System <65,000 with base efficiency > 13 SEER; 11.6 EER, Measure efficiency at 14 SEER; 12.8 EER. (Tier 1) | SCE Engeneering Calcs | 13 | Residential | AC_Cooling-RC | TRUE | Packaged HVAC Systems: NR - 15 | All other residential programs 0.80 | ton | 10 | 0 | 0 | 100.8 | 23.0852 | System | kW | 0.026716 | [5 empty] | 15 | 80% | 100% | 216 | 342 | 342 | [5 empty] | 54 | 54 | 54 | 54 | 85.5 | 85.5 | 85.5 | 85.5 | 85.5 | 85.5 | 85.5 | 85.5 | 0 | 0 | 0 | 0 | 0 | 0 | 0 | 0 | 0 | 0 | 0 | 0 | 0 | 0 | 0 | 0 | 900
Comprehensive Packaged Air Conditioning Systems | Air Source Unitary Air Conditioner (Single Phase) Split System <65,000 with base efficiency > 13 SEER; 11.6 EER, Measure efficiency at 14 SEER; 12.8 EER. (Tier 1) | SCE Engeneering Calcs | 14 | Residential | AC_Cooling-RC | TRUE | Packaged HVAC Systems: NR - 15 | All other residential programs 0.80 | ton | 10 | 0 | 0 | 100.8 | 21.5892 | System | kW | 0.030352 | [5 empty] | 15 | 80% | 100% | 648 | 1026 | 1026 | [5 empty] | 162 | 162 | 162 | 162 | 256.5 | 256.5 | 256.5 | 256.5 | 256.5 | 256.5 | 256.5 | 256.5 | 0 | 0 | 0 | 0 | 0 | 0 | 0 | 0 | 0 | 0 | 0 | 0 | 0 | 0 | 0 | 0 | 2700
Comprehensive Packaged Air Conditioning Systems | Air Source Unitary Air Conditioner (Single Phase) Split System <65,000 with base efficiency > 13 SEER; 11.6 EER, Measure efficiency at 14 SEER; 12.8 EER. (Tier 1) | SCE Engeneering Calcs | 15 | Residential | AC_Cooling-RC | TRUE | Packaged HVAC Systems: NR - 15 | All other residential programs 0.80 | ton | 10 | 0 | 0 | 100.8 | 51.607 | System | kW | 0.036033 | [5 empty] | 15 | 80% | 100% | 1080 | 1710 | 1710 | [5 empty] | 270 | 270 | 270 | 270 | 427.5 | 427.5 | 427.5 | 427.5 | 427.5 | 427.5 | 427.5 | 427.5 | 0 | 0 | 0 | 0 | 0 | 0 | 0 | 0 | 0 | 0 | 0 | 0 | 0 | 0 | 0 | 0 | 4500
Comprehensive Packaged Air Conditioning Systems | Air Source Unitary Air Conditioner (Single Phase) Split System <65,000 with base efficiency > 13 SEER; 11.6 EER, Measure efficiency at 14 SEER; 12.8 EER. (Tier 1) | SCE Engeneering Calcs | 16 | Residential | AC_Cooling-RC | TRUE | Packaged HVAC Systems: NR - 15 | All other residential programs 0.80 | ton | 0 | 0 | 0 | 100.8 | 4.4888 | System | kW | 0.021982 | [5 empty] | 15 | 80% | 100% | 0 | 0 | 0 | [5 empty] | 0 | 0 | 0 | 0 | 0 | 0 | 0 | 0 | 0 | 0 | 0 | 0 | 0 | 0 | 0 | 0 | 0 | 0 | 0 | 0 | 0 | 0 | 0 | 0 | 0 | 0 | 0 | 0 | 0
Comprehensive Packaged Air Conditioning Systems | Air Source Unitary Air Conditioner (Single Phase) Split System <65,000 with base efficiency > 13 SEER; 11.6 EER, Measure efficiency at 15 SEER; 13.3 EER. (Tier 2) | SCE Engeneering Calcs | 6 | Residential | AC_Cooling-RC | TRUE | Packaged HVAC Systems: NR - 15 | All other residential programs 0.80 | ton | 10 | 0 | 0 | 174 | 16.1357 | System | kW | 0.016786 | [5 empty] | 15 | 80% | 100% | 0 | 0 | 0 | [5 empty] | 0 | 0 | 0 | 0 | 0 | 0 | 0 | 0 | 0 | 0 | 0 | 0 | 0 | 0 | 0 | 0 | 0 | 0 | 0 | 0 | 0 | 0 | 0 | 0 | 0 | 0 | 0 | 0 | 0
Comprehensive Packaged Air Conditioning Systems | Air Source Unitary Air Conditioner (Single Phase) Split System <65,000 with base efficiency > 13 SEER; 11.6 EER, Measure efficiency at 15 SEER; 13.3 EER. (Tier 2) | SCE Engeneering Calcs | 8 | Residential | AC_Cooling-RC | TRUE | Packaged HVAC Systems: NR - 15 | All other residential programs 0.80 | ton | 15 | 0 | 0 | 174 | 33.8484 | System | kW | 0.051078 | [5 empty] | 15 | 80% | 100% | 1026 | 1624.5 | 1624.5 | [5 empty] | 256.5 | 256.5 | 256.5 | 256.5 | 406.125 | 406.125 | 406.125 | 406.125 | 406.125 | 406.125 | 406.125 | 406.125 | 0 | 0 | 0 | 0 | 0 | 0 | 0 | 0 | 0 | 0 | 0 | 0 | 0 | 0 | 0 | 0 | 4275
Comprehensive Packaged Air Conditioning Systems | Air Source Unitary Air Conditioner (Single Phase) Split System <65,000 with base efficiency > 13 SEER; 11.6 EER, Measure efficiency at 15 SEER; 13.3 EER. (Tier 2) | SCE Engeneering Calcs | 9 | Residential | AC_Cooling-RC | TRUE | Packaged HVAC Systems: NR - 15 | All other residential programs 0.80 | ton | 15 | 0 | 0 | 174 | 37.2198 | System | kW | 0.029164 | [5 empty] | 15 | 80% | 100% | 1134 | 1795.5 | 1795.5 | [5 empty] | 283.5 | 283.5 | 283.5 | 283.5 | 448.875 | 448.875 | 448.875 | 448.875 | 448.875 | 448.875 | 448.875 | 448.875 | 0 | 0 | 0 | 0 | 0 | 0 | 0 | 0 | 0 | 0 | 0 | 0 | 0 | 0 | 0 | 0 | 4725
Comprehensive Packaged Air Conditioning Systems | Air Source Unitary Air Conditioner (Single Phase) Split System <65,000 with base efficiency > 13 SEER; 11.6 EER, Measure efficiency at 15 SEER; 13.3 EER. (Tier 2) | SCE Engeneering Calcs | 10 | Residential | AC_Cooling-RC | TRUE | Packaged HVAC Systems: NR - 15 | All other residential programs 0.80 | ton | 15 | 0 | 0 | 174 | 47.604 | System | kW | 0.050903 | [5 empty] | 15 | 80% | 100% | 1296 | 2052 | 2052 | [5 empty] | 324 | 324 | 324 | 324 | 513 | 513 | 513 | 513 | 513 | 513 | 513 | 513 | 0 | 0 | 0 | 0 | 0 | 0 | 0 | 0 | 0 | 0 | 0 | 0 | 0 | 0 | 0 | 0 | 5400
Comprehensive Packaged Air Conditioning Systems | Air Source Unitary Air Conditioner (Single Phase) Split System <65,000 with base efficiency > 13 SEER; 11.6 EER, Measure efficiency at 15 SEER; 13.3 EER. (Tier 2) | SCE Engeneering Calcs | 13 | Residential | AC_Cooling-RC | TRUE | Packaged HVAC Systems: NR - 15 | All other residential programs 0.80 | ton | 15 | 0 | 0 | 174 | 46.3428 | System | kW | 0.053432 | [5 empty] | 15 | 80% | 100% | 216 | 342 | 342 | [5 empty] | 54 | 54 | 54 | 54 | 85.5 | 85.5 | 85.5 | 85.5 | 85.5 | 85.5 | 85.5 | 85.5 | 0 | 0 | 0 | 0 | 0 | 0 | 0 | 0 | 0 | 0 | 0 | 0 | 0 | 0 | 0 | 0 | 900
Comprehensive Packaged Air Conditioning Systems | Air Source Unitary Air Conditioner (Single Phase) Split System <65,000 with base efficiency > 13 SEER; 11.6 EER, Measure efficiency at 15 SEER; 13.3 EER. (Tier 2) | SCE Engeneering Calcs | 14 | Residential | AC_Cooling-RC | TRUE | Packaged HVAC Systems: NR - 15 | All other residential programs 0.80 | ton | 15 | 0 | 0 | 174 | 69.7255 | System | kW | 0.10623 | [5 empty] | 15 | 80% | 100% | 648 | 1026 | 1026 | [5 empty] | 162 | 162 | 162 | 162 | 256.5 | 256.5 | 256.5 | 256.5 | 256.5 | 256.5 | 256.5 | 256.5 | 0 | 0 | 0 | 0 | 0 | 0 | 0 | 0 | 0 | 0 | 0 | 0 | 0 | 0 | 0 | 0 | 2700
Comprehensive Packaged Air Conditioning Systems | Air Source Unitary Air Conditioner (Single Phase) Split System <65,000 with base efficiency > 13 SEER; 11.6 EER, Measure efficiency at 15 SEER; 13.3 EER. (Tier 2) | SCE Engeneering Calcs | 15 | Residential | AC_Cooling-RC | TRUE | Packaged HVAC Systems: NR - 15 | All other residential programs 0.80 | ton | 25 | 0 | 0 | 174 | 113.0811 | System | kW | 0.090083 | [5 empty] | 15 | 80% | 100% | 1080 | 1710 | 1710 | [5 empty] | 270 | 270 | 270 | 270 | 427.5 | 427.5 | 427.5 | 427.5 | 427.5 | 427.5 | 427.5 | 427.5 | 0 | 0 | 0 | 0 | 0 | 0 | 0 | 0 | 0 | 0 | 0 | 0 | 0 | 0 | 0 | 0 | 4500
Comprehensive Packaged Air Conditioning Systems | Air Source Unitary Air Conditioner (Single Phase) Split System <65,000 with base efficiency > 13 SEER; 11.6 EER, Measure efficiency at 15 SEER; 13.3 EER. (Tier 2) | SCE Engeneering Calcs | 16 | Residential | AC_Cooling-RC | TRUE | Packaged HVAC Systems: NR - 15 | All other residential programs 0.80 | ton | 10 | 0 | 0 | 174 | 11.609 | System | kW | 0.065946 | [5 empty] | 15 | 80% | 100% | 0 | 0 | 0 | [5 empty] | 0 | 0 | 0 | 0 | 0 | 0 | 0 | 0 | 0 | 0 | 0 | 0 | 0 | 0 | 0 | 0 | 0 | 0 | 0 | 0 | 0 | 0 | 0 | 0 | 0 | 0 | 0 | 0 | 0
Comprehensive Packaged Air Conditioning Systems | Heat Pump - Tier I SEER 14/ EER12 HSPF 8.5 | Energy and power savings calculated by multiplying climate zone-10, for this measure, by the proportion of this zone to climate zone-10, for residential equipment. | 6 | Residential | Heat_Pump-NC | TRUE | Heat Pump – Split System: NR - 15 | All other residential programs 0.80 | ton | 60 | 0 | 0 | 208 | 53.1159 | System | kW | 0.028986 | [5 empty] | 15 | 80% | 100% | 0 | 0 | 0 | [5 empty] | 0 | 0 | 0 | 0 | 0 | 0 | 0 | 0 | 0 | 0 | 0 | 0 | 0 | 0 | 0 | 0 | 0 | 0 | 0 | 0 | 0 | 0 | 0 | 0 | 0 | 0 | 0 | 0 | 0
Comprehensive Packaged Air Conditioning Systems | Heat Pump - Tier I SEER 14/ EER12 HSPF 8.5 | Energy and power savings calculated by multiplying climate zone-10, for this measure, by the proportion of this zone to climate zone-10, for residential equipment. | 8 | Residential | Heat_Pump-NC | TRUE | Heat Pump – Split System: NR - 15 | All other residential programs 0.80 | ton | 60 | 0 | 0 | 208 | 143.0485 | System | kW | 0.088201 | [5 empty] | 15 | 80% | 100% | 259.92 | 411.54 | 411.54 | [5 empty] | 64.98 | 64.98 | 64.98 | 64.98 | 102.885 | 102.885 | 102.885 | 102.885 | 102.885 | 102.885 | 102.885 | 102.885 | 0 | 0 | 0 | 0 | 0 | 0 | 0 | 0 | 0 | 0 | 0 | 0 | 0 | 0 | 0 | 0 | 1083
Comprehensive Packaged Air Conditioning Systems | Heat Pump - Tier I SEER 14/ EER12 HSPF 8.5 | Energy and power savings calculated by multiplying climate zone-10, for this measure, by the proportion of this zone to climate zone-10, for residential equipment. | 9 | Residential | Heat_Pump-NC | TRUE | Heat Pump – Split System: NR - 15 | All other residential programs 0.80 | ton | 60 | 0 | 0 | 208 | 160.3792 | System | kW | 0.07554 | [5 empty] | 15 | 80% | 100% | 287.28 | 454.86 | 454.86 | [5 empty] | 71.82 | 71.82 | 71.82 | 71.82 | 113.715 | 113.715 | 113.715 | 113.715 | 113.715 | 113.715 | 113.715 | 113.715 | 0 | 0 | 0 | 0 | 0 | 0 | 0 | 0 | 0 | 0 | 0 | 0 | 0 | 0 | 0 | 0 | 1197
Comprehensive Packaged Air Conditioning Systems | Heat Pump - Tier I SEER 14/ EER12 HSPF 8.5 | SCE Upstream HVAC | 10 | Residential | Heat_Pump-NC | TRUE | Heat Pump – Split System: NR - 15 | All other residential programs 0.80 | ton | 60 | 0 | 0 | 208 | 156.6 | System | kW | 0.0879 | [5 empty] | 15 | 80% | 100% | 328.32 | 519.84 | 519.84 | [5 empty] | 82.08 | 82.08 | 82.08 | 82.08 | 129.96 | 129.96 | 129.96 | 129.96 | 129.96 | 129.96 | 129.96 | 129.96 | 0 | 0 | 0 | 0 | 0 | 0 | 0 | 0 | 0 | 0 | 0 | 0 | 0 | 0 | 0 | 0 | 1368
Comprehensive Packaged Air Conditioning Systems | Heat Pump - Tier I SEER 14/ EER12 HSPF 8.5 | Energy and power savings calculated by multiplying climate zone-10, for this measure, by the proportion of this zone to climate zone-10, for residential equipment. | 13 | Residential | Heat_Pump-NC | TRUE | Heat Pump – Split System: NR - 15 | All other residential programs 0.80 | ton | 60 | 0 | 0 | 208 | 160.6107 | System | kW | 0.092266 | [5 empty] | 15 | 80% | 100% | 54.72 | 86.64 | 86.64 | [5 empty] | 13.68 | 13.68 | 13.68 | 13.68 | 21.66 | 21.66 | 21.66 | 21.66 | 21.66 | 21.66 | 21.66 | 21.66 | 0 | 0 | 0 | 0 | 0 | 0 | 0 | 0 | 0 | 0 | 0 | 0 | 0 | 0 | 0 | 0 | 228
Comprehensive Packaged Air Conditioning Systems | Heat Pump - Tier I SEER 14/ EER12 HSPF 8.5 | Energy and power savings calculated by multiplying climate zone-10, for this measure, by the proportion of this zone to climate zone-10, for residential equipment. | 14 | Residential | Heat_Pump-NC | TRUE | Heat Pump – Split System: NR - 15 | All other residential programs 0.80 | ton | 60 | 0 | 0 | 208 | 150.2025 | System | kW | 0.10483 | [5 empty] | 15 | 80% | 100% | 164.16 | 259.92 | 259.92 | [5 empty] | 41.04 | 41.04 | 41.04 | 41.04 | 64.98 | 64.98 | 64.98 | 64.98 | 64.98 | 64.98 | 64.98 | 64.98 | 0 | 0 | 0 | 0 | 0 | 0 | 0 | 0 | 0 | 0 | 0 | 0 | 0 | 0 | 0 | 0 | 684
Comprehensive Packaged Air Conditioning Systems | Heat Pump - Tier I SEER 14/ EER12 HSPF 8.5 | Energy and power savings calculated by multiplying climate zone-10, for this measure, by the proportion of this zone to climate zone-10, for residential equipment. | 15 | Residential | Heat_Pump-NC | TRUE | Heat Pump – Split System: NR - 15 | All other residential programs 0.80 | ton | 60 | 0 | 0 | 208 | 359.0453 | System | kW | 0.12444 | [5 empty] | 15 | 80% | 100% | 273.6 | 433.2 | 433.2 | [5 empty] | 68.4 | 68.4 | 68.4 | 68.4 | 108.3 | 108.3 | 108.3 | 108.3 | 108.3 | 108.3 | 108.3 | 108.3 | 0 | 0 | 0 | 0 | 0 | 0 | 0 | 0 | 0 | 0 | 0 | 0 | 0 | 0 | 0 | 0 | 1140
Comprehensive Packaged Air Conditioning Systems | Heat Pump - Tier I SEER 14/ EER12 HSPF 8.5 | Energy and power savings calculated by multiplying climate zone-10, for this measure, by the proportion of this zone to climate zone-10, for residential equipment. | 16 | Residential | Heat_Pump-NC | TRUE | Heat Pump – Split System: NR - 15 | All other residential programs 0.80 | ton | 60 | 0 | 0 | 208 | 31.23 | System | kW | 0.075918 | [5 empty] | 15 | 80% | 100% | 0 | 0 | 0 | [5 empty] | 0 | 0 | 0 | 0 | 0 | 0 | 0 | 0 | 0 | 0 | 0 | 0 | 0 | 0 | 0 | 0 | 0 | 0 | 0 | 0 | 0 | 0 | 0 | 0 | 0 | 0 | 0 | 0 | 0
Comprehensive Packaged Air Conditioning Systems | Heat Pump - Tier 2 SEER 16+ HSPF 8.5 | Energy and power savings calculated by multiplying climate zone-10, for this measure, by the proportion of this zone to climate zone-10, for residential equipment. | 6 | Residential | Heat_Pump-NC | TRUE | Heat Pump – Split System: NR - 15 | All other residential programs 0.80 | ton | 70 | 0 | 0 | 208 | 67.8364 | System | kW | 0.043968 | [5 empty] | 15 | 80% | 100% | 0 | 0 | 0 | [5 empty] | 0 | 0 | 0 | 0 | 0 | 0 | 0 | 0 | 0 | 0 | 0 | 0 | 0 | 0 | 0 | 0 | 0 | 0 | 0 | 0 | 0 | 0 | 0 | 0 | 0 | 0 | 0 | 0 | 0
Comprehensive Packaged Air Conditioning Systems | Heat Pump - Tier 2 SEER 16+ HSPF 8.5 | Energy and power savings calculated by multiplying climate zone-10, for this measure, by the proportion of this zone to climate zone-10, for residential equipment. | 8 | Residential | Heat_Pump-NC | TRUE | Heat Pump – Split System: NR - 15 | All other residential programs 0.80 | ton | 70 | 0 | 0 | 208 | 182.6929 | System | kW | 0.13379 | [5 empty] | 15 | 80% | 100% | 105.2448 | 166.6376 | 166.6376 | [5 empty] | 26.3112 | 26.3112 | 26.3112 | 26.3112 | 41.6594 | 41.6594 | 41.6594 | 41.6594 | 41.6594 | 41.6594 | 41.6594 | 41.6594 | 0 | 0 | 0 | 0 | 0 | 0 | 0 | 0 | 0 | 0 | 0 | 0 | 0 | 0 | 0 | 0 | 438.52
Comprehensive Packaged Air Conditioning Systems | Heat Pump - Tier 2 SEER 16+ HSPF 8.5 | Energy and power savings calculated by multiplying climate zone-10, for this measure, by the proportion of this zone to climate zone-10, for residential equipment. | 9 | Residential | Heat_Pump-NC | TRUE | Heat Pump – Split System: NR - 15 | All other residential programs 0.80 | ton | 70 | 0 | 0 | 208 | 204.8266 | System | kW | 0.11459 | [5 empty] | 15 | 80% | 100% | 116.3232 | 184.1784 | 184.1784 | [5 empty] | 29.0808 | 29.0808 | 29.0808 | 29.0808 | 46.0446 | 46.0446 | 46.0446 | 46.0446 | 46.0446 | 46.0446 | 46.0446 | 46.0446 | 0 | 0 | 0 | 0 | 0 | 0 | 0 | 0 | 0 | 0 | 0 | 0 | 0 | 0 | 0 | 0 | 484.68
Comprehensive Packaged Air Conditioning Systems | Heat Pump - Tier 2 SEER 16+ HSPF 8.5 | SCE Upstream HVAC | 10 | Residential | Heat_Pump-NC | TRUE | Heat Pump – Split System: NR - 15 | All other residential programs 0.80 | ton | 70 | 0 | 0 | 208 | 200 | System | kW | 0.13333 | [5 empty] | 15 | 80% | 100% | 132.9408 | 210.4896 | 210.4896 | [5 empty] | 33.2352 | 33.2352 | 33.2352 | 33.2352 | 52.6224 | 52.6224 | 52.6224 | 52.6224 | 52.6224 | 52.6224 | 52.6224 | 52.6224 | 0 | 0 | 0 | 0 | 0 | 0 | 0 | 0 | 0 | 0 | 0 | 0 | 0 | 0 | 0 | 0 | 553.92
Comprehensive Packaged Air Conditioning Systems | Heat Pump - Tier 2 SEER 16+ HSPF 8.5 | Energy and power savings calculated by multiplying climate zone-10, for this measure, by the proportion of this zone to climate zone-10, for residential equipment. | 13 | Residential | Heat_Pump-NC | TRUE | Heat Pump – Split System: NR - 15 | All other residential programs 0.80 | ton | 70 | 0 | 0 | 208 | 205.1222 | System | kW | 0.13996 | [5 empty] | 15 | 80% | 100% | 22.1568 | 35.0816 | 35.0816 | [5 empty] | 5.5392 | 5.5392 | 5.5392 | 5.5392 | 8.7704 | 8.7704 | 8.7704 | 8.7704 | 8.7704 | 8.7704 | 8.7704 | 8.7704 | 0 | 0 | 0 | 0 | 0 | 0 | 0 | 0 | 0 | 0 | 0 | 0 | 0 | 0 | 0 | 0 | 92.32
Comprehensive Packaged Air Conditioning Systems | Heat Pump - Tier 2 SEER 16+ HSPF 8.5 | Energy and power savings calculated by multiplying climate zone-10, for this measure, by the proportion of this zone to climate zone-10, for residential equipment. | 14 | Residential | Heat_Pump-NC | TRUE | Heat Pump – Split System: NR - 15 | All other residential programs 0.80 | ton | 70 | 0 | 0 | 208 | 191.8296 | System | kW | 0.15901 | [5 empty] | 15 | 80% | 100% | 66.4704 | 105.2448 | 105.2448 | [5 empty] | 16.6176 | 16.6176 | 16.6176 | 16.6176 | 26.3112 | 26.3112 | 26.3112 | 26.3112 | 26.3112 | 26.3112 | 26.3112 | 26.3112 | 0 | 0 | 0 | 0 | 0 | 0 | 0 | 0 | 0 | 0 | 0 | 0 | 0 | 0 | 0 | 0 | 276.96
Comprehensive Packaged Air Conditioning Systems | Heat Pump - Tier 2 SEER 16+ HSPF 8.5 | Energy and power savings calculated by multiplying climate zone-10, for this measure, by the proportion of this zone to climate zone-10, for residential equipment. | 15 | Residential | Heat_Pump-NC | TRUE | Heat Pump – Split System: NR - 15 | All other residential programs 0.80 | ton | 70 | 0 | 0 | 208 | 458.5508 | System | kW | 0.18877 | [5 empty] | 15 | 80% | 100% | 110.784 | 175.408 | 175.408 | [5 empty] | 27.696 | 27.696 | 27.696 | 27.696 | 43.852 | 43.852 | 43.852 | 43.852 | 43.852 | 43.852 | 43.852 | 43.852 | 0 | 0 | 0 | 0 | 0 | 0 | 0 | 0 | 0 | 0 | 0 | 0 | 0 | 0 | 0 | 0 | 461.6
Comprehensive Packaged Air Conditioning Systems | Heat Pump - Tier 2 SEER 16+ HSPF 8.5 | Energy and power savings calculated by multiplying climate zone-10, for this measure, by the proportion of this zone to climate zone-10, for residential equipment. | 16 | Residential | Heat_Pump-NC | TRUE | Heat Pump – Split System: NR - 15 | All other residential programs 0.80 | ton | 70 | 0 | 0 | 208 | 39.885 | System | kW | 0.11516 | [5 empty] | 15 | 80% | 100% | 0 | 0 | 0 | [5 empty] | 0 | 0 | 0 | 0 | 0 | 0 | 0 | 0 | 0 | 0 | 0 | 0 | 0 | 0 | 0 | 0 | 0 | 0 | 0 | 0 | 0 | 0 | 0 | 0 | 0 | 0 | 0 | 0 | 0
Comprehensive Packaged Air Conditioning Systems | Multi-zone systems Measure requires air distribution into separate zones from a common evaporator or separate evaporators placed in separate zones. | Energy and power savings calculated by multiplying climate zone-10, for this measure, by the proportion of this zone to climate zone-10, for residential equipment. | 6 | Residential | AC-NC | TRUE | 15 | All other residential programs 0.80 | 1000 SF | 200 | 0 | 0 | 800 | 254.3864 | System | kW | 0 | [5 empty] | 15 | 80% | 0% | [8 empty] | 0 | 0 | 0 | 0 | 0 | 0 | 0 | 0 | 0 | 0 | 0 | 0 | 0 | 0 | 0 | 0 | 0 | 0 | 0 | 0 | 0 | 0 | 0 | 0 | 0 | 0 | 0 | 0 | 0
Comprehensive Packaged Air Conditioning Systems | Multi-zone systems Measure requires air distribution into separate zones from a common evaporator or separate evaporators placed in separate zones. | Energy and power savings calculated by multiplying climate zone-10, for this measure, by the proportion of this zone to climate zone-10, for residential equipment. | 8 | Residential | AC-NC | TRUE | 15 | All other residential programs 0.80 | 1000 SF | 200 | 0 | 0 | 800 | 685.0982 | System | kW | 0 | [5 empty] | 15 | 80% | 0% | [8 empty] | 0 | 0 | 0 | 0 | 0 | 0 | 0 | 0 | 0 | 0 | 0 | 0 | 0 | 0 | 0 | 0 | 0 | 0 | 0 | 0 | 0 | 0 | 0 | 0 | 0 | 0 | 0 | 0 | 0
Comprehensive Packaged Air Conditioning Systems | Multi-zone systems Measure requires air distribution into separate zones from a common evaporator or separate evaporators placed in separate zones. | Energy and power savings calculated by multiplying climate zone-10, for this measure, by the proportion of this zone to climate zone-10, for residential equipment. | 9 | Residential | AC-NC | TRUE | 15 | All other residential programs 0.80 | 1000 SF | 200 | 0 | 0 | 800 | 768.0998 | System | kW | 0 | [5 empty] | 15 | 80% | 0% | [8 empty] | 0 | 0 | 0 | 0 | 0 | 0 | 0 | 0 | 0 | 0 | 0 | 0 | 0 | 0 | 0 | 0 | 0 | 0 | 0 | 0 | 0 | 0 | 0 | 0 | 0 | 0 | 0 | 0 | 0
Comprehensive Packaged Air Conditioning Systems | Multi-zone systems Measure requires air distribution into separate zones from a common evaporator or separate evaporators placed in separate zones. | PECI Engineering | 10 | Residential | AC-NC | TRUE | 15 | All other residential programs 0.80 | 1000 SF | 200 | 0 | 0 | 800 | 750 | System | kW | 0 | [5 empty] | 15 | 80% | 0% | [8 empty] | 0 | 0 | 0 | 0 | 0 | 0 | 0 | 0 | 0 | 0 | 0 | 0 | 0 | 0 | 0 | 0 | 0 | 0 | 0 | 0 | 0 | 0 | 0 | 0 | 0 | 0 | 0 | 0 | 0
Comprehensive Packaged Air Conditioning Systems | Multi-zone systems Measure requires air distribution into separate zones from a common evaporator or separate evaporators placed in separate zones. | Energy and power savings calculated by multiplying climate zone-10, for this measure, by the proportion of this zone to climate zone-10, for residential equipment. | 13 | Residential | AC-NC | TRUE | 15 | All other residential programs 0.80 | 1000 SF | 200 | 0 | 0 | 800 | 769.2084 | System | kW | 0 | [5 empty] | 15 | 80% | 0% | [8 empty] | 0 | 0 | 0 | 0 | 0 | 0 | 0 | 0 | 0 | 0 | 0 | 0 | 0 | 0 | 0 | 0 | 0 | 0 | 0 | 0 | 0 | 0 | 0 | 0 | 0 | 0 | 0 | 0 | 0
Comprehensive Packaged Air Conditioning Systems | Multi-zone systems Measure requires air distribution into separate zones from a common evaporator or separate evaporators placed in separate zones. | Energy and power savings calculated by multiplying climate zone-10, for this measure, by the proportion of this zone to climate zone-10, for residential equipment. | 14 | Residential | AC-NC | TRUE | 15 | All other residential programs 0.80 | 1000 SF | 200 | 0 | 0 | 800 | 719.3608 | System | kW | 0 | [5 empty] | 15 | 80% | 0% | [8 empty] | 0 | 0 | 0 | 0 | 0 | 0 | 0 | 0 | 0 | 0 | 0 | 0 | 0 | 0 | 0 | 0 | 0 | 0 | 0 | 0 | 0 | 0 | 0 | 0 | 0 | 0 | 0 | 0 | 0
Comprehensive Packaged Air Conditioning Systems | Multi-zone systems Measure requires air distribution into separate zones from a common evaporator or separate evaporators placed in separate zones. | Energy and power savings calculated by multiplying climate zone-10, for this measure, by the proportion of this zone to climate zone-10, for residential equipment. | 15 | Residential | AC-NC | TRUE | 15 | All other residential programs 0.80 | 1000 SF | 200 | 0 | 0 | 800 | 1719.5654 | System | kW | 0 | [5 empty] | 15 | 80% | 0% | [8 empty] | 0 | 0 | 0 | 0 | 0 | 0 | 0 | 0 | 0 | 0 | 0 | 0 | 0 | 0 | 0 | 0 | 0 | 0 | 0 | 0 | 0 | 0 | 0 | 0 | 0 | 0 | 0 | 0 | 0
Comprehensive Packaged Air Conditioning Systems | Multi-zone systems Measure requires air distribution into separate zones from a common evaporator or separate evaporators placed in separate zones. | Energy and power savings calculated by multiplying climate zone-10, for this measure, by the proportion of this zone to climate zone-10, for residential equipment. | 16 | Residential | AC-NC | TRUE | 15 | All other residential programs 0.80 | 1000 SF | 200 | 0 | 0 | 800 | 149.5688 | System | kW | 0 | [5 empty] | 15 | 80% | 0% | [8 empty] | 0 | 0 | 0 | 0 | 0 | 0 | 0 | 0 | 0 | 0 | 0 | 0 | 0 | 0 | 0 | 0 | 0 | 0 | 0 | 0 | 0 | 0 | 0 | 0 | 0 | 0 | 0 | 0 | 0
Comprehensive Packaged Air Conditioning Systems | Night economizer | Energy and power savings calculated by multiplying climate zone-10, for this measure, by the proportion of this zone to climate zone-10, for commercial economizer tune-ups. | 6 | Residential | AC_Cooling-RC | TRUE | Air Conditioners – High Efficiency: NR - 15 | All other residential programs 0.80 | ton | 75 | 0 | 0 | 250 | 948.22 | System | kW | 0 | [5 empty] | 15 | 80% | 0% | 11.6208 | 18.3996 | 18.3996 | [5 empty] | 2.9052 | 2.9052 | 2.9052 | 2.9052 | 4.5999 | 4.5999 | 4.5999 | 4.5999 | 4.5999 | 4.5999 | 4.5999 | 4.5999 | 0 | 0 | 0 | 0 | 0 | 0 | 0 | 0 | 0 | 0 | 0 | 0 | 0 | 0 | 0 | 0 | 48.42
Comprehensive Packaged Air Conditioning Systems | Night economizer | Assumed to be same as CZ 10 | 8 | Residential | AC_Cooling-RC | TRUE | Air Conditioners – High Efficiency: NR - 15 | All other residential programs 0.80 | ton | 75 | 0 | 0 | 250 | 753 | System | kW | 0 | [5 empty] | 15 | 80% | 0% | 36.7992 | 58.2654 | 58.2654 | [5 empty] | 9.1998 | 9.1998 | 9.1998 | 9.1998 | 14.5663 | 14.5663 | 14.5663 | 14.5663 | 14.5663 | 14.5663 | 14.5663 | 14.5663 | 0 | 0 | 0 | 0 | 0 | 0 | 0 | 0 | 0 | 0 | 0 | 0 | 0 | 0 | 0 | 0 | 153.33
Comprehensive Packaged Air Conditioning Systems | Night economizer | Assumed to be same as CZ 10 | 9 | Residential | AC_Cooling-RC | TRUE | Air Conditioners – High Efficiency: NR - 15 | All other residential programs 0.80 | ton | 75 | 0 | 0 | 250 | 753 | System | kW | 0 | [5 empty] | 15 | 80% | 0% | 40.6728 | 64.3986 | 64.3986 | [5 empty] | 10.1682 | 10.1682 | 10.1682 | 10.1682 | 16.0997 | 16.0997 | 16.0997 | 16.0997 | 16.0997 | 16.0997 | 16.0997 | 16.0997 | 0 | 0 | 0 | 0 | 0 | 0 | 0 | 0 | 0 | 0 | 0 | 0 | 0 | 0 | 0 | 0 | 169.47
Comprehensive Packaged Air Conditioning Systems | Night economizer | PECI Engineering | 10 | Residential | AC_Cooling-RC | TRUE | Air Conditioners – High Efficiency: NR - 15 | All other residential programs 0.80 | ton | 75 | 0 | 0 | 250 | 753 | System | kW | 0 | [5 empty] | 15 | 80% | 0% | 46.4832 | 73.5984 | 73.5984 | [5 empty] | 11.6208 | 11.6208 | 11.6208 | 11.6208 | 18.3996 | 18.3996 | 18.3996 | 18.3996 | 18.3996 | 18.3996 | 18.3996 | 18.3996 | 0 | 0 | 0 | 0 | 0 | 0 | 0 | 0 | 0 | 0 | 0 | 0 | 0 | 0 | 0 | 0 | 193.68
Comprehensive Packaged Air Conditioning Systems | Night economizer | Assumed to be same as CZ 10 | 13 | Residential | AC_Cooling-RC | TRUE | Air Conditioners – High Efficiency: NR - 15 | All other residential programs 0.80 | ton | 75 | 0 | 0 | 250 | 753 | System | kW | 0 | [5 empty] | 15 | 80% | 0% | 7.7472 | 12.2664 | 12.2664 | [5 empty] | 1.9368 | 1.9368 | 1.9368 | 1.9368 | 3.0666 | 3.0666 | 3.0666 | 3.0666 | 3.0666 | 3.0666 | 3.0666 | 3.0666 | 0 | 0 | 0 | 0 | 0 | 0 | 0 | 0 | 0 | 0 | 0 | 0 | 0 | 0 | 0 | 0 | 32.28
Comprehensive Packaged Air Conditioning Systems | Night economizer | Assumed to be same as CZ 10 | 14 | Residential | AC_Cooling-RC | TRUE | Air Conditioners – High Efficiency: NR - 15 | All other residential programs 0.80 | ton | 75 | 0 | 0 | 250 | 753 | System | kW | 0 | [5 empty] | 15 | 80% | 0% | 23.2416 | 36.7992 | 36.7992 | [5 empty] | 5.8104 | 5.8104 | 5.8104 | 5.8104 | 9.1998 | 9.1998 | 9.1998 | 9.1998 | 9.1998 | 9.1998 | 9.1998 | 9.1998 | 0 | 0 | 0 | 0 | 0 | 0 | 0 | 0 | 0 | 0 | 0 | 0 | 0 | 0 | 0 | 0 | 96.84
Comprehensive Packaged Air Conditioning Systems | Night economizer | Energy and power savings calculated by multiplying climate zone-10, for this measure, by the proportion of this zone to climate zone-10, for commercial economizer tune-ups. | 15 | Residential | AC_Cooling-RC | TRUE | Air Conditioners – High Efficiency: NR - 15 | All other residential programs 0.80 | ton | 75 | 0 | 0 | 250 | 474.11 | System | kW | 0 | [5 empty] | 15 | 80% | 0% | 27.1152 | 42.9324 | 42.9324 | [5 empty] | 6.7788 | 6.7788 | 6.7788 | 6.7788 | 10.7331 | 10.7331 | 10.7331 | 10.7331 | 10.7331 | 10.7331 | 10.7331 | 10.7331 | 0 | 0 | 0 | 0 | 0 | 0 | 0 | 0 | 0 | 0 | 0 | 0 | 0 | 0 | 0 | 0 | 112.98
Comprehensive Packaged Air Conditioning Systems | Night economizer | Energy and power savings calculated by multiplying climate zone-10, for this measure, by the proportion of this zone to climate zone-10, for commercial economizer tune-ups. | 16 | Residential | AC_Cooling-RC | TRUE | Air Conditioners – High Efficiency: NR - 15 | All other residential programs 0.80 | ton | 75 | 0 | 0 | 250 | 150.1671 | System | kW | 0 | [5 empty] | 15 | 80% | 0% | 0 | 0 | 0 | [5 empty] | 0 | 0 | 0 | 0 | 0 | 0 | 0 | 0 | 0 | 0 | 0 | 0 | 0 | 0 | 0 | 0 | 0 | 0 | 0 | 0 | 0 | 0 | 0 | 0 | 0 | 0 | 0 | 0 | 0
Comprehensive Packaged Air Conditioning Systems | Variable speed furnace fan | Energy and power savings calculated by multiplying climate zone-10, for this measure, by the proportion of this zone to climate zone-10, for residential equipment. | 6 | Residential | AC_Cooling-RC | TRUE | 15 | All other residential programs 0.80 | Per HP | 75 | 0 | 0 | 202 | 125.4973 | System | kW | 0 | [5 empty] | 15 | 80% | 100% | 0 | 0 | 0 | [5 empty] | 0 | 0 | 0 | 0 | 0 | 0 | 0 | 0 | 0 | 0 | 0 | 0 | 0 | 0 | 0 | 0 | 0 | 0 | 0 | 0 | 0 | 0 | 0 | 0 | 0 | 0 | 0 | 0 | 0
Comprehensive Packaged Air Conditioning Systems | Variable speed furnace fan | Energy and power savings calculated by multiplying climate zone-10, for this measure, by the proportion of this zone to climate zone-10, for residential equipment. | 8 | Residential | AC_Cooling-RC | TRUE | 15 | All other residential programs 0.80 | Per HP | 75 | 0 | 0 | 202 | 337.9818 | System | kW | 0 | [5 empty] | 15 | 80% | 100% | 0 | 0 | 0 | [5 empty] | 0 | 0 | 0 | 0 | 0 | 0 | 0 | 0 | 0 | 0 | 0 | 0 | 0 | 0 | 0 | 0 | 0 | 0 | 0 | 0 | 0 | 0 | 0 | 0 | 0 | 0 | 0 | 0 | 0
Comprehensive Packaged Air Conditioning Systems | Variable speed furnace fan | Energy and power savings calculated by multiplying climate zone-10, for this measure, by the proportion of this zone to climate zone-10, for residential equipment. | 9 | Residential | AC_Cooling-RC | TRUE | 15 | All other residential programs 0.80 | Per HP | 75 | 0 | 0 | 202 | 378.9293 | System | kW | 0 | [5 empty] | 15 | 80% | 100% | 0 | 0 | 0 | [5 empty] | 0 | 0 | 0 | 0 | 0 | 0 | 0 | 0 | 0 | 0 | 0 | 0 | 0 | 0 | 0 | 0 | 0 | 0 | 0 | 0 | 0 | 0 | 0 | 0 | 0 | 0 | 0 | 0 | 0
Comprehensive Packaged Air Conditioning Systems | Variable speed furnace fan | PECI Engineering | 10 | Residential | AC_Cooling-RC | TRUE | 15 | All other residential programs 0.80 | Per HP | 75 | 0 | 0 | 202 | 370 | System | kW | 0 | [5 empty] | 15 | 80% | 100% | 0 | 0 | 0 | [5 empty] | 0 | 0 | 0 | 0 | 0 | 0 | 0 | 0 | 0 | 0 | 0 | 0 | 0 | 0 | 0 | 0 | 0 | 0 | 0 | 0 | 0 | 0 | 0 | 0 | 0 | 0 | 0 | 0 | 0
Comprehensive Packaged Air Conditioning Systems | Variable speed furnace fan | Energy and power savings calculated by multiplying climate zone-10, for this measure, by the proportion of this zone to climate zone-10, for residential equipment. | 13 | Residential | AC_Cooling-RC | TRUE | 15 | All other residential programs 0.80 | Per HP | 75 | 0 | 0 | 202 | 379.4761 | System | kW | 0 | [5 empty] | 15 | 80% | 100% | 0 | 0 | 0 | [5 empty] | 0 | 0 | 0 | 0 | 0 | 0 | 0 | 0 | 0 | 0 | 0 | 0 | 0 | 0 | 0 | 0 | 0 | 0 | 0 | 0 | 0 | 0 | 0 | 0 | 0 | 0 | 0 | 0 | 0
Comprehensive Packaged Air Conditioning Systems | Variable speed furnace fan | Energy and power savings calculated by multiplying climate zone-10, for this measure, by the proportion of this zone to climate zone-10, for residential equipment. | 14 | Residential | AC_Cooling-RC | TRUE | 15 | All other residential programs 0.80 | Per HP | 75 | 0 | 0 | 202 | 354.8847 | System | kW | 0 | [5 empty] | 15 | 80% | 100% | 0 | 0 | 0 | [5 empty] | 0 | 0 | 0 | 0 | 0 | 0 | 0 | 0 | 0 | 0 | 0 | 0 | 0 | 0 | 0 | 0 | 0 | 0 | 0 | 0 | 0 | 0 | 0 | 0 | 0 | 0 | 0 | 0 | 0
Comprehensive Packaged Air Conditioning Systems | Variable speed furnace fan | Energy and power savings calculated by multiplying climate zone-10, for this measure, by the proportion of this zone to climate zone-10, for residential equipment. | 15 | Residential | AC_Cooling-RC | TRUE | 15 | All other residential programs 0.80 | Per HP | 75 | 0 | 0 | 202 | 848.3189 | System | kW | 0 | [5 empty] | 15 | 80% | 100% | 0 | 0 | 0 | [5 empty] | 0 | 0 | 0 | 0 | 0 | 0 | 0 | 0 | 0 | 0 | 0 | 0 | 0 | 0 | 0 | 0 | 0 | 0 | 0 | 0 | 0 | 0 | 0 | 0 | 0 | 0 | 0 | 0 | 0
Comprehensive Packaged Air Conditioning Systems | Variable speed furnace fan | Energy and power savings calculated by multiplying climate zone-10, for this measure, by the proportion of this zone to climate zone-10, for residential equipment. | 16 | Residential | AC_Cooling-RC | TRUE | 15 | All other residential programs 0.80 | Per HP | 75 | 0 | 0 | 202 | 73.7873 | System | kW | 0 | [5 empty] | 15 | 80% | 100% | 0 | 0 | 0 | [5 empty] | 0 | 0 | 0 | 0 | 0 | 0 | 0 | 0 | 0 | 0 | 0 | 0 | 0 | 0 | 0 | 0 | 0 | 0 | 0 | 0 | 0 | 0 | 0 | 0 | 0 | 0 | 0 | 0 | 0
Comprehensive Packaged Air Conditioning Systems | Occupancy sensor based controls or Occupancy sensor thermostat | Energy and power savings calculated by multiplying climate zone-10, for this measure, by the proportion of this zone to climate zone-10, for residential equipment. | 6 | Residential | AC_Cooling-RC | TRUE | Occupancy Sensor: NR - 8 | All other residential programs 0.80 | 1000 SF | 55 | 0 | 0 | 55 | 101.7545 | System | kW | 0 | [5 empty] | 8 | 80% | 0% | 0 | 0 | 0 | [5 empty] | 0 | 0 | 0 | 0 | 0 | 0 | 0 | 0 | 0 | 0 | 0 | 0 | 0 | 0 | 0 | 0 | 0 | 0 | 0 | 0 | 0 | 0 | 0 | 0 | 0 | 0 | 0 | 0 | 0
Comprehensive Packaged Air Conditioning Systems | Occupancy sensor based controls or Occupancy sensor thermostat | Energy and power savings calculated by multiplying climate zone-10, for this measure, by the proportion of this zone to climate zone-10, for residential equipment. | 8 | Residential | AC_Cooling-RC | TRUE | Occupancy Sensor: NR - 8 | All other residential programs 0.80 | 1000 SF | 55 | 0 | 0 | 55 | 274.0393 | System | kW | 0 | [5 empty] | 8 | 80% | 0% | 220.7952 | 349.5924 | 349.5924 | [5 empty] | 55.1988 | 55.1988 | 55.1988 | 55.1988 | 87.3981 | 87.3981 | 87.3981 | 87.3981 | 87.3981 | 87.3981 | 87.3981 | 87.3981 | 0 | 0 | 0 | 0 | 0 | 0 | 0 | 0 | 0 | 0 | 0 | 0 | 0 | 0 | 0 | 0 | 919.98
Comprehensive Packaged Air Conditioning Systems | Occupancy sensor based controls or Occupancy sensor thermostat | Energy and power savings calculated by multiplying climate zone-10, for this measure, by the proportion of this zone to climate zone-10, for residential equipment. | 9 | Residential | AC_Cooling-RC | TRUE | Occupancy Sensor: NR - 8 | All other residential programs 0.80 | 1000 SF | 55 | 0 | 0 | 55 | 307.2399 | System | kW | 0 | [5 empty] | 8 | 80% | 0% | 244.0368 | 386.3916 | 386.3916 | [5 empty] | 61.0092 | 61.0092 | 61.0092 | 61.0092 | 96.5979 | 96.5979 | 96.5979 | 96.5979 | 96.5979 | 96.5979 | 96.5979 | 96.5979 | 0 | 0 | 0 | 0 | 0 | 0 | 0 | 0 | 0 | 0 | 0 | 0 | 0 | 0 | 0 | 0 | 1016.82
Comprehensive Packaged Air Conditioning Systems | Occupancy sensor based controls or Occupancy sensor thermostat | PECI Engineering | 10 | Residential | AC_Cooling-RC | TRUE | Occupancy Sensor: NR - 8 | All other residential programs 0.80 | 1000 SF | 55 | 0 | 0 | 55 | 300 | System | kW | 0 | [5 empty] | 8 | 80% | 0% | 278.8992 | 441.5904 | 441.5904 | [5 empty] | 69.7248 | 69.7248 | 69.7248 | 69.7248 | 110.3976 | 110.3976 | 110.3976 | 110.3976 | 110.3976 | 110.3976 | 110.3976 | 110.3976 | 0 | 0 | 0 | 0 | 0 | 0 | 0 | 0 | 0 | 0 | 0 | 0 | 0 | 0 | 0 | 0 | 1162.08
Comprehensive Packaged Air Conditioning Systems | Occupancy sensor based controls or Occupancy sensor thermostat | Energy and power savings calculated by multiplying climate zone-10, for this measure, by the proportion of this zone to climate zone-10, for residential equipment. | 13 | Residential | AC_Cooling-RC | TRUE | Occupancy Sensor: NR - 8 | All other residential programs 0.80 | 1000 SF | 55 | 0 | 0 | 55 | 307.6833 | System | kW | 0 | [5 empty] | 8 | 80% | 0% | 46.4832 | 73.5984 | 73.5984 | [5 empty] | 11.6208 | 11.6208 | 11.6208 | 11.6208 | 18.3996 | 18.3996 | 18.3996 | 18.3996 | 18.3996 | 18.3996 | 18.3996 | 18.3996 | 0 | 0 | 0 | 0 | 0 | 0 | 0 | 0 | 0 | 0 | 0 | 0 | 0 | 0 | 0 | 0 | 193.68
Comprehensive Packaged Air Conditioning Systems | Occupancy sensor based controls or Occupancy sensor thermostat | Energy and power savings calculated by multiplying climate zone-10, for this measure, by the proportion of this zone to climate zone-10, for residential equipment. | 14 | Residential | AC_Cooling-RC | TRUE | Occupancy Sensor: NR - 8 | All other residential programs 0.80 | 1000 SF | 55 | 0 | 0 | 55 | 287.7443 | System | kW | 0 | [5 empty] | 8 | 80% | 0% | 139.4496 | 220.7952 | 220.7952 | [5 empty] | 34.8624 | 34.8624 | 34.8624 | 34.8624 | 55.1988 | 55.1988 | 55.1988 | 55.1988 | 55.1988 | 55.1988 | 55.1988 | 55.1988 | 0 | 0 | 0 | 0 | 0 | 0 | 0 | 0 | 0 | 0 | 0 | 0 | 0 | 0 | 0 | 0 | 581.04
Comprehensive Packaged Air Conditioning Systems | Occupancy sensor based controls or Occupancy sensor thermostat | Energy and power savings calculated by multiplying climate zone-10, for this measure, by the proportion of this zone to climate zone-10, for residential equipment. | 15 | Residential | AC_Cooling-RC | TRUE | Occupancy Sensor: NR - 8 | All other residential programs 0.80 | 1000 SF | 55 | 0 | 0 | 55 | 687.8262 | System | kW | 0 | [5 empty] | 8 | 80% | 0% | 232.416 | 367.992 | 367.992 | [5 empty] | 58.104 | 58.104 | 58.104 | 58.104 | 91.998 | 91.998 | 91.998 | 91.998 | 91.998 | 91.998 | 91.998 | 91.998 | 0 | 0 | 0 | 0 | 0 | 0 | 0 | 0 | 0 | 0 | 0 | 0 | 0 | 0 | 0 | 0 | 968.4
Comprehensive Packaged Air Conditioning Systems | Occupancy sensor based controls or Occupancy sensor thermostat | Energy and power savings calculated by multiplying climate zone-10, for this measure, by the proportion of this zone to climate zone-10, for residential equipment. | 16 | Residential | AC_Cooling-RC | TRUE | Occupancy Sensor: NR - 8 | All other residential programs 0.80 | 1000 SF | 55 | 0 | 0 | 55 | 59.8275 | System | kW | 0 | [5 empty] | 8 | 80% | 0% | 0 | 0 | 0 | [5 empty] | 0 | 0 | 0 | 0 | 0 | 0 | 0 | 0 | 0 | 0 | 0 | 0 | 0 | 0 | 0 | 0 | 0 | 0 | 0 | 0 | 0 | 0 | 0 | 0 | 0 | 0 | 0 | 0 | 0
Comprehensive Packaged Air Conditioning Systems | Correct refrigerant charge and air flow | PECI Engineering | 6 | Residential | AC_Cooling-RC | TRUE | 5 | All other residential programs 0.80 | per home | 25 | 0 | 0 | 75 | 150 | System | kW | 0.08244 | [5 empty] | 5 | 80% | 0% | 0 | 0 | 0 | [5 empty] | 0 | 0 | 0 | 0 | 0 | 0 | 0 | 0 | 0 | 0 | 0 | 0 | 0 | 0 | 0 | 0 | 0 | 0 | 0 | 0 | 0 | 0 | 0 | 0 | 0 | 0 | 0 | 0 | 0
Comprehensive Packaged Air Conditioning Systems | Correct refrigerant charge and air flow | Energy and power savings calculated by multiplying climate zone-10, for this measure, by the proportion of this zone to climate zone-10, for residential equipment. | 8 | Residential | AC_Cooling-RC | TRUE | 5 | All other residential programs 0.80 | per home | 125 | 0 | 0 | 75 | 274.0393 | System | kW | 0.25086 | [5 empty] | 5 | 80% | 0% | 1644.2448 | 2603.3876 | 2603.3876 | [5 empty] | 411.0612 | 411.0612 | 411.0612 | 411.0612 | 650.8469 | 650.8469 | 650.8469 | 650.8469 | 650.8469 | 650.8469 | 650.8469 | 650.8469 | 0 | 0 | 0 | 0 | 0 | 0 | 0 | 0 | 0 | 0 | 0 | 0 | 0 | 0 | 0 | 0 | 6851.02
Comprehensive Packaged Air Conditioning Systems | Correct refrigerant charge and air flow | Energy and power savings calculated by multiplying climate zone-10, for this measure, by the proportion of this zone to climate zone-10, for residential equipment. | 9 | Residential | AC_Cooling-RC | TRUE | 5 | All other residential programs 0.80 | per home | 125 | 0 | 0 | 75 | 307.2399 | System | kW | 0.21485 | [5 empty] | 5 | 80% | 0% | 1817.3232 | 2877.4284 | 2877.4284 | [5 empty] | 454.3308 | 454.3308 | 454.3308 | 454.3308 | 719.3571 | 719.3571 | 719.3571 | 719.3571 | 719.3571 | 719.3571 | 719.3571 | 719.3571 | 0 | 0 | 0 | 0 | 0 | 0 | 0 | 0 | 0 | 0 | 0 | 0 | 0 | 0 | 0 | 0 | 7572.18
Comprehensive Packaged Air Conditioning Systems | Correct refrigerant charge and air flow | Engineering Calcs | 10 | Residential | AC_Cooling-RC | TRUE | 5 | All other residential programs 0.80 | per home | 125 | 0 | 0 | 75 | 300 | System | kW | 0.25 | [5 empty] | 5 | 80% | 0% | 2076.9408 | 3288.4896 | 3288.4896 | [5 empty] | 519.2352 | 519.2352 | 519.2352 | 519.2352 | 822.1224 | 822.1224 | 822.1224 | 822.1224 | 822.1224 | 822.1224 | 822.1224 | 822.1224 | 0 | 0 | 0 | 0 | 0 | 0 | 0 | 0 | 0 | 0 | 0 | 0 | 0 | 0 | 0 | 0 | 8653.92
Comprehensive Packaged Air Conditioning Systems | Correct refrigerant charge and air flow | Energy and power savings calculated by multiplying climate zone-10, for this measure, by the proportion of this zone to climate zone-10, for residential equipment. | 13 | Residential | AC_Cooling-RC | TRUE | 5 | All other residential programs 0.80 | per home | 125 | 0 | 0 | 75 | 307.6833 | System | kW | 0.26242 | [5 empty] | 5 | 80% | 0% | 346.1568 | 548.0816 | 548.0816 | [5 empty] | 86.5392 | 86.5392 | 86.5392 | 86.5392 | 137.0204 | 137.0204 | 137.0204 | 137.0204 | 137.0204 | 137.0204 | 137.0204 | 137.0204 | 0 | 0 | 0 | 0 | 0 | 0 | 0 | 0 | 0 | 0 | 0 | 0 | 0 | 0 | 0 | 0 | 1442.32
Comprehensive Packaged Air Conditioning Systems | Correct refrigerant charge and air flow | Energy and power savings calculated by multiplying climate zone-10, for this measure, by the proportion of this zone to climate zone-10, for residential equipment. | 14 | Residential | AC_Cooling-RC | TRUE | 5 | All other residential programs 0.80 | per home | 125 | 0 | 0 | 75 | 287.7443 | System | kW | 0.29814 | [5 empty] | 5 | 80% | 0% | 1038.4704 | 1644.2448 | 1644.2448 | [5 empty] | 259.6176 | 259.6176 | 259.6176 | 259.6176 | 411.0612 | 411.0612 | 411.0612 | 411.0612 | 411.0612 | 411.0612 | 411.0612 | 411.0612 | 0 | 0 | 0 | 0 | 0 | 0 | 0 | 0 | 0 | 0 | 0 | 0 | 0 | 0 | 0 | 0 | 4326.96
Comprehensive Packaged Air Conditioning Systems | Correct refrigerant charge and air flow | PECI Engineering | 15 | Residential | AC_Cooling-RC | TRUE | 5 | All other residential programs 0.80 | per home | 125 | 0 | 0 | 75 | 775 | System | kW | 0.35394 | [5 empty] | 5 | 80% | 0% | 1730.784 | 2740.408 | 2740.408 | [5 empty] | 432.696 | 432.696 | 432.696 | 432.696 | 685.102 | 685.102 | 685.102 | 685.102 | 685.102 | 685.102 | 685.102 | 685.102 | 0 | 0 | 0 | 0 | 0 | 0 | 0 | 0 | 0 | 0 | 0 | 0 | 0 | 0 | 0 | 0 | 7211.6
Comprehensive Packaged Air Conditioning Systems | Correct refrigerant charge and air flow | Energy and power savings calculated by multiplying climate zone-10, for this measure, by the proportion of this zone to climate zone-10, for residential equipment. | 16 | Residential | AC_Cooling-RC | TRUE | 5 | All other residential programs 0.80 | per home | 25 | 0 | 0 | 75 | 59.8275 | System | kW | 0.21592 | [5 empty] | 5 | 80% | 0% | 0 | 0 | 0 | [5 empty] | 0 | 0 | 0 | 0 | 0 | 0 | 0 | 0 | 0 | 0 | 0 | 0 | 0 | 0 | 0 | 0 | 0 | 0 | 0 | 0 | 0 | 0 | 0 | 0 | 0 | 0 | 0 | 0 | 0
Comprehensive Packaged Air Conditioning Systems | Duct Test and Seal | PECI Engineeering | 6 | Residential | AC_Cooling-RC | TRUE | 10 | All other residential programs 0.80 | per home | 50 | 0 | 0 | 450 | 107.6908 | System | kW | 0 | [5 empty] | 10 | 80% | 0% | 0 | 0 | 0 | [5 empty] | 0 | 0 | 0 | 0 | 0 | 0 | 0 | 0 | 0 | 0 | 0 | 0 | 0 | 0 | 0 | 0 | 0 | 0 | 0 | 0 | 0 | 0 | 0 | 0 | 0 | 0 | 0 | 0 | 0
Comprehensive Packaged Air Conditioning Systems | Duct Test and Seal | Energy and power savings calculated by multiplying climate zone-10, for this measure, by the proportion of this zone to climate zone-10, for residential equipment. | 8 | Residential | AC_Cooling-RC | TRUE | 10 | All other residential programs 0.80 | per home | 100 | 0 | 0 | 450 | 290.0266 | System | kW | 0 | [5 empty] | 10 | 80% | 0% | 610.128 | 966.036 | 966.036 | [5 empty] | 152.532 | 152.532 | 152.532 | 152.532 | 241.509 | 241.509 | 241.509 | 241.509 | 241.509 | 241.509 | 241.509 | 241.509 | 0 | 0 | 0 | 0 | 0 | 0 | 0 | 0 | 0 | 0 | 0 | 0 | 0 | 0 | 0 | 0 | 2542.2
Comprehensive Packaged Air Conditioning Systems | Duct Test and Seal | Energy and power savings calculated by multiplying climate zone-10, for this measure, by the proportion of this zone to climate zone-10, for residential equipment. | 9 | Residential | AC_Cooling-RC | TRUE | 10 | All other residential programs 0.80 | per home | 100 | 0 | 0 | 450 | 325.1641 | System | kW | 0 | [5 empty] | 10 | 80% | 0% | 674.352 | 1067.724 | 1067.724 | [5 empty] | 168.588 | 168.588 | 168.588 | 168.588 | 266.931 | 266.931 | 266.931 | 266.931 | 266.931 | 266.931 | 266.931 | 266.931 | 0 | 0 | 0 | 0 | 0 | 0 | 0 | 0 | 0 | 0 | 0 | 0 | 0 | 0 | 0 | 0 | 2809.8
Comprehensive Packaged Air Conditioning Systems | Duct Test and Seal | Engineering Calcs | 10 | Residential | AC_Cooling-RC | TRUE | 10 | All other residential programs 0.80 | per home | 100 | 0 | 0 | 450 | 317.5018 | System | kW | 0 | [5 empty] | 10 | 80% | 0% | 770.688 | 1220.256 | 1220.256 | [5 empty] | 192.672 | 192.672 | 192.672 | 192.672 | 305.064 | 305.064 | 305.064 | 305.064 | 305.064 | 305.064 | 305.064 | 305.064 | 0 | 0 | 0 | 0 | 0 | 0 | 0 | 0 | 0 | 0 | 0 | 0 | 0 | 0 | 0 | 0 | 3211.2
Comprehensive Packaged Air Conditioning Systems | Duct Test and Seal | Energy and power savings calculated by multiplying climate zone-10, for this measure, by the proportion of this zone to climate zone-10, for residential equipment. | 13 | Residential | AC_Cooling-RC | TRUE | 10 | All other residential programs 0.80 | per home | 100 | 0 | 0 | 450 | 325.6334 | System | kW | 0 | [5 empty] | 10 | 80% | 0% | 128.448 | 203.376 | 203.376 | [5 empty] | 32.112 | 32.112 | 32.112 | 32.112 | 50.844 | 50.844 | 50.844 | 50.844 | 50.844 | 50.844 | 50.844 | 50.844 | 0 | 0 | 0 | 0 | 0 | 0 | 0 | 0 | 0 | 0 | 0 | 0 | 0 | 0 | 0 | 0 | 535.2
Comprehensive Packaged Air Conditioning Systems | Duct Test and Seal | Energy and power savings calculated by multiplying climate zone-10, for this measure, by the proportion of this zone to climate zone-10, for residential equipment. | 14 | Residential | AC_Cooling-RC | TRUE | 10 | All other residential programs 0.80 | per home | 100 | 0 | 0 | 450 | 304.5312 | System | kW | 0 | [5 empty] | 10 | 80% | 0% | 385.344 | 610.128 | 610.128 | [5 empty] | 96.336 | 96.336 | 96.336 | 96.336 | 152.532 | 152.532 | 152.532 | 152.532 | 152.532 | 152.532 | 152.532 | 152.532 | 0 | 0 | 0 | 0 | 0 | 0 | 0 | 0 | 0 | 0 | 0 | 0 | 0 | 0 | 0 | 0 | 1605.6
Comprehensive Packaged Air Conditioning Systems | Duct Test and Seal | PECI Engineering | 15 | Residential | AC_Cooling-RC | TRUE | 10 | All other residential programs 0.80 | per home | 100 | 0 | 0 | 450 | 727.9536 | System | kW | 0 | [5 empty] | 10 | 80% | 0% | 642.24 | 1016.88 | 1016.88 | [5 empty] | 160.56 | 160.56 | 160.56 | 160.56 | 254.22 | 254.22 | 254.22 | 254.22 | 254.22 | 254.22 | 254.22 | 254.22 | 0 | 0 | 0 | 0 | 0 | 0 | 0 | 0 | 0 | 0 | 0 | 0 | 0 | 0 | 0 | 0 | 2676
Comprehensive Packaged Air Conditioning Systems | Duct Test and Seal | Energy and power savings calculated by multiplying climate zone-10, for this measure, by the proportion of this zone to climate zone-10, for residential equipment. | 16 | Residential | AC_Cooling-RC | TRUE | 10 | All other residential programs 0.80 | per home | 50 | 0 | 0 | 450 | 63.3178 | System | kW | 0 | [5 empty] | 10 | 80% | 0% | 0 | 0 | 0 | [5 empty] | 0 | 0 | 0 | 0 | 0 | 0 | 0 | 0 | 0 | 0 | 0 | 0 | 0 | 0 | 0 | 0 | 0 | 0 | 0 | 0 | 0 | 0 | 0 | 0 | 0 | 0 | 0 | 0 | 0
Comprehensive Packaged Air Conditioning Systems | Refrigerant charge and airflow plus duct test and seal | PECI Engineering | 6 | Residential | AC_Cooling-RC | TRUE | 8 | All other residential programs 0.80 | per home | 100 | 0 | 0 | 250 | 290 | System | kW | 0.08244 | [5 empty] | 8 | 80% | 0% | 0 | 0 | 0 | [5 empty] | 0 | 0 | 0 | 0 | 0 | 0 | 0 | 0 | 0 | 0 | 0 | 0 | 0 | 0 | 0 | 0 | 0 | 0 | 0 | 0 | 0 | 0 | 0 | 0 | 0 | 0 | 0 | 0 | 0
Comprehensive Packaged Air Conditioning Systems | Refrigerant charge and airflow plus duct test and seal | Energy and power savings calculated by multiplying climate zone-10, for this measure, by the proportion of this zone to climate zone-10, for residential equipment. | 8 | Residential | AC_Cooling-RC | TRUE | 8 | All other residential programs 0.80 | per home | 225 | 0 | 0 | 250 | 529.8093 | System | kW | 0.25086 | [5 empty] | 8 | 80% | 0% | 114.912 | 181.944 | 181.944 | [5 empty] | 28.728 | 28.728 | 28.728 | 28.728 | 45.486 | 45.486 | 45.486 | 45.486 | 45.486 | 45.486 | 45.486 | 45.486 | 0 | 0 | 0 | 0 | 0 | 0 | 0 | 0 | 0 | 0 | 0 | 0 | 0 | 0 | 0 | 0 | 478.8
Comprehensive Packaged Air Conditioning Systems | Refrigerant charge and airflow plus duct test and seal | Energy and power savings calculated by multiplying climate zone-10, for this measure, by the proportion of this zone to climate zone-10, for residential equipment. | 9 | Residential | AC_Cooling-RC | TRUE | 8 | All other residential programs 0.80 | per home | 225 | 0 | 0 | 250 | 593.9972 | System | kW | 0.21485 | [5 empty] | 8 | 80% | 0% | 127.008 | 201.096 | 201.096 | [5 empty] | 31.752 | 31.752 | 31.752 | 31.752 | 50.274 | 50.274 | 50.274 | 50.274 | 50.274 | 50.274 | 50.274 | 50.274 | 0 | 0 | 0 | 0 | 0 | 0 | 0 | 0 | 0 | 0 | 0 | 0 | 0 | 0 | 0 | 0 | 529.2
Comprehensive Packaged Air Conditioning Systems | Refrigerant charge and airflow plus duct test and seal | Engineering Calcs | 10 | Residential | AC_Cooling-RC | TRUE | 8 | All other residential programs 0.80 | per home | 225 | 0 | 0 | 250 | 580 | System | kW | 0.25 | [5 empty] | 8 | 80% | 0% | 145.152 | 229.824 | 229.824 | [5 empty] | 36.288 | 36.288 | 36.288 | 36.288 | 57.456 | 57.456 | 57.456 | 57.456 | 57.456 | 57.456 | 57.456 | 57.456 | 0 | 0 | 0 | 0 | 0 | 0 | 0 | 0 | 0 | 0 | 0 | 0 | 0 | 0 | 0 | 0 | 604.8
Comprehensive Packaged Air Conditioning Systems | Refrigerant charge and airflow plus duct test and seal | Energy and power savings calculated by multiplying climate zone-10, for this measure, by the proportion of this zone to climate zone-10, for residential equipment. | 13 | Residential | AC_Cooling-RC | TRUE | 8 | All other residential programs 0.80 | per home | 225 | 0 | 0 | 250 | 594.8545 | System | kW | 0.26242 | [5 empty] | 8 | 80% | 0% | 24.192 | 38.304 | 38.304 | [5 empty] | 6.048 | 6.048 | 6.048 | 6.048 | 9.576 | 9.576 | 9.576 | 9.576 | 9.576 | 9.576 | 9.576 | 9.576 | 0 | 0 | 0 | 0 | 0 | 0 | 0 | 0 | 0 | 0 | 0 | 0 | 0 | 0 | 0 | 0 | 100.8
Comprehensive Packaged Air Conditioning Systems | Refrigerant charge and airflow plus duct test and seal | Energy and power savings calculated by multiplying climate zone-10, for this measure, by the proportion of this zone to climate zone-10, for residential equipment. | 14 | Residential | AC_Cooling-RC | TRUE | 8 | All other residential programs 0.80 | per home | 225 | 0 | 0 | 250 | 556.3057 | System | kW | 0.29814 | [5 empty] | 8 | 80% | 0% | 72.576 | 114.912 | 114.912 | [5 empty] | 18.144 | 18.144 | 18.144 | 18.144 | 28.728 | 28.728 | 28.728 | 28.728 | 28.728 | 28.728 | 28.728 | 28.728 | 0 | 0 | 0 | 0 | 0 | 0 | 0 | 0 | 0 | 0 | 0 | 0 | 0 | 0 | 0 | 0 | 302.4
Comprehensive Packaged Air Conditioning Systems | Refrigerant charge and airflow plus duct test and seal | PECI Engineering | 15 | Residential | AC_Cooling-RC | TRUE | 8 | All other residential programs 0.80 | per home | 225 | 0 | 0 | 250 | 1700 | System | kW | 0.35394 | [5 empty] | 8 | 80% | 0% | 120.96 | 191.52 | 191.52 | [5 empty] | 30.24 | 30.24 | 30.24 | 30.24 | 47.88 | 47.88 | 47.88 | 47.88 | 47.88 | 47.88 | 47.88 | 47.88 | 0 | 0 | 0 | 0 | 0 | 0 | 0 | 0 | 0 | 0 | 0 | 0 | 0 | 0 | 0 | 0 | 504
Comprehensive Packaged Air Conditioning Systems | Refrigerant charge and airflow plus duct test and seal | Energy and power savings calculated by multiplying climate zone-10, for this measure, by the proportion of this zone to climate zone-10, for residential equipment. | 16 | Residential | AC_Cooling-RC | TRUE | 8 | All other residential programs 0.80 | per home | 100 | 0 | 0 | 250 | 115.6665 | System | kW | 0.21592 | [5 empty] | 8 | 80% | 0% | 0 | 0 | 0 | [5 empty] | 0 | 0 | 0 | 0 | 0 | 0 | 0 | 0 | 0 | 0 | 0 | 0 | 0 | 0 | 0 | 0 | 0 | 0 | 0 | 0 | 0 | 0 | 0 | 0 | 0 | 0 | 0 | 0 | 0
Comprehensive Packaged Air Conditioning Systems | Basic HVAC Diagnostic -- commercial -- econ & Schrader cap | PECI Engineering | 6 | Misc._Commercial | Reduce_Cooling_Load-Ret | TRUE | 5 | All other nonresidential programs 0.80 | ton | 12 | 0 | 0 | 12 | 60 | System | kW | 0.35394 | [5 empty] | 5 | 80% | 0% | 186.264 | 294.918 | 294.918 | [5 empty] | 46.566 | 46.566 | 46.566 | 46.566 | 73.7295 | 73.7295 | 73.7295 | 73.7295 | 73.7295 | 73.7295 | 73.7295 | 73.7295 | 0 | 0 | 0 | 0 | 0 | 0 | 0 | 0 | 0 | 0 | 0 | 0 | 0 | 0 | 0 | 0 | 776.1
Comprehensive Packaged Air Conditioning Systems | Basic HVAC Diagnostic -- commercial -- econ & Schrader cap | Energy and power savings calculated by multiplying climate zone-10, for this measure, by the proportion of this zone to climate zone-10, for commercial equipment. | 8 | Misc._Commercial | Reduce_Cooling_Load-Ret | TRUE | 5 | All other nonresidential programs 0.80 | ton | 12 | 0 | 0 | 12 | 67.4471 | System | kW | 0.21592 | [5 empty] | 5 | 80% | 0% | 5587.92 | 8847.54 | 8847.54 | [5 empty] | 1396.98 | 1396.98 | 1396.98 | 1396.98 | 2211.885 | 2211.885 | 2211.885 | 2211.885 | 2211.885 | 2211.885 | 2211.885 | 2211.885 | 0 | 0 | 0 | 0 | 0 | 0 | 0 | 0 | 0 | 0 | 0 | 0 | 0 | 0 | 0 | 0 | 23283
Comprehensive Packaged Air Conditioning Systems | Basic HVAC Diagnostic -- commercial -- econ & Schrader cap | Energy and power savings calculated by multiplying climate zone-10, for this measure, by the proportion of this zone to climate zone-10, for commercial equipment. | 9 | Misc._Commercial | Reduce_Cooling_Load-Ret | TRUE | 5 | All other nonresidential programs 0.80 | ton | 12 | 0 | 0 | 12 | 69.4218 | System | kW | 0.08244 | [5 empty] | 5 | 80% | 0% | 3725.28 | 5898.36 | 5898.36 | [5 empty] | 931.32 | 931.32 | 931.32 | 931.32 | 1474.59 | 1474.59 | 1474.59 | 1474.59 | 1474.59 | 1474.59 | 1474.59 | 1474.59 | 0 | 0 | 0 | 0 | 0 | 0 | 0 | 0 | 0 | 0 | 0 | 0 | 0 | 0 | 0 | 0 | 15522
Comprehensive Packaged Air Conditioning Systems | Basic HVAC Diagnostic -- commercial -- econ & Schrader cap | PECI Engineering | 10 | Misc._Commercial | Reduce_Cooling_Load-Ret | TRUE | 5 | All other nonresidential programs 0.80 | ton | 12 | 0 | 0 | 12 | 70 | System | kW | 0.25086 | [5 empty] | 5 | 80% | 0% | 6519.24 | 10322.13 | 10322.13 | [5 empty] | 1629.81 | 1629.81 | 1629.81 | 1629.81 | 2580.5325 | 2580.5325 | 2580.5325 | 2580.5325 | 2580.5325 | 2580.5325 | 2580.5325 | 2580.5325 | 0 | 0 | 0 | 0 | 0 | 0 | 0 | 0 | 0 | 0 | 0 | 0 | 0 | 0 | 0 | 0 | 27163.5
Comprehensive Packaged Air Conditioning Systems | Basic HVAC Diagnostic -- commercial -- econ & Schrader cap | Energy and power savings calculated by multiplying climate zone-10, for this measure, by the proportion of this zone to climate zone-10, for commercial equipment. | 13 | Misc._Commercial | Reduce_Cooling_Load-Ret | TRUE | 5 | All other nonresidential programs 0.80 | ton | 12 | 0 | 0 | 12 | 76.8754 | System | kW | 0.21485 | [5 empty] | 5 | 80% | 0% | 931.32 | 1474.59 | 1474.59 | [5 empty] | 232.83 | 232.83 | 232.83 | 232.83 | 368.6475 | 368.6475 | 368.6475 | 368.6475 | 368.6475 | 368.6475 | 368.6475 | 368.6475 | 0 | 0 | 0 | 0 | 0 | 0 | 0 | 0 | 0 | 0 | 0 | 0 | 0 | 0 | 0 | 0 | 3880.5
Comprehensive Packaged Air Conditioning Systems | Basic HVAC Diagnostic -- commercial -- econ & Schrader cap | Energy and power savings calculated by multiplying climate zone-10, for this measure, by the proportion of this zone to climate zone-10, for commercial equipment. | 14 | Misc._Commercial | Reduce_Cooling_Load-Ret | TRUE | 5 | All other nonresidential programs 0.80 | ton | 12 | 0 | 0 | 12 | 66.4364 | System | kW | 0.25 | [5 empty] | 5 | 80% | 0% | 1303.848 | 2064.426 | 2064.426 | [5 empty] | 325.962 | 325.962 | 325.962 | 325.962 | 516.1065 | 516.1065 | 516.1065 | 516.1065 | 516.1065 | 516.1065 | 516.1065 | 516.1065 | 0 | 0 | 0 | 0 | 0 | 0 | 0 | 0 | 0 | 0 | 0 | 0 | 0 | 0 | 0 | 0 | 5432.7
Comprehensive Packaged Air Conditioning Systems | Basic HVAC Diagnostic -- commercial -- econ & Schrader cap | PECI Engineering | 15 | Misc._Commercial | Reduce_Cooling_Load-Ret | TRUE | 5 | All other nonresidential programs 0.80 | ton | 12 | 0 | 0 | 12 | 70 | System | kW | 0.26242 | [5 empty] | 5 | 80% | 0% | 372.528 | 589.836 | 589.836 | [5 empty] | 93.132 | 93.132 | 93.132 | 93.132 | 147.459 | 147.459 | 147.459 | 147.459 | 147.459 | 147.459 | 147.459 | 147.459 | 0 | 0 | 0 | 0 | 0 | 0 | 0 | 0 | 0 | 0 | 0 | 0 | 0 | 0 | 0 | 0 | 1552.2
Comprehensive Packaged Air Conditioning Systems | Basic HVAC Diagnostic -- commercial -- econ & Schrader cap | Energy and power savings calculated by multiplying climate zone-10, for this measure, by the proportion of this zone to climate zone-10, for commercial equipment. | 16 | Misc._Commercial | Reduce_Cooling_Load-Ret | TRUE | 5 | All other nonresidential programs 0.80 | ton | 12 | 0 | 0 | 12 | 35.9929 | System | kW | 0.29814 | [5 empty] | 5 | 80% | 0% | 0 | 0 | 0 | [5 empty] | 0 | 0 | 0 | 0 | 0 | 0 | 0 | 0 | 0 | 0 | 0 | 0 | 0 | 0 | 0 | 0 | 0 | 0 | 0 | 0 | 0 | 0 | 0 | 0 | 0 | 0 | 0 | 0 | 0
Comprehensive Packaged Air Conditioning Systems | Refrigerant charge and airflow | PECI Engineering | 6 | Misc._Commercial | Reduce_Cooling_Load-Ret | TRUE | 5 | All other nonresidential programs 0.80 | ton | 25 | 0 | 0 | 25 | 200 | System | kW | 0.35394 | [5 empty] | 5 | 80% | 0% | 240 | 380 | 380 | [5 empty] | 60 | 60 | 60 | 60 | 95 | 95 | 95 | 95 | 95 | 95 | 95 | 95 | 0 | 0 | 0 | 0 | 0 | 0 | 0 | 0 | 0 | 0 | 0 | 0 | 0 | 0 | 0 | 0 | 1000
Comprehensive Packaged Air Conditioning Systems | Refrigerant charge and airflow | Energy and power savings calculated by multiplying climate zone-10, for this measure, by the proportion of this zone to climate zone-10, for commercial equipment. | 8 | Misc._Commercial | Reduce_Cooling_Load-Ret | TRUE | 5 | All other nonresidential programs 0.80 | ton | 25 | 0 | 0 | 25 | 221.6119 | System | kW | 0.21592 | [5 empty] | 5 | 80% | 0% | 7200 | 11400 | 11400 | [5 empty] | 1800 | 1800 | 1800 | 1800 | 2850 | 2850 | 2850 | 2850 | 2850 | 2850 | 2850 | 2850 | 0 | 0 | 0 | 0 | 0 | 0 | 0 | 0 | 0 | 0 | 0 | 0 | 0 | 0 | 0 | 0 | 30000
Comprehensive Packaged Air Conditioning Systems | Refrigerant charge and airflow | Energy and power savings calculated by multiplying climate zone-10, for this measure, by the proportion of this zone to climate zone-10, for commercial equipment. | 9 | Misc._Commercial | Reduce_Cooling_Load-Ret | TRUE | 5 | All other nonresidential programs 0.80 | ton | 25 | 0 | 0 | 25 | 228.1003 | System | kW | 0.096694 | [5 empty] | 5 | 80% | 0% | 4800 | 7600 | 7600 | [5 empty] | 1200 | 1200 | 1200 | 1200 | 1900 | 1900 | 1900 | 1900 | 1900 | 1900 | 1900 | 1900 | 0 | 0 | 0 | 0 | 0 | 0 | 0 | 0 | 0 | 0 | 0 | 0 | 0 | 0 | 0 | 0 | 20000
Comprehensive Packaged Air Conditioning Systems | Refrigerant charge and airflow | PECI Engineering | 10 | Misc._Commercial | Reduce_Cooling_Load-Ret | TRUE | 5 | All other nonresidential programs 0.80 | ton | 25 | 0 | 0 | 25 | 230 | System | kW | 0.1 | [5 empty] | 5 | 80% | 0% | 8400 | 13300 | 13300 | [5 empty] | 2100 | 2100 | 2100 | 2100 | 3325 | 3325 | 3325 | 3325 | 3325 | 3325 | 3325 | 3325 | 0 | 0 | 0 | 0 | 0 | 0 | 0 | 0 | 0 | 0 | 0 | 0 | 0 | 0 | 0 | 0 | 35000
Comprehensive Packaged Air Conditioning Systems | Refrigerant charge and airflow | Energy and power savings calculated by multiplying climate zone-10, for this measure, by the proportion of this zone to climate zone-10, for commercial equipment. | 13 | Misc._Commercial | Reduce_Cooling_Load-Ret | TRUE | 5 | All other nonresidential programs 0.80 | ton | 25 | 0 | 0 | 25 | 252.5905 | System | kW | 0.10239 | [5 empty] | 5 | 80% | 0% | 1200 | 1900 | 1900 | [5 empty] | 300 | 300 | 300 | 300 | 475 | 475 | 475 | 475 | 475 | 475 | 475 | 475 | 0 | 0 | 0 | 0 | 0 | 0 | 0 | 0 | 0 | 0 | 0 | 0 | 0 | 0 | 0 | 0 | 5000
Comprehensive Packaged Air Conditioning Systems | Refrigerant charge and airflow | Energy and power savings calculated by multiplying climate zone-10, for this measure, by the proportion of this zone to climate zone-10, for commercial equipment. | 14 | Misc._Commercial | Reduce_Cooling_Load-Ret | TRUE | 5 | All other nonresidential programs 0.80 | ton | 25 | 0 | 0 | 25 | 218.2911 | System | kW | 0.099195 | [5 empty] | 5 | 80% | 0% | 1680 | 2660 | 2660 | [5 empty] | 420 | 420 | 420 | 420 | 665 | 665 | 665 | 665 | 665 | 665 | 665 | 665 | 0 | 0 | 0 | 0 | 0 | 0 | 0 | 0 | 0 | 0 | 0 | 0 | 0 | 0 | 0 | 0 | 7000
Comprehensive Packaged Air Conditioning Systems | Refrigerant charge and airflow | Energy and power savings calculated by multiplying climate zone-10, for this measure, by the proportion of this zone to climate zone-10, for commercial equipment. | 15 | Misc._Commercial | Reduce_Cooling_Load-Ret | TRUE | 5 | All other nonresidential programs 0.80 | ton | 25 | 0 | 0 | 25 | 370 | System | kW | 0.11043 | [5 empty] | 5 | 80% | 0% | 480 | 760 | 760 | [5 empty] | 120 | 120 | 120 | 120 | 190 | 190 | 190 | 190 | 190 | 190 | 190 | 190 | 0 | 0 | 0 | 0 | 0 | 0 | 0 | 0 | 0 | 0 | 0 | 0 | 0 | 0 | 0 | 0 | 2000
Comprehensive Packaged Air Conditioning Systems | Refrigerant charge and airflow | PECI Engineering | 16 | Misc._Commercial | Reduce_Cooling_Load-Ret | TRUE | 5 | All other nonresidential programs 0.80 | ton | 25 | 0 | 0 | 25 | 118.2624 | System | kW | 0.087869 | [5 empty] | 5 | 80% | 0% | 0 | 0 | 0 | [5 empty] | 0 | 0 | 0 | 0 | 0 | 0 | 0 | 0 | 0 | 0 | 0 | 0 | 0 | 0 | 0 | 0 | 0 | 0 | 0 | 0 | 0 | 0 | 0 | 0 | 0 | 0 | 0 | 0 | 0
Comprehensive Packaged Air Conditioning Systems | Economizer Tune Up | PECI Engineering | 6 | Misc._Commercial | Reduce_Cooling_Load-Ret | TRUE | 5 | All other nonresidential programs 0.80 | per ton | 20 | 0 | 0 | 50 | 340 | System | kW | 0 | [5 empty] | 5 | 80% | 0% | 370.5408 | 586.6896 | 586.6896 | [5 empty] | 92.6352 | 92.6352 | 92.6352 | 92.6352 | 146.6724 | 146.6724 | 146.6724 | 146.6724 | 146.6724 | 146.6724 | 146.6724 | 146.6724 | 0 | 0 | 0 | 0 | 0 | 0 | 0 | 0 | 0 | 0 | 0 | 0 | 0 | 0 | 0 | 0 | 1543.92
Comprehensive Packaged Air Conditioning Systems | Economizer Tune Up | Assumed to be same as CZ 10 | 8 | Misc._Commercial | Reduce_Cooling_Load-Ret | TRUE | 5 | All other nonresidential programs 0.80 | per ton | 20 | 0 | 0 | 50 | 270 | System | kW | 0 | [5 empty] | 5 | 80% | 0% | 1482.1632 | 2346.7584 | 2346.7584 | [5 empty] | 370.5408 | 370.5408 | 370.5408 | 370.5408 | 586.6896 | 586.6896 | 586.6896 | 586.6896 | 586.6896 | 586.6896 | 586.6896 | 586.6896 | 0 | 0 | 0 | 0 | 0 | 0 | 0 | 0 | 0 | 0 | 0 | 0 | 0 | 0 | 0 | 0 | 6175.68
Comprehensive Packaged Air Conditioning Systems | Economizer Tune Up | Assumed to be same as CZ 10 | 9 | Misc._Commercial | Reduce_Cooling_Load-Ret | TRUE | 5 | All other nonresidential programs 0.80 | per ton | 20 | 0 | 0 | 50 | 270 | System | kW | 0 | [5 empty] | 5 | 80% | 0% | 952.8192 | 1508.6304 | 1508.6304 | [5 empty] | 238.2048 | 238.2048 | 238.2048 | 238.2048 | 377.1576 | 377.1576 | 377.1576 | 377.1576 | 377.1576 | 377.1576 | 377.1576 | 377.1576 | 0 | 0 | 0 | 0 | 0 | 0 | 0 | 0 | 0 | 0 | 0 | 0 | 0 | 0 | 0 | 0 | 3970.08
Comprehensive Packaged Air Conditioning Systems | Economizer Tune Up | PECI Engineering | 10 | Misc._Commercial | Reduce_Cooling_Load-Ret | TRUE | 5 | All other nonresidential programs 0.80 | per ton | 20 | 0 | 0 | 50 | 270 | System | kW | 0 | [5 empty] | 5 | 80% | 0% | 1746.8352 | 2765.8224 | 2765.8224 | [5 empty] | 436.7088 | 436.7088 | 436.7088 | 436.7088 | 691.4556 | 691.4556 | 691.4556 | 691.4556 | 691.4556 | 691.4556 | 691.4556 | 691.4556 | 0 | 0 | 0 | 0 | 0 | 0 | 0 | 0 | 0 | 0 | 0 | 0 | 0 | 0 | 0 | 0 | 7278.48
Comprehensive Packaged Air Conditioning Systems | Economizer Tune Up | Assumed to be same as CZ 10 | 13 | Misc._Commercial | Reduce_Cooling_Load-Ret | TRUE | 5 | All other nonresidential programs 0.80 | per ton | 20 | 0 | 0 | 50 | 270 | System | kW | 0 | [5 empty] | 5 | 80% | 0% | 264.672 | 419.064 | 419.064 | [5 empty] | 66.168 | 66.168 | 66.168 | 66.168 | 104.766 | 104.766 | 104.766 | 104.766 | 104.766 | 104.766 | 104.766 | 104.766 | 0 | 0 | 0 | 0 | 0 | 0 | 0 | 0 | 0 | 0 | 0 | 0 | 0 | 0 | 0 | 0 | 1102.8
Comprehensive Packaged Air Conditioning Systems | Economizer Tune Up | Assumed to be same as CZ 10 | 14 | Misc._Commercial | Reduce_Cooling_Load-Ret | TRUE | 5 | All other nonresidential programs 0.80 | per ton | 20 | 0 | 0 | 50 | 270 | System | kW | 0 | [5 empty] | 5 | 80% | 0% | 370.5408 | 586.6896 | 586.6896 | [5 empty] | 92.6352 | 92.6352 | 92.6352 | 92.6352 | 146.6724 | 146.6724 | 146.6724 | 146.6724 | 146.6724 | 146.6724 | 146.6724 | 146.6724 | 0 | 0 | 0 | 0 | 0 | 0 | 0 | 0 | 0 | 0 | 0 | 0 | 0 | 0 | 0 | 0 | 1543.92
Comprehensive Packaged Air Conditioning Systems | Economizer Tune Up | PECI Engineering | 15 | Misc._Commercial | Reduce_Cooling_Load-Ret | TRUE | 5 | All other nonresidential programs 0.80 | per ton | 20 | 0 | 0 | 50 | 170 | System | kW | 0 | [5 empty] | 5 | 80% | 0% | 105.8688 | 167.6256 | 167.6256 | [5 empty] | 26.4672 | 26.4672 | 26.4672 | 26.4672 | 41.9064 | 41.9064 | 41.9064 | 41.9064 | 41.9064 | 41.9064 | 41.9064 | 41.9064 | 0 | 0 | 0 | 0 | 0 | 0 | 0 | 0 | 0 | 0 | 0 | 0 | 0 | 0 | 0 | 0 | 441.12
Comprehensive Packaged Air Conditioning Systems | Economizer Tune Up | Assumed to be same as CZ 10 | 16 | Misc._Commercial | Reduce_Cooling_Load-Ret | TRUE | 5 | All other nonresidential programs 0.80 | per ton | 20 | 0 | 0 | 50 | 270 | System | kW | 0 | [5 empty] | 5 | 80% | 0% | 0 | 0 | 0 | [5 empty] | 0 | 0 | 0 | 0 | 0 | 0 | 0 | 0 | 0 | 0 | 0 | 0 | 0 | 0 | 0 | 0 | 0 | 0 | 0 | 0 | 0 | 0 | 0 | 0 | 0 | 0 | 0 | 0 | 0
Comprehensive Packaged Air Conditioning Systems | Economizer Control Package | PECI Engineering | 6 | Misc._Commercial | Reduce_Cooling_Load-Ret | TRUE | 8 | All other nonresidential programs 0.80 | per ton | 20 | 0 | 0 | 85 | 200 | System | kW | 0 | [5 empty] | 8 | 80% | 0% | 158.34 | 250.705 | 250.705 | [5 empty] | 39.585 | 39.585 | 39.585 | 39.585 | 62.6763 | 62.6763 | 62.6763 | 62.6763 | 62.6763 | 62.6763 | 62.6763 | 62.6763 | 0 | 0 | 0 | 0 | 0 | 0 | 0 | 0 | 0 | 0 | 0 | 0 | 0 | 0 | 0 | 0 | 659.75
Comprehensive Packaged Air Conditioning Systems | Economizer Control Package | Energy and power savings calculated by multiplying climate zone-10, for this measure, by the proportion of this zone to climate zone-10, for commercial equipment. | 8 | Misc._Commercial | Reduce_Cooling_Load-Ret | TRUE | 8 | All other nonresidential programs 0.80 | per ton | 20 | 0 | 0 | 85 | 150 | System | kW | 0 | [5 empty] | 8 | 80% | 0% | 633.36 | 1002.82 | 1002.82 | [5 empty] | 158.34 | 158.34 | 158.34 | 158.34 | 250.705 | 250.705 | 250.705 | 250.705 | 250.705 | 250.705 | 250.705 | 250.705 | 0 | 0 | 0 | 0 | 0 | 0 | 0 | 0 | 0 | 0 | 0 | 0 | 0 | 0 | 0 | 0 | 2639
Comprehensive Packaged Air Conditioning Systems | Economizer Control Package | Energy and power savings calculated by multiplying climate zone-10, for this measure, by the proportion of this zone to climate zone-10, for commercial equipment. | 9 | Misc._Commercial | Reduce_Cooling_Load-Ret | TRUE | 8 | All other nonresidential programs 0.80 | per ton | 20 | 0 | 0 | 85 | 150 | System | kW | 0 | [5 empty] | 8 | 80% | 0% | 407.16 | 644.67 | 644.67 | [5 empty] | 101.79 | 101.79 | 101.79 | 101.79 | 161.1675 | 161.1675 | 161.1675 | 161.1675 | 161.1675 | 161.1675 | 161.1675 | 161.1675 | 0 | 0 | 0 | 0 | 0 | 0 | 0 | 0 | 0 | 0 | 0 | 0 | 0 | 0 | 0 | 0 | 1696.5
Comprehensive Packaged Air Conditioning Systems | Economizer Control Package | PECI Engineering | 10 | Misc._Commercial | Reduce_Cooling_Load-Ret | TRUE | 8 | All other nonresidential programs 0.80 | per ton | 20 | 0 | 0 | 85 | 150 | System | kW | 0 | [5 empty] | 8 | 80% | 0% | 746.46 | 1181.895 | 1181.895 | [5 empty] | 186.615 | 186.615 | 186.615 | 186.615 | 295.4737 | 295.4737 | 295.4737 | 295.4737 | 295.4737 | 295.4737 | 295.4737 | 295.4737 | 0 | 0 | 0 | 0 | 0 | 0 | 0 | 0 | 0 | 0 | 0 | 0 | 0 | 0 | 0 | 0 | 3110.25
Comprehensive Packaged Air Conditioning Systems | Economizer Control Package | Energy and power savings calculated by multiplying climate zone-10, for this measure, by the proportion of this zone to climate zone-10, for commercial equipment. | 13 | Misc._Commercial | Reduce_Cooling_Load-Ret | TRUE | 8 | All other nonresidential programs 0.80 | per ton | 20 | 0 | 0 | 85 | 150 | System | kW | 0 | [5 empty] | 8 | 80% | 0% | 113.1 | 179.075 | 179.075 | [5 empty] | 28.275 | 28.275 | 28.275 | 28.275 | 44.7687 | 44.7687 | 44.7687 | 44.7687 | 44.7687 | 44.7687 | 44.7687 | 44.7687 | 0 | 0 | 0 | 0 | 0 | 0 | 0 | 0 | 0 | 0 | 0 | 0 | 0 | 0 | 0 | 0 | 471.25
Comprehensive Packaged Air Conditioning Systems | Economizer Control Package | Energy and power savings calculated by multiplying climate zone-10, for this measure, by the proportion of this zone to climate zone-10, for commercial equipment. | 14 | Misc._Commercial | Reduce_Cooling_Load-Ret | TRUE | 8 | All other nonresidential programs 0.80 | per ton | 20 | 0 | 0 | 85 | 150 | System | kW | 0 | [5 empty] | 8 | 80% | 0% | 158.34 | 250.705 | 250.705 | [5 empty] | 39.585 | 39.585 | 39.585 | 39.585 | 62.6763 | 62.6763 | 62.6763 | 62.6763 | 62.6763 | 62.6763 | 62.6763 | 62.6763 | 0 | 0 | 0 | 0 | 0 | 0 | 0 | 0 | 0 | 0 | 0 | 0 | 0 | 0 | 0 | 0 | 659.75
Comprehensive Packaged Air Conditioning Systems | Economizer Control Package | PECI Engineering | 15 | Misc._Commercial | Reduce_Cooling_Load-Ret | TRUE | 8 | All other nonresidential programs 0.80 | per ton | 20 | 0 | 0 | 85 | 100 | System | kW | 0 | [5 empty] | 8 | 80% | 0% | 45.24 | 71.63 | 71.63 | [5 empty] | 11.31 | 11.31 | 11.31 | 11.31 | 17.9075 | 17.9075 | 17.9075 | 17.9075 | 17.9075 | 17.9075 | 17.9075 | 17.9075 | 0 | 0 | 0 | 0 | 0 | 0 | 0 | 0 | 0 | 0 | 0 | 0 | 0 | 0 | 0 | 0 | 188.5
Comprehensive Packaged Air Conditioning Systems | Economizer Control Package | Energy and power savings calculated by multiplying climate zone-10, for this measure, by the proportion of this zone to climate zone-10, for commercial equipment. | 16 | Misc._Commercial | Reduce_Cooling_Load-Ret | TRUE | 8 | All other nonresidential programs 0.80 | per ton | 20 | 0 | 0 | 85 | 150 | System | kW | 0 | [5 empty] | 8 | 80% | 0% | 0 | 0 | 0 | [5 empty] | 0 | 0 | 0 | 0 | 0 | 0 | 0 | 0 | 0 | 0 | 0 | 0 | 0 | 0 | 0 | 0 | 0 | 0 | 0 | 0 | 0 | 0 | 0 | 0 | 0 | 0 | 0 | 0 | 0
Comprehensive Packaged Air Conditioning Systems | Economizer Tune Up & 2-stage cooling thermostat | PECI Engineering | 6 | Misc._Commercial | Reduce_Cooling_Load-Ret | TRUE | Set-Back Thermostat: NR - 11 | All other nonresidential programs 0.80 | per rtu | 150 | 0 | 0 | 150 | 340 | System | kW | 0 | [5 empty] | 11 | 80% | 0% | 72.576 | 114.912 | 114.912 | [5 empty] | 18.144 | 18.144 | 18.144 | 18.144 | 28.728 | 28.728 | 28.728 | 28.728 | 28.728 | 28.728 | 28.728 | 28.728 | 0 | 0 | 0 | 0 | 0 | 0 | 0 | 0 | 0 | 0 | 0 | 0 | 0 | 0 | 0 | 0 | 302.4
Comprehensive Packaged Air Conditioning Systems | Economizer Tune Up & 2-stage cooling thermostat | PECI Engineering | 8 | Misc._Commercial | Reduce_Cooling_Load-Ret | TRUE | Set-Back Thermostat: NR - 11 | All other nonresidential programs 0.80 | per rtu | 150 | 0 | 0 | 150 | 270 | System | kW | 0 | [5 empty] | 11 | 80% | 0% | 290.304 | 459.648 | 459.648 | [5 empty] | 72.576 | 72.576 | 72.576 | 72.576 | 114.912 | 114.912 | 114.912 | 114.912 | 114.912 | 114.912 | 114.912 | 114.912 | 0 | 0 | 0 | 0 | 0 | 0 | 0 | 0 | 0 | 0 | 0 | 0 | 0 | 0 | 0 | 0 | 1209.6
Comprehensive Packaged Air Conditioning Systems | Economizer Tune Up & 2-stage cooling thermostat | PECI Engineering | 9 | Misc._Commercial | Reduce_Cooling_Load-Ret | TRUE | Set-Back Thermostat: NR - 11 | All other nonresidential programs 0.80 | per rtu | 150 | 0 | 0 | 150 | 1150 | System | kW | 0 | [5 empty] | 11 | 80% | 0% | 186.624 | 295.488 | 295.488 | [5 empty] | 46.656 | 46.656 | 46.656 | 46.656 | 73.872 | 73.872 | 73.872 | 73.872 | 73.872 | 73.872 | 73.872 | 73.872 | 0 | 0 | 0 | 0 | 0 | 0 | 0 | 0 | 0 | 0 | 0 | 0 | 0 | 0 | 0 | 0 | 777.6
Comprehensive Packaged Air Conditioning Systems | Economizer Tune Up & 2-stage cooling thermostat | PECI Engineering | 10 | Misc._Commercial | Reduce_Cooling_Load-Ret | TRUE | Set-Back Thermostat: NR - 11 | All other nonresidential programs 0.80 | per rtu | 150 | 0 | 0 | 150 | 1150 | System | kW | 0 | [5 empty] | 11 | 80% | 0% | 342.144 | 541.728 | 541.728 | [5 empty] | 85.536 | 85.536 | 85.536 | 85.536 | 135.432 | 135.432 | 135.432 | 135.432 | 135.432 | 135.432 | 135.432 | 135.432 | 0 | 0 | 0 | 0 | 0 | 0 | 0 | 0 | 0 | 0 | 0 | 0 | 0 | 0 | 0 | 0 | 1425.6
Comprehensive Packaged Air Conditioning Systems | Economizer Tune Up & 2-stage cooling thermostat | PECI Engineering | 13 | Misc._Commercial | Reduce_Cooling_Load-Ret | TRUE | Set-Back Thermostat: NR - 11 | All other nonresidential programs 0.80 | per rtu | 150 | 0 | 0 | 150 | 1150 | System | kW | 0 | [5 empty] | 11 | 80% | 0% | 51.84 | 82.08 | 82.08 | [5 empty] | 12.96 | 12.96 | 12.96 | 12.96 | 20.52 | 20.52 | 20.52 | 20.52 | 20.52 | 20.52 | 20.52 | 20.52 | 0 | 0 | 0 | 0 | 0 | 0 | 0 | 0 | 0 | 0 | 0 | 0 | 0 | 0 | 0 | 0 | 216
Comprehensive Packaged Air Conditioning Systems | Economizer Tune Up & 2-stage cooling thermostat | PECI Engineering | 14 | Misc._Commercial | Reduce_Cooling_Load-Ret | TRUE | Set-Back Thermostat: NR - 11 | All other nonresidential programs 0.80 | per rtu | 150 | 0 | 0 | 150 | 1150 | System | kW | 0 | [5 empty] | 11 | 80% | 0% | 72.576 | 114.912 | 114.912 | [5 empty] | 18.144 | 18.144 | 18.144 | 18.144 | 28.728 | 28.728 | 28.728 | 28.728 | 28.728 | 28.728 | 28.728 | 28.728 | 0 | 0 | 0 | 0 | 0 | 0 | 0 | 0 | 0 | 0 | 0 | 0 | 0 | 0 | 0 | 0 | 302.4
Comprehensive Packaged Air Conditioning Systems | Economizer Tune Up & 2-stage cooling thermostat | PECI Engineering | 15 | Misc._Commercial | Reduce_Cooling_Load-Ret | TRUE | Set-Back Thermostat: NR - 11 | All other nonresidential programs 0.80 | per rtu | 150 | 0 | 0 | 150 | 724.07 | System | kW | 0 | [5 empty] | 11 | 80% | 0% | 20.736 | 32.832 | 32.832 | [5 empty] | 5.184 | 5.184 | 5.184 | 5.184 | 8.208 | 8.208 | 8.208 | 8.208 | 8.208 | 8.208 | 8.208 | 8.208 | 0 | 0 | 0 | 0 | 0 | 0 | 0 | 0 | 0 | 0 | 0 | 0 | 0 | 0 | 0 | 0 | 86.4
Comprehensive Packaged Air Conditioning Systems | Economizer Tune Up & 2-stage cooling thermostat | PECI Engineering | 16 | Misc._Commercial | Reduce_Cooling_Load-Ret | TRUE | Set-Back Thermostat: NR - 11 | All other nonresidential programs 0.80 | per rtu | 150 | 0 | 0 | 150 | 1150 | System | kW | 0 | [5 empty] | 11 | 80% | 0% | 0 | 0 | 0 | [5 empty] | 0 | 0 | 0 | 0 | 0 | 0 | 0 | 0 | 0 | 0 | 0 | 0 | 0 | 0 | 0 | 0 | 0 | 0 | 0 | 0 | 0 | 0 | 0 | 0 | 0 | 0 | 0 | 0 | 0
Comprehensive Packaged Air Conditioning Systems | HVAC Miscellaneous | PECI Engineering | System | Misc._Commercial | New_AC-Ret | TRUE | 8 | All other residential programs 0.80 | per unit | 150 | 0 | 0 | 200 | 800 | System | kW | 0.15 | [5 empty] | 8 | 80% | 0% | 20000 | 25000 | 25000 | [5 empty] | 5000 | 5000 | 5000 | 5000 | 6250 | 6250 | 6250 | 6250 | 6250 | 6250 | 6250 | 6250 | 0 | 0 | 0 | 0 | 0 | 0 | 0 | 0 | 0 | 0 | 0 | 0 | 0 | 0 | 0 | 0 | 70000
Comprehensive Packaged Air Conditioning Systems | Direct Evaporative Cooler Base of 13 SEER Unitary AC (Building Vintage of 1993 to 2000) | RSFm0696RDEvp | 6 | Residential | AC_Cooling-RC | TRUE | 15 | All other residential programs 0.80 | 1000 SF House | 50 | 0 | 0 | 916.4 | 187.978 | System | kW | 0.65642 | [5 empty] | 15 | 80% | 100% | 0 | 0 | 0 | [5 empty] | 0 | 0 | 0 | 0 | 0 | 0 | 0 | 0 | 0 | 0 | 0 | 0 | 0 | 0 | 0 | 0 | 0 | 0 | 0 | 0 | 0 | 0 | 0 | 0 | 0 | 0 | 0 | 0 | 0
Comprehensive Packaged Air Conditioning Systems | Direct Evaporative Cooler Base of 13 SEER Unitary AC (Building Vintage of 1993 to 2000) | RSFm0896RDEvp | 8 | Residential | AC_Cooling-RC | TRUE | 15 | All other residential programs 0.80 | 1000 SF House | 50 | 0 | 0 | 916.4 | 346.624 | System | kW | 0.80337 | [5 empty] | 15 | 80% | 100% | 91.2 | 144.4 | 144.4 | [5 empty] | 22.8 | 22.8 | 22.8 | 22.8 | 36.1 | 36.1 | 36.1 | 36.1 | 36.1 | 36.1 | 36.1 | 36.1 | 0 | 0 | 0 | 0 | 0 | 0 | 0 | 0 | 0 | 0 | 0 | 0 | 0 | 0 | 0 | 0 | 380
Comprehensive Packaged Air Conditioning Systems | Direct Evaporative Cooler Base of 13 SEER Unitary AC (Building Vintage of 1993 to 2000) | RSFm0996RDEvp | 9 | Residential | AC_Cooling-RC | TRUE | 15 | All other residential programs 0.80 | 1000 SF House | 50 | 0 | 0 | 916.4 | 298.104 | System | kW | 0.65131 | [5 empty] | 15 | 80% | 100% | 100.8 | 159.6 | 159.6 | [5 empty] | 25.2 | 25.2 | 25.2 | 25.2 | 39.9 | 39.9 | 39.9 | 39.9 | 39.9 | 39.9 | 39.9 | 39.9 | 0 | 0 | 0 | 0 | 0 | 0 | 0 | 0 | 0 | 0 | 0 | 0 | 0 | 0 | 0 | 0 | 420
Comprehensive Packaged Air Conditioning Systems | Direct Evaporative Cooler Base of 13 SEER Unitary AC (Building Vintage of 1993 to 2000) | RSFm1096RDEvp | 10 | Residential | AC_Cooling-RC | TRUE | 15 | All other residential programs 0.80 | 1000 SF House | 50 | 0 | 0 | 916.4 | 417.007 | System | kW | 0.74638 | [5 empty] | 15 | 80% | 100% | 115.2 | 182.4 | 182.4 | [5 empty] | 28.8 | 28.8 | 28.8 | 28.8 | 45.6 | 45.6 | 45.6 | 45.6 | 45.6 | 45.6 | 45.6 | 45.6 | 0 | 0 | 0 | 0 | 0 | 0 | 0 | 0 | 0 | 0 | 0 | 0 | 0 | 0 | 0 | 0 | 480
Comprehensive Packaged Air Conditioning Systems | Direct Evaporative Cooler Base of 13 SEER Unitary AC (Building Vintage of 1993 to 2000) | RSFm1396RDEvp | 13 | Residential | AC_Cooling-RC | TRUE | 15 | All other residential programs 0.80 | 1000 SF House | 50 | 0 | 0 | 916.4 | 429.862 | System | kW | 0.66075 | [5 empty] | 15 | 80% | 100% | 19.2 | 30.4 | 30.4 | [5 empty] | 4.8 | 4.8 | 4.8 | 4.8 | 7.6 | 7.6 | 7.6 | 7.6 | 7.6 | 7.6 | 7.6 | 7.6 | 0 | 0 | 0 | 0 | 0 | 0 | 0 | 0 | 0 | 0 | 0 | 0 | 0 | 0 | 0 | 0 | 80
Comprehensive Packaged Air Conditioning Systems | Direct Evaporative Cooler Base of 13 SEER Unitary AC (Building Vintage of 1993 to 2000) | RSFm1496RDEvp | 14 | Residential | AC_Cooling-RC | TRUE | 15 | All other residential programs 0.80 | 1000 SF House | 50 | 0 | 0 | 916.4 | 393.121 | System | kW | 0.88475 | [5 empty] | 15 | 80% | 100% | 57.6 | 91.2 | 91.2 | [5 empty] | 14.4 | 14.4 | 14.4 | 14.4 | 22.8 | 22.8 | 22.8 | 22.8 | 22.8 | 22.8 | 22.8 | 22.8 | 0 | 0 | 0 | 0 | 0 | 0 | 0 | 0 | 0 | 0 | 0 | 0 | 0 | 0 | 0 | 0 | 240
Comprehensive Packaged Air Conditioning Systems | Direct Evaporative Cooler Base of 13 SEER Unitary AC (Building Vintage of 1993 to 2000) | RSFm1596RDEvp | 15 | Residential | AC_Cooling-RC | TRUE | 15 | All other residential programs 0.80 | 1000 SF House | 50 | 0 | 0 | 916.4 | 853.484 | System | kW | 0.85001 | [5 empty] | 15 | 80% | 100% | 96 | 152 | 152 | [5 empty] | 24 | 24 | 24 | 24 | 38 | 38 | 38 | 38 | 38 | 38 | 38 | 38 | 0 | 0 | 0 | 0 | 0 | 0 | 0 | 0 | 0 | 0 | 0 | 0 | 0 | 0 | 0 | 0 | 400
Comprehensive Packaged Air Conditioning Systems | Direct Evaporative Cooler Base of 13 SEER Unitary AC (Building Vintage of 1993 to 2000) | RSFm1696RDEvp | 16 | Residential | AC_Cooling-RC | TRUE | 15 | All other residential programs 0.80 | 1000 SF House | 50 | 0 | 0 | 916.4 | 169.126 | System | kW | 0.79542 | [5 empty] | 15 | 80% | 100% | 0 | 0 | 0 | [5 empty] | 0 | 0 | 0 | 0 | 0 | 0 | 0 | 0 | 0 | 0 | 0 | 0 | 0 | 0 | 0 | 0 | 0 | 0 | 0 | 0 | 0 | 0 | 0 | 0 | 0 | 0 | 0 | 0 | 0
Comprehensive Packaged Air Conditioning Systems | [14 empty] | System | #N/A | [17 empty] | 0 | 0 | 0 | 0 | 0 | 0 | 0 | 0 | 0 | 0 | 0 | 0 | 0 | 0 | 0 | 0 | 0 | 0 | 0 | 0 | 0 | 0 | 0 | 0 | 0 | 0 | 0 | 0 | 0
Comprehensive Packaged Air Conditioning Systems | [14 empty] | System | #N/A | [17 empty] | 0 | 0 | 0 | 0 | 0 | 0 | 0 | 0 | 0 | 0 | 0 | 0 | 0 | 0 | 0 | 0 | 0 | 0 | 0 | 0 | 0 | 0 | 0 | 0 | 0 | 0 | 0 | 0 | 0
Comprehensive Packaged Air Conditioning Systems | [14 empty] | System | #N/A | [17 empty] | 0 | 0 | 0 | 0 | 0 | 0 | 0 | 0 | 0 | 0 | 0 | 0 | 0 | 0 | 0 | 0 | 0 | 0 | 0 | 0 | 0 | 0 | 0 | 0 | 0 | 0 | 0 | 0 | 0
Comprehensive Packaged Air Conditioning Systems | [14 empty] | System | #N/A | [17 empty] | 0 | 0 | 0 | 0 | 0 | 0 | 0 | 0 | 0 | 0 | 0 | 0 | 0 | 0 | 0 | 0 | 0 | 0 | 0 | 0 | 0 | 0 | 0 | 0 | 0 | 0 | 0 | 0 | 0
Comprehensive Packaged Air Conditioning Systems | [14 empty] | System | #N/A | [17 empty] | 0 | 0 | 0 | 0 | 0 | 0 | 0 | 0 | 0 | 0 | 0 | 0 | 0 | 0 | 0 | 0 | 0 | 0 | 0 | 0 | 0 | 0 | 0 | 0 | 0 | 0 | 0 | 0 | 0
Comprehensive Packaged Air Conditioning Systems | [14 empty] | System | #N/A | [17 empty] | 0 | 0 | 0 | 0 | 0 | 0 | 0 | 0 | 0 | 0 | 0 | 0 | 0 | 0 | 0 | 0 | 0 | 0 | 0 | 0 | 0 | 0 | 0 | 0 | 0 | 0 | 0 | 0 | 0
Comprehensive Packaged Air Conditioning Systems | [14 empty] | System | #N/A | [17 empty] | 0 | 0 | 0 | 0 | 0 | 0 | 0 | 0 | 0 | 0 | 0 | 0 | 0 | 0 | 0 | 0 | 0 | 0 | 0 | 0 | 0 | 0 | 0 | 0 | 0 | 0 | 0 | 0 | 0
Comprehensive Packaged Air Conditioning Systems | [14 empty] | System | #N/A | [17 empty] | 0 | 0 | 0 | 0 | 0 | 0 | 0 | 0 | 0 | 0 | 0 | 0 | 0 | 0 | 0 | 0 | 0 | 0 | 0 | 0 | 0 | 0 | 0 | 0 | 0 | 0 | 0 | 0 | 0
Comprehensive Packaged Air Conditioning Systems | [14 empty] | System | #N/A | [17 empty] | 0 | 0 | 0 | 0 | 0 | 0 | 0 | 0 | 0 | 0 | 0 | 0 | 0 | 0 | 0 | 0 | 0 | 0 | 0 | 0 | 0 | 0 | 0 | 0 | 0 | 0 | 0 | 0 | 0
Comprehensive Packaged Air Conditioning Systems | [14 empty] | System | #N/A | [17 empty] | 0 | 0 | 0 | 0 | 0 | 0 | 0 | 0 | 0 | 0 | 0 | 0 | 0 | 0 | 0 | 0 | 0 | 0 | 0 | 0 | 0 | 0 | 0 | 0 | 0 | 0 | 0 | 0 | 0
Comprehensive Packaged Air Conditioning Systems | [14 empty] | System | #N/A | [17 empty] | 0 | 0 | 0 | 0 | 0 | 0 | 0 | 0 | 0 | 0 | 0 | 0 | 0 | 0 | 0 | 0 | 0 | 0 | 0 | 0 | 0 | 0 | 0 | 0 | 0 | 0 | 0 | 0 | 0
Comprehensive Packaged Air Conditioning Systems | [14 empty] | System | #N/A | [17 empty] | 0 | 0 | 0 | 0 | 0 | 0 | 0 | 0 | 0 | 0 | 0 | 0 | 0 | 0 | 0 | 0 | 0 | 0 | 0 | 0 | 0 | 0 | 0 | 0 | 0 | 0 | 0 | 0 | 0
Comprehensive Packaged Air Conditioning Systems | [14 empty] | System | #N/A | [17 empty] | 0 | 0 | 0 | 0 | 0 | 0 | 0 | 0 | 0 | 0 | 0 | 0 | 0 | 0 | 0 | 0 | 0 | 0 | 0 | 0 | 0 | 0 | 0 | 0 | 0 | 0 | 0 | 0 | 0
Comprehensive Packaged Air Conditioning Systems | [14 empty] | System | #N/A | [17 empty] | 0 | 0 | 0 | 0 | 0 | 0 | 0 | 0 | 0 | 0 | 0 | 0 | 0 | 0 | 0 | 0 | 0 | 0 | 0 | 0 | 0 | 0 | 0 | 0 | 0 | 0 | 0 | 0 | 0
Comprehensive Packaged Air Conditioning Systems | [14 empty] | System | #N/A | [17 empty] | 0 | 0 | 0 | 0 | 0 | 0 | 0 | 0 | 0 | 0 | 0 | 0 | 0 | 0 | 0 | 0 | 0 | 0 | 0 | 0 | 0 | 0 | 0 | 0 | 0 | 0 | 0 | 0 | 0
Comprehensive Packaged Air Conditioning Systems | [14 empty] | System | #N/A | [17 empty] | 0 | 0 | 0 | 0 | 0 | 0 | 0 | 0 | 0 | 0 | 0 | 0 | 0 | 0 | 0 | 0 | 0 | 0 | 0 | 0 | 0 | 0 | 0 | 0 | 0 | 0 | 0 | 0 | 0
Comprehensive Packaged Air Conditioning Systems | [14 empty] | System | #N/A | [17 empty] | 0 | 0 | 0 | 0 | 0 | 0 | 0 | 0 | 0 | 0 | 0 | 0 | 0 | 0 | 0 | 0 | 0 | 0 | 0 | 0 | 0 | 0 | 0 | 0 | 0 | 0 | 0 | 0 | 0
Comprehensive Packaged Air Conditioning Systems | [14 empty] | System | #N/A | [17 empty] | 0 | 0 | 0 | 0 | 0 | 0 | 0 | 0 | 0 | 0 | 0 | 0 | 0 | 0 | 0 | 0 | 0 | 0 | 0 | 0 | 0 | 0 | 0 | 0 | 0 | 0 | 0 | 0 | 0
Comprehensive Packaged Air Conditioning Systems | [14 empty] | System | #N/A | [17 empty] | 0 | 0 | 0 | 0 | 0 | 0 | 0 | 0 | 0 | 0 | 0 | 0 | 0 | 0 | 0 | 0 | 0 | 0 | 0 | 0 | 0 | 0 | 0 | 0 | 0 | 0 | 0 | 0 | 0
Comprehensive Packaged Air Conditioning Systems | [14 empty] | System | #N/A | [17 empty] | 0 | 0 | 0 | 0 | 0 | 0 | 0 | 0 | 0 | 0 | 0 | 0 | 0 | 0 | 0 | 0 | 0 | 0 | 0 | 0 | 0 | 0 | 0 | 0 | 0 | 0 | 0 | 0 | 0
Comprehensive Packaged Air Conditioning Systems | [14 empty] | System | #N/A | [17 empty] | 0 | 0 | 0 | 0 | 0 | 0 | 0 | 0 | 0 | 0 | 0 | 0 | 0 | 0 | 0 | 0 | 0 | 0 | 0 | 0 | 0 | 0 | 0 | 0 | 0 | 0 | 0 | 0 | 0
Comprehensive Packaged Air Conditioning Systems | [14 empty] | System | #N/A | [17 empty] | 0 | 0 | 0 | 0 | 0 | 0 | 0 | 0 | 0 | 0 | 0 | 0 | 0 | 0 | 0 | 0 | 0 | 0 | 0 | 0 | 0 | 0 | 0 | 0 | 0 | 0 | 0 | 0 | 0
Comprehensive Packaged Air Conditioning Systems | [14 empty] | System | #N/A | [17 empty] | 0 | 0 | 0 | 0 | 0 | 0 | 0 | 0 | 0 | 0 | 0 | 0 | 0 | 0 | 0 | 0 | 0 | 0 | 0 | 0 | 0 | 0 | 0 | 0 | 0 | 0 | 0 | 0 | 0
Comprehensive Packaged Air Conditioning Systems | [14 empty] | System | #N/A | [17 empty] | 0 | 0 | 0 | 0 | 0 | 0 | 0 | 0 | 0 | 0 | 0 | 0 | 0 | 0 | 0 | 0 | 0 | 0 | 0 | 0 | 0 | 0 | 0 | 0 | 0 | 0 | 0 | 0 | 0
Comprehensive Packaged Air Conditioning Systems | [14 empty] | System | #N/A | [17 empty] | 0 | 0 | 0 | 0 | 0 | 0 | 0 | 0 | 0 | 0 | 0 | 0 | 0 | 0 | 0 | 0 | 0 | 0 | 0 | 0 | 0 | 0 | 0 | 0 | 0 | 0 | 0 | 0 | 0
Comprehensive Packaged Air Conditioning Systems | [14 empty] | System | #N/A | [17 empty] | 0 | 0 | 0 | 0 | 0 | 0 | 0 | 0 | 0 | 0 | 0 | 0 | 0 | 0 | 0 | 0 | 0 | 0 | 0 | 0 | 0 | 0 | 0 | 0 | 0 | 0 | 0 | 0 | 0
Comprehensive Packaged Air Conditioning Systems | [14 empty] | System | #N/A | [17 empty] | 0 | 0 | 0 | 0 | 0 | 0 | 0 | 0 | 0 | 0 | 0 | 0 | 0 | 0 | 0 | 0 | 0 | 0 | 0 | 0 | 0 | 0 | 0 | 0 | 0 | 0 | 0 | 0 | 0
Comprehensive Packaged Air Conditioning Systems | [14 empty] | System | #N/A | [17 empty] | 0 | 0 | 0 | 0 | 0 | 0 | 0 | 0 | 0 | 0 | 0 | 0 | 0 | 0 | 0 | 0 | 0 | 0 | 0 | 0 | 0 | 0 | 0 | 0 | 0 | 0 | 0 | 0 | 0
Comprehensive Packaged Air Conditioning Systems | [14 empty] | System | #N/A | [17 empty] | 0 | 0 | 0 | 0 | 0 | 0 | 0 | 0 | 0 | 0 | 0 | 0 | 0 | 0 | 0 | 0 | 0 | 0 | 0 | 0 | 0 | 0 | 0 | 0 | 0 | 0 | 0 | 0 | 0
Comprehensive Packaged Air Conditioning Systems | [14 empty] | System | #N/A | [17 empty] | 0 | 0 | 0 | 0 | 0 | 0 | 0 | 0 | 0 | 0 | 0 | 0 | 0 | 0 | 0 | 0 | 0 | 0 | 0 | 0 | 0 | 0 | 0 | 0 | 0 | 0 | 0 | 0 | 0
Comprehensive Packaged Air Conditioning Systems | [14 empty] | System | #N/A | [17 empty] | 0 | 0 | 0 | 0 | 0 | 0 | 0 | 0 | 0 | 0 | 0 | 0 | 0 | 0 | 0 | 0 | 0 | 0 | 0 | 0 | 0 | 0 | 0 | 0 | 0 | 0 | 0 | 0 | 0
Comprehensive Packaged Air Conditioning Systems | [14 empty] | System | #N/A | [17 empty] | 0 | 0 | 0 | 0 | 0 | 0 | 0 | 0 | 0 | 0 | 0 | 0 | 0 | 0 | 0 | 0 | 0 | 0 | 0 | 0 | 0 | 0 | 0 | 0 | 0 | 0 | 0 | 0 | 0
Comprehensive Packaged Air Conditioning Systems | [14 empty] | System | #N/A | [17 empty] | 0 | 0 | 0 | 0 | 0 | 0 | 0 | 0 | 0 | 0 | 0 | 0 | 0 | 0 | 0 | 0 | 0 | 0 | 0 | 0 | 0 | 0 | 0 | 0 | 0 | 0 | 0 | 0 | 0
Comprehensive Packaged Air Conditioning Systems | [14 empty] | System | #N/A | [17 empty] | 0 | 0 | 0 | 0 | 0 | 0 | 0 | 0 | 0 | 0 | 0 | 0 | 0 | 0 | 0 | 0 | 0 | 0 | 0 | 0 | 0 | 0 | 0 | 0 | 0 | 0 | 0 | 0 | 0
Comprehensive Packaged Air Conditioning Systems | [14 empty] | System | #N/A | [17 empty] | 0 | 0 | 0 | 0 | 0 | 0 | 0 | 0 | 0 | 0 | 0 | 0 | 0 | 0 | 0 | 0 | 0 | 0 | 0 | 0 | 0 | 0 | 0 | 0 | 0 | 0 | 0 | 0 | 0
Comprehensive Packaged Air Conditioning Systems | [14 empty] | System | #N/A | [17 empty] | 0 | 0 | 0 | 0 | 0 | 0 | 0 | 0 | 0 | 0 | 0 | 0 | 0 | 0 | 0 | 0 | 0 | 0 | 0 | 0 | 0 | 0 | 0 | 0 | 0 | 0 | 0 | 0 | 0
Comprehensive Packaged Air Conditioning Systems | [14 empty] | System | #N/A | [17 empty] | 0 | 0 | 0 | 0 | 0 | 0 | 0 | 0 | 0 | 0 | 0 | 0 | 0 | 0 | 0 | 0 | 0 | 0 | 0 | 0 | 0 | 0 | 0 | 0 | 0 | 0 | 0 | 0 | 0
Comprehensive Packaged Air Conditioning Systems | [14 empty] | System | #N/A | [17 empty] | 0 | 0 | 0 | 0 | 0 | 0 | 0 | 0 | 0 | 0 | 0 | 0 | 0 | 0 | 0 | 0 | 0 | 0 | 0 | 0 | 0 | 0 | 0 | 0 | 0 | 0 | 0 | 0 | 0
Comprehensive Packaged Air Conditioning Systems | [14 empty] | System | #N/A | [17 empty] | 0 | 0 | 0 | 0 | 0 | 0 | 0 | 0 | 0 | 0 | 0 | 0 | 0 | 0 | 0 | 0 | 0 | 0 | 0 | 0 | 0 | 0 | 0 | 0 | 0 | 0 | 0 | 0 | 0
Comprehensive Packaged Air Conditioning Systems | [14 empty] | System | #N/A | [17 empty] | 0 | 0 | 0 | 0 | 0 | 0 | 0 | 0 | 0 | 0 | 0 | 0 | 0 | 0 | 0 | 0 | 0 | 0 | 0 | 0 | 0 | 0 | 0 | 0 | 0 | 0 | 0 | 0 | 0
Comprehensive Packaged Air Conditioning Systems | [14 empty] | System | #N/A | [17 empty] | 0 | 0 | 0 | 0 | 0 | 0 | 0 | 0 | 0 | 0 | 0 | 0 | 0 | 0 | 0 | 0 | 0 | 0 | 0 | 0 | 0 | 0 | 0 | 0 | 0 | 0 | 0 | 0 | 0
Comprehensive Packaged Air Conditioning Systems | [14 empty] | System | #N/A | [17 empty] | 0 | 0 | 0 | 0 | 0 | 0 | 0 | 0 | 0 | 0 | 0 | 0 | 0 | 0 | 0 | 0 | 0 | 0 | 0 | 0 | 0 | 0 | 0 | 0 | 0 | 0 | 0 | 0 | 0
Comprehensive Packaged Air Conditioning Systems | [14 empty] | System | #N/A | [17 empty] | 0 | 0 | 0 | 0 | 0 | 0 | 0 | 0 | 0 | 0 | 0 | 0 | 0 | 0 | 0 | 0 | 0 | 0 | 0 | 0 | 0 | 0 | 0 | 0 | 0 | 0 | 0 | 0 | 0
Comprehensive Packaged Air Conditioning Systems | [14 empty] | System | #N/A | [17 empty] | 0 | 0 | 0 | 0 | 0 | 0 | 0 | 0 | 0 | 0 | 0 | 0 | 0 | 0 | 0 | 0 | 0 | 0 | 0 | 0 | 0 | 0 | 0 | 0 | 0 | 0 | 0 | 0 | 0
Comprehensive Packaged Air Conditioning Systems | [14 empty] | System | #N/A | [17 empty] | 0 | 0 | 0 | 0 | 0 | 0 | 0 | 0 | 0 | 0 | 0 | 0 | 0 | 0 | 0 | 0 | 0 | 0 | 0 | 0 | 0 | 0 | 0 | 0 | 0 | 0 | 0 | 0 | 0
Comprehensive Packaged Air Conditioning Systems | [14 empty] | System | #N/A | [17 empty] | 0 | 0 | 0 | 0 | 0 | 0 | 0 | 0 | 0 | 0 | 0 | 0 | 0 | 0 | 0 | 0 | 0 | 0 | 0 | 0 | 0 | 0 | 0 | 0 | 0 | 0 | 0 | 0 | 0
Comprehensive Packaged Air Conditioning Systems | [14 empty] | System | #N/A | [17 empty] | 0 | 0 | 0 | 0 | 0 | 0 | 0 | 0 | 0 | 0 | 0 | 0 | 0 | 0 | 0 | 0 | 0 | 0 | 0 | 0 | 0 | 0 | 0 | 0 | 0 | 0 | 0 | 0 | 0
Comprehensive Packaged Air Conditioning Systems | [14 empty] | System | #N/A | [17 empty] | 0 | 0 | 0 | 0 | 0 | 0 | 0 | 0 | 0 | 0 | 0 | 0 | 0 | 0 | 0 | 0 | 0 | 0 | 0 | 0 | 0 | 0 | 0 | 0 | 0 | 0 | 0 | 0 | 0
Comprehensive Packaged Air Conditioning Systems | [14 empty] | System | #N/A | [17 empty] | 0 | 0 | 0 | 0 | 0 | 0 | 0 | 0 | 0 | 0 | 0 | 0 | 0 | 0 | 0 | 0 | 0 | 0 | 0 | 0 | 0 | 0 | 0 | 0 | 0 | 0 | 0 | 0 | 0
Comprehensive Packaged Air Conditioning Systems | [14 empty] | System | #N/A | [17 empty] | 0 | 0 | 0 | 0 | 0 | 0 | 0 | 0 | 0 | 0 | 0 | 0 | 0 | 0 | 0 | 0 | 0 | 0 | 0 | 0 | 0 | 0 | 0 | 0 | 0 | 0 | 0 | 0 | 0
Comprehensive Packaged Air Conditioning Systems | [14 empty] | System | #N/A | [17 empty] | 0 | 0 | 0 | 0 | 0 | 0 | 0 | 0 | 0 | 0 | 0 | 0 | 0 | 0 | 0 | 0 | 0 | 0 | 0 | 0 | 0 | 0 | 0 | 0 | 0 | 0 | 0 | 0 | 0
Comprehensive Packaged Air Conditioning Systems | [14 empty] | System | #N/A | [17 empty] | 0 | 0 | 0 | 0 | 0 | 0 | 0 | 0 | 0 | 0 | 0 | 0 | 0 | 0 | 0 | 0 | 0 | 0 | 0 | 0 | 0 | 0 | 0 | 0 | 0 | 0 | 0 | 0 | 0
Comprehensive Packaged Air Conditioning Systems | [14 empty] | System | #N/A | [17 empty] | 0 | 0 | 0 | 0 | 0 | 0 | 0 | 0 | 0 | 0 | 0 | 0 | 0 | 0 | 0 | 0 | 0 | 0 | 0 | 0 | 0 | 0 | 0 | 0 | 0 | 0 | 0 | 0 | 0
Comprehensive Packaged Air Conditioning Systems | [14 empty] | System | #N/A | [17 empty] | 0 | 0 | 0 | 0 | 0 | 0 | 0 | 0 | 0 | 0 | 0 | 0 | 0 | 0 | 0 | 0 | 0 | 0 | 0 | 0 | 0 | 0 | 0 | 0 | 0 | 0 | 0 | 0 | 0
Comprehensive Packaged Air Conditioning Systems | [14 empty] | System | #N/A | [17 empty] | 0 | 0 | 0 | 0 | 0 | 0 | 0 | 0 | 0 | 0 | 0 | 0 | 0 | 0 | 0 | 0 | 0 | 0 | 0 | 0 | 0 | 0 | 0 | 0 | 0 | 0 | 0 | 0 | 0
Comprehensive Packaged Air Conditioning Systems | [14 empty] | System | #N/A | [17 empty] | 0 | 0 | 0 | 0 | 0 | 0 | 0 | 0 | 0 | 0 | 0 | 0 | 0 | 0 | 0 | 0 | 0 | 0 | 0 | 0 | 0 | 0 | 0 | 0 | 0 | 0 | 0 | 0 | 0
Comprehensive Packaged Air Conditioning Systems | [14 empty] | System | #N/A | [17 empty] | 0 | 0 | 0 | 0 | 0 | 0 | 0 | 0 | 0 | 0 | 0 | 0 | 0 | 0 | 0 | 0 | 0 | 0 | 0 | 0 | 0 | 0 | 0 | 0 | 0 | 0 | 0 | 0 | 0
Comprehensive Packaged Air Conditioning Systems | [14 empty] | System | #N/A | [17 empty] | 0 | 0 | 0 | 0 | 0 | 0 | 0 | 0 | 0 | 0 | 0 | 0 | 0 | 0 | 0 | 0 | 0 | 0 | 0 | 0 | 0 | 0 | 0 | 0 | 0 | 0 | 0 | 0 | 0
Comprehensive Packaged Air Conditioning Systems | [14 empty] | System | #N/A | [17 empty] | 0 | 0 | 0 | 0 | 0 | 0 | 0 | 0 | 0 | 0 | 0 | 0 | 0 | 0 | 0 | 0 | 0 | 0 | 0 | 0 | 0 | 0 | 0 | 0 | 0 | 0 | 0 | 0 | 0
Comprehensive Packaged Air Conditioning Systems | [14 empty] | System | #N/A | [17 empty] | 0 | 0 | 0 | 0 | 0 | 0 | 0 | 0 | 0 | 0 | 0 | 0 | 0 | 0 | 0 | 0 | 0 | 0 | 0 | 0 | 0 | 0 | 0 | 0 | 0 | 0 | 0 | 0 | 0
Comprehensive Packaged Air Conditioning Systems | [14 empty] | System | #N/A | [17 empty] | 0 | 0 | 0 | 0 | 0 | 0 | 0 | 0 | 0 | 0 | 0 | 0 | 0 | 0 | 0 | 0 | 0 | 0 | 0 | 0 | 0 | 0 | 0 | 0 | 0 | 0 | 0 | 0 | 0
Comprehensive Packaged Air Conditioning Systems | [14 empty] | System | #N/A | [17 empty] | 0 | 0 | 0 | 0 | 0 | 0 | 0 | 0 | 0 | 0 | 0 | 0 | 0 | 0 | 0 | 0 | 0 | 0 | 0 | 0 | 0 | 0 | 0 | 0 | 0 | 0 | 0 | 0 | 0
Comprehensive Packaged Air Conditioning Systems | [14 empty] | System | #N/A | [17 empty] | 0 | 0 | 0 | 0 | 0 | 0 | 0 | 0 | 0 | 0 | 0 | 0 | 0 | 0 | 0 | 0 | 0 | 0 | 0 | 0 | 0 | 0 | 0 | 0 | 0 | 0 | 0 | 0 | 0
Comprehensive Packaged Air Conditioning Systems | [14 empty] | System | #N/A | [17 empty] | 0 | 0 | 0 | 0 | 0 | 0 | 0 | 0 | 0 | 0 | 0 | 0 | 0 | 0 | 0 | 0 | 0 | 0 | 0 | 0 | 0 | 0 | 0 | 0 | 0 | 0 | 0 | 0 | 0
Comprehensive Packaged Air Conditioning Systems | [14 empty] | System | #N/A | [17 empty] | 0 | 0 | 0 | 0 | 0 | 0 | 0 | 0 | 0 | 0 | 0 | 0 | 0 | 0 | 0 | 0 | 0 | 0 | 0 | 0 | 0 | 0 | 0 | 0 | 0 | 0 | 0 | 0 | 0
Comprehensive Packaged Air Conditioning Systems | [14 empty] | System | #N/A | [17 empty] | 0 | 0 | 0 | 0 | 0 | 0 | 0 | 0 | 0 | 0 | 0 | 0 | 0 | 0 | 0 | 0 | 0 | 0 | 0 | 0 | 0 | 0 | 0 | 0 | 0 | 0 | 0 | 0 | 0
Comprehensive Packaged Air Conditioning Systems | [14 empty] | System | #N/A | [17 empty] | 0 | 0 | 0 | 0 | 0 | 0 | 0 | 0 | 0 | 0 | 0 | 0 | 0 | 0 | 0 | 0 | 0 | 0 | 0 | 0 | 0 | 0 | 0 | 0 | 0 | 0 | 0 | 0 | 0
Comprehensive Packaged Air Conditioning Systems | [14 empty] | System | #N/A | [17 empty] | 0 | 0 | 0 | 0 | 0 | 0 | 0 | 0 | 0 | 0 | 0 | 0 | 0 | 0 | 0 | 0 | 0 | 0 | 0 | 0 | 0 | 0 | 0 | 0 | 0 | 0 | 0 | 0 | 0
Comprehensive Packaged Air Conditioning Systems | [14 empty] | System | #N/A | [17 empty] | 0 | 0 | 0 | 0 | 0 | 0 | 0 | 0 | 0 | 0 | 0 | 0 | 0 | 0 | 0 | 0 | 0 | 0 | 0 | 0 | 0 | 0 | 0 | 0 | 0 | 0 | 0 | 0 | 0
Comprehensive Packaged Air Conditioning Systems | [14 empty] | System | #N/A | [17 empty] | 0 | 0 | 0 | 0 | 0 | 0 | 0 | 0 | 0 | 0 | 0 | 0 | 0 | 0 | 0 | 0 | 0 | 0 | 0 | 0 | 0 | 0 | 0 | 0 | 0 | 0 | 0 | 0 | 0
Comprehensive Packaged Air Conditioning Systems | [14 empty] | System | #N/A | [17 empty] | 0 | 0 | 0 | 0 | 0 | 0 | 0 | 0 | 0 | 0 | 0 | 0 | 0 | 0 | 0 | 0 | 0 | 0 | 0 | 0 | 0 | 0 | 0 | 0 | 0 | 0 | 0 | 0 | 0
Comprehensive Packaged Air Conditioning Systems | [14 empty] | System | #N/A | [17 empty] | 0 | 0 | 0 | 0 | 0 | 0 | 0 | 0 | 0 | 0 | 0 | 0 | 0 | 0 | 0 | 0 | 0 | 0 | 0 | 0 | 0 | 0 | 0 | 0 | 0 | 0 | 0 | 0 | 0
Comprehensive Packaged Air Conditioning Systems | [14 empty] | System | #N/A | [17 empty] | 0 | 0 | 0 | 0 | 0 | 0 | 0 | 0 | 0 | 0 | 0 | 0 | 0 | 0 | 0 | 0 | 0 | 0 | 0 | 0 | 0 | 0 | 0 | 0 | 0 | 0 | 0 | 0 | 0
Comprehensive Packaged Air Conditioning Systems | [14 empty] | System | #N/A | [17 empty] | 0 | 0 | 0 | 0 | 0 | 0 | 0 | 0 | 0 | 0 | 0 | 0 | 0 | 0 | 0 | 0 | 0 | 0 | 0 | 0 | 0 | 0 | 0 | 0 | 0 | 0 | 0 | 0 | 0
Comprehensive Packaged Air Conditioning Systems | [14 empty] | System | #N/A | [17 empty] | 0 | 0 | 0 | 0 | 0 | 0 | 0 | 0 | 0 | 0 | 0 | 0 | 0 | 0 | 0 | 0 | 0 | 0 | 0 | 0 | 0 | 0 | 0 | 0 | 0 | 0 | 0 | 0 | 0
Comprehensive Packaged Air Conditioning Systems | [14 empty] | System | #N/A | [17 empty] | 0 | 0 | 0 | 0 | 0 | 0 | 0 | 0 | 0 | 0 | 0 | 0 | 0 | 0 | 0 | 0 | 0 | 0 | 0 | 0 | 0 | 0 | 0 | 0 | 0 | 0 | 0 | 0 | 0
Comprehensive Packaged Air Conditioning Systems | [14 empty] | System | #N/A | [17 empty] | 0 | 0 | 0 | 0 | 0 | 0 | 0 | 0 | 0 | 0 | 0 | 0 | 0 | 0 | 0 | 0 | 0 | 0 | 0 | 0 | 0 | 0 | 0 | 0 | 0 | 0 | 0 | 0 | 0
Comprehensive Packaged Air Conditioning Systems | [14 empty] | System | #N/A | [17 empty] | 0 | 0 | 0 | 0 | 0 | 0 | 0 | 0 | 0 | 0 | 0 | 0 | 0 | 0 | 0 | 0 | 0 | 0 | 0 | 0 | 0 | 0 | 0 | 0 | 0 | 0 | 0 | 0 | 0
Comprehensive Packaged Air Conditioning Systems | [14 empty] | System | #N/A | [17 empty] | 0 | 0 | 0 | 0 | 0 | 0 | 0 | 0 | 0 | 0 | 0 | 0 | 0 | 0 | 0 | 0 | 0 | 0 | 0 | 0 | 0 | 0 | 0 | 0 | 0 | 0 | 0 | 0 | 0
Comprehensive Packaged Air Conditioning Systems | [14 empty] | System | #N/A | [17 empty] | 0 | 0 | 0 | 0 | 0 | 0 | 0 | 0 | 0 | 0 | 0 | 0 | 0 | 0 | 0 | 0 | 0 | 0 | 0 | 0 | 0 | 0 | 0 | 0 | 0 | 0 | 0 | 0 | 0
Comprehensive Packaged Air Conditioning Systems | [14 empty] | System | #N/A | [17 empty] | 0 | 0 | 0 | 0 | 0 | 0 | 0 | 0 | 0 | 0 | 0 | 0 | 0 | 0 | 0 | 0 | 0 | 0 | 0 | 0 | 0 | 0 | 0 | 0 | 0 | 0 | 0 | 0 | 0
Comprehensive Packaged Air Conditioning Systems | [14 empty] | System | #N/A | [17 empty] | 0 | 0 | 0 | 0 | 0 | 0 | 0 | 0 | 0 | 0 | 0 | 0 | 0 | 0 | 0 | 0 | 0 | 0 | 0 | 0 | 0 | 0 | 0 | 0 | 0 | 0 | 0 | 0 | 0
Comprehensive Packaged Air Conditioning Systems | [14 empty] | System | #N/A | [17 empty] | 0 | 0 | 0 | 0 | 0 | 0 | 0 | 0 | 0 | 0 | 0 | 0 | 0 | 0 | 0 | 0 | 0 | 0 | 0 | 0 | 0 | 0 | 0 | 0 | 0 | 0 | 0 | 0 | 0
Comprehensive Packaged Air Conditioning Systems | [14 empty] | System | #N/A | [17 empty] | 0 | 0 | 0 | 0 | 0 | 0 | 0 | 0 | 0 | 0 | 0 | 0 | 0 | 0 | 0 | 0 | 0 | 0 | 0 | 0 | 0 | 0 | 0 | 0 | 0 | 0 | 0 | 0 | 0
Comprehensive Packaged Air Conditioning Systems | [14 empty] | System | #N/A | [17 empty] | 0 | 0 | 0 | 0 | 0 | 0 | 0 | 0 | 0 | 0 | 0 | 0 | 0 | 0 | 0 | 0 | 0 | 0 | 0 | 0 | 0 | 0 | 0 | 0 | 0 | 0 | 0 | 0 | 0
Comprehensive Packaged Air Conditioning Systems | [14 empty] | System | #N/A | [17 empty] | 0 | 0 | 0 | 0 | 0 | 0 | 0 | 0 | 0 | 0 | 0 | 0 | 0 | 0 | 0 | 0 | 0 | 0 | 0 | 0 | 0 | 0 | 0 | 0 | 0 | 0 | 0 | 0 | 0
Comprehensive Packaged Air Conditioning Systems | [14 empty] | System | #N/A | [17 empty] | 0 | 0 | 0 | 0 | 0 | 0 | 0 | 0 | 0 | 0 | 0 | 0 | 0 | 0 | 0 | 0 | 0 | 0 | 0 | 0 | 0 | 0 | 0 | 0 | 0 | 0 | 0 | 0 | 0
Comprehensive Packaged Air Conditioning Systems | [14 empty] | System | #N/A | [17 empty] | 0 | 0 | 0 | 0 | 0 | 0 | 0 | 0 | 0 | 0 | 0 | 0 | 0 | 0 | 0 | 0 | 0 | 0 | 0 | 0 | 0 | 0 | 0 | 0 | 0 | 0 | 0 | 0 | 0
Comprehensive Packaged Air Conditioning Systems | [14 empty] | System | #N/A | [17 empty] | 0 | 0 | 0 | 0 | 0 | 0 | 0 | 0 | 0 | 0 | 0 | 0 | 0 | 0 | 0 | 0 | 0 | 0 | 0 | 0 | 0 | 0 | 0 | 0 | 0 | 0 | 0 | 0 | 0
Comprehensive Packaged Air Conditioning Systems | [14 empty] | System | #N/A | [17 empty] | 0 | 0 | 0 | 0 | 0 | 0 | 0 | 0 | 0 | 0 | 0 | 0 | 0 | 0 | 0 | 0 | 0 | 0 | 0 | 0 | 0 | 0 | 0 | 0 | 0 | 0 | 0 | 0 | 0
Comprehensive Packaged Air Conditioning Systems | [14 empty] | System | #N/A | [17 empty] | 0 | 0 | 0 | 0 | 0 | 0 | 0 | 0 | 0 | 0 | 0 | 0 | 0 | 0 | 0 | 0 | 0 | 0 | 0 | 0 | 0 | 0 | 0 | 0 | 0 | 0 | 0 | 0 | 0
Comprehensive Packaged Air Conditioning Systems | [14 empty] | System | #N/A | [17 empty] | 0 | 0 | 0 | 0 | 0 | 0 | 0 | 0 | 0 | 0 | 0 | 0 | 0 | 0 | 0 | 0 | 0 | 0 | 0 | 0 | 0 | 0 | 0 | 0 | 0 | 0 | 0 | 0 | 0
Comprehensive Packaged Air Conditioning Systems | [14 empty] | System | #N/A | [17 empty] | 0 | 0 | 0 | 0 | 0 | 0 | 0 | 0 | 0 | 0 | 0 | 0 | 0 | 0 | 0 | 0 | 0 | 0 | 0 | 0 | 0 | 0 | 0 | 0 | 0 | 0 | 0 | 0 | 0
Comprehensive Packaged Air Conditioning Systems | [14 empty] | System | #N/A | [17 empty] | 0 | 0 | 0 | 0 | 0 | 0 | 0 | 0 | 0 | 0 | 0 | 0 | 0 | 0 | 0 | 0 | 0 | 0 | 0 | 0 | 0 | 0 | 0 | 0 | 0 | 0 | 0 | 0 | 0
Comprehensive Packaged Air Conditioning Systems | [14 empty] | System | #N/A | [17 empty] | 0 | 0 | 0 | 0 | 0 | 0 | 0 | 0 | 0 | 0 | 0 | 0 | 0 | 0 | 0 | 0 | 0 | 0 | 0 | 0 | 0 | 0 | 0 | 0 | 0 | 0 | 0 | 0 | 0
Comprehensive Packaged Air Conditioning Systems | [14 empty] | System | #N/A | [17 empty] | 0 | 0 | 0 | 0 | 0 | 0 | 0 | 0 | 0 | 0 | 0 | 0 | 0 | 0 | 0 | 0 | 0 | 0 | 0 | 0 | 0 | 0 | 0 | 0 | 0 | 0 | 0 | 0 | 0
Comprehensive Packaged Air Conditioning Systems | [14 empty] | System | #N/A | [17 empty] | 0 | 0 | 0 | 0 | 0 | 0 | 0 | 0 | 0 | 0 | 0 | 0 | 0 | 0 | 0 | 0 | 0 | 0 | 0 | 0 | 0 | 0 | 0 | 0 | 0 | 0 | 0 | 0 | 0
Comprehensive Packaged Air Conditioning Systems | [14 empty] | System | #N/A | [17 empty] | 0 | 0 | 0 | 0 | 0 | 0 | 0 | 0 | 0 | 0 | 0 | 0 | 0 | 0 | 0 | 0 | 0 | 0 | 0 | 0 | 0 | 0 | 0 | 0 | 0 | 0 | 0 | 0 | 0
Comprehensive Packaged Air Conditioning Systems | [14 empty] | System | #N/A | [17 empty] | 0 | 0 | 0 | 0 | 0 | 0 | 0 | 0 | 0 | 0 | 0 | 0 | 0 | 0 | 0 | 0 | 0 | 0 | 0 | 0 | 0 | 0 | 0 | 0 | 0 | 0 | 0 | 0 | 0
Comprehensive Packaged Air Conditioning Systems | [14 empty] | System | #N/A | [17 empty] | 0 | 0 | 0 | 0 | 0 | 0 | 0 | 0 | 0 | 0 | 0 | 0 | 0 | 0 | 0 | 0 | 0 | 0 | 0 | 0 | 0 | 0 | 0 | 0 | 0 | 0 | 0 | 0 | 0
Comprehensive Packaged Air Conditioning Systems | [14 empty] | System | #N/A | [17 empty] | 0 | 0 | 0 | 0 | 0 | 0 | 0 | 0 | 0 | 0 | 0 | 0 | 0 | 0 | 0 | 0 | 0 | 0 | 0 | 0 | 0 | 0 | 0 | 0 | 0 | 0 | 0 | 0 | 0
Comprehensive Packaged Air Conditioning Systems | [14 empty] | System | #N/A | [17 empty] | 0 | 0 | 0 | 0 | 0 | 0 | 0 | 0 | 0 | 0 | 0 | 0 | 0 | 0 | 0 | 0 | 0 | 0 | 0 | 0 | 0 | 0 | 0 | 0 | 0 | 0 | 0 | 0 | 0
Comprehensive Packaged Air Conditioning Systems | [14 empty] | System | #N/A | [17 empty] | 0 | 0 | 0 | 0 | 0 | 0 | 0 | 0 | 0 | 0 | 0 | 0 | 0 | 0 | 0 | 0 | 0 | 0 | 0 | 0 | 0 | 0 | 0 | 0 | 0 | 0 | 0 | 0 | 0
Comprehensive Packaged Air Conditioning Systems | [14 empty] | System | #N/A | [17 empty] | 0 | 0 | 0 | 0 | 0 | 0 | 0 | 0 | 0 | 0 | 0 | 0 | 0 | 0 | 0 | 0 | 0 | 0 | 0 | 0 | 0 | 0 | 0 | 0 | 0 | 0 | 0 | 0 | 0
Comprehensive Packaged Air Conditioning Systems | [14 empty] | System | #N/A | [17 empty] | 0 | 0 | 0 | 0 | 0 | 0 | 0 | 0 | 0 | 0 | 0 | 0 | 0 | 0 | 0 | 0 | 0 | 0 | 0 | 0 | 0 | 0 | 0 | 0 | 0 | 0 | 0 | 0 | 0
Comprehensive Packaged Air Conditioning Systems | [14 empty] | System | #N/A | [17 empty] | 0 | 0 | 0 | 0 | 0 | 0 | 0 | 0 | 0 | 0 | 0 | 0 | 0 | 0 | 0 | 0 | 0 | 0 | 0 | 0 | 0 | 0 | 0 | 0 | 0 | 0 | 0 | 0 | 0
Comprehensive Packaged Air Conditioning Systems | [14 empty] | System | #N/A | [17 empty] | 0 | 0 | 0 | 0 | 0 | 0 | 0 | 0 | 0 | 0 | 0 | 0 | 0 | 0 | 0 | 0 | 0 | 0 | 0 | 0 | 0 | 0 | 0 | 0 | 0 | 0 | 0 | 0 | 0
Comprehensive Packaged Air Conditioning Systems | [14 empty] | System | #N/A | [17 empty] | 0 | 0 | 0 | 0 | 0 | 0 | 0 | 0 | 0 | 0 | 0 | 0 | 0 | 0 | 0 | 0 | 0 | 0 | 0 | 0 | 0 | 0 | 0 | 0 | 0 | 0 | 0 | 0 | 0
Comprehensive Packaged Air Conditioning Systems | [14 empty] | System | #N/A | [17 empty] | 0 | 0 | 0 | 0 | 0 | 0 | 0 | 0 | 0 | 0 | 0 | 0 | 0 | 0 | 0 | 0 | 0 | 0 | 0 | 0 | 0 | 0 | 0 | 0 | 0 | 0 | 0 | 0 | 0
Comprehensive Packaged Air Conditioning Systems | [14 empty] | System | #N/A | [17 empty] | 0 | 0 | 0 | 0 | 0 | 0 | 0 | 0 | 0 | 0 | 0 | 0 | 0 | 0 | 0 | 0 | 0 | 0 | 0 | 0 | 0 | 0 | 0 | 0 | 0 | 0 | 0 | 0 | 0
Comprehensive Packaged Air Conditioning Systems | [14 empty] | System | #N/A | [17 empty] | 0 | 0 | 0 | 0 | 0 | 0 | 0 | 0 | 0 | 0 | 0 | 0 | 0 | 0 | 0 | 0 | 0 | 0 | 0 | 0 | 0 | 0 | 0 | 0 | 0 | 0 | 0 | 0 | 0
Comprehensive Packaged Air Conditioning Systems | [14 empty] | System | #N/A | [17 empty] | 0 | 0 | 0 | 0 | 0 | 0 | 0 | 0 | 0 | 0 | 0 | 0 | 0 | 0 | 0 | 0 | 0 | 0 | 0 | 0 | 0 | 0 | 0 | 0 | 0 | 0 | 0 | 0 | 0
Comprehensive Packaged Air Conditioning Systems | [14 empty] | System | #N/A | [17 empty] | 0 | 0 | 0 | 0 | 0 | 0 | 0 | 0 | 0 | 0 | 0 | 0 | 0 | 0 | 0 | 0 | 0 | 0 | 0 | 0 | 0 | 0 | 0 | 0 | 0 | 0 | 0 | 0 | 0
Comprehensive Packaged Air Conditioning Systems | [14 empty] | System | #N/A | [17 empty] | 0 | 0 | 0 | 0 | 0 | 0 | 0 | 0 | 0 | 0 | 0 | 0 | 0 | 0 | 0 | 0 | 0 | 0 | 0 | 0 | 0 | 0 | 0 | 0 | 0 | 0 | 0 | 0 | 0
Comprehensive Packaged Air Conditioning Systems | [14 empty] | System | #N/A | [17 empty] | 0 | 0 | 0 | 0 | 0 | 0 | 0 | 0 | 0 | 0 | 0 | 0 | 0 | 0 | 0 | 0 | 0 | 0 | 0 | 0 | 0 | 0 | 0 | 0 | 0 | 0 | 0 | 0 | 0
Comprehensive Packaged Air Conditioning Systems | [14 empty] | System | #N/A | [17 empty] | 0 | 0 | 0 | 0 | 0 | 0 | 0 | 0 | 0 | 0 | 0 | 0 | 0 | 0 | 0 | 0 | 0 | 0 | 0 | 0 | 0 | 0 | 0 | 0 | 0 | 0 | 0 | 0 | 0
Comprehensive Packaged Air Conditioning Systems | [14 empty] | System | #N/A | [17 empty] | 0 | 0 | 0 | 0 | 0 | 0 | 0 | 0 | 0 | 0 | 0 | 0 | 0 | 0 | 0 | 0 | 0 | 0 | 0 | 0 | 0 | 0 | 0 | 0 | 0 | 0 | 0 | 0 | 0
Comprehensive Packaged Air Conditioning Systems | [14 empty] | System | #N/A | [17 empty] | 0 | 0 | 0 | 0 | 0 | 0 | 0 | 0 | 0 | 0 | 0 | 0 | 0 | 0 | 0 | 0 | 0 | 0 | 0 | 0 | 0 | 0 | 0 | 0 | 0 | 0 | 0 | 0 | 0
Comprehensive Packaged Air Conditioning Systems | [14 empty] | System | #N/A | [17 empty] | 0 | 0 | 0 | 0 | 0 | 0 | 0 | 0 | 0 | 0 | 0 | 0 | 0 | 0 | 0 | 0 | 0 | 0 | 0 | 0 | 0 | 0 | 0 | 0 | 0 | 0 | 0 | 0 | 0
Comprehensive Packaged Air Conditioning Systems | [14 empty] | System | #N/A | [17 empty] | 0 | 0 | 0 | 0 | 0 | 0 | 0 | 0 | 0 | 0 | 0 | 0 | 0 | 0 | 0 | 0 | 0 | 0 | 0 | 0 | 0 | 0 | 0 | 0 | 0 | 0 | 0 | 0 | 0
Comprehensive Packaged Air Conditioning Systems | [14 empty] | System | #N/A | [17 empty] | 0 | 0 | 0 | 0 | 0 | 0 | 0 | 0 | 0 | 0 | 0 | 0 | 0 | 0 | 0 | 0 | 0 | 0 | 0 | 0 | 0 | 0 | 0 | 0 | 0 | 0 | 0 | 0 | 0
Comprehensive Packaged Air Conditioning Systems | [14 empty] | System | #N/A | [17 empty] | 0 | 0 | 0 | 0 | 0 | 0 | 0 | 0 | 0 | 0 | 0 | 0 | 0 | 0 | 0 | 0 | 0 | 0 | 0 | 0 | 0 | 0 | 0 | 0 | 0 | 0 | 0 | 0 | 0
Comprehensive Packaged Air Conditioning Systems | [14 empty] | System | #N/A | [17 empty] | 0 | 0 | 0 | 0 | 0 | 0 | 0 | 0 | 0 | 0 | 0 | 0 | 0 | 0 | 0 | 0 | 0 | 0 | 0 | 0 | 0 | 0 | 0 | 0 | 0 | 0 | 0 | 0 | 0
Comprehensive Packaged Air Conditioning Systems | [14 empty] | System | #N/A | [17 empty] | 0 | 0 | 0 | 0 | 0 | 0 | 0 | 0 | 0 | 0 | 0 | 0 | 0 | 0 | 0 | 0 | 0 | 0 | 0 | 0 | 0 | 0 | 0 | 0 | 0 | 0 | 0 | 0 | 0
Comprehensive Packaged Air Conditioning Systems | [14 empty] | System | #N/A | [17 empty] | 0 | 0 | 0 | 0 | 0 | 0 | 0 | 0 | 0 | 0 | 0 | 0 | 0 | 0 | 0 | 0 | 0 | 0 | 0 | 0 | 0 | 0 | 0 | 0 | 0 | 0 | 0 | 0 | 0
Comprehensive Packaged Air Conditioning Systems | [14 empty] | System | #N/A | [17 empty] | 0 | 0 | 0 | 0 | 0 | 0 | 0 | 0 | 0 | 0 | 0 | 0 | 0 | 0 | 0 | 0 | 0 | 0 | 0 | 0 | 0 | 0 | 0 | 0 | 0 | 0 | 0 | 0 | 0
Comprehensive Packaged Air Conditioning Systems | [14 empty] | System | #N/A | [17 empty] | 0 | 0 | 0 | 0 | 0 | 0 | 0 | 0 | 0 | 0 | 0 | 0 | 0 | 0 | 0 | 0 | 0 | 0 | 0 | 0 | 0 | 0 | 0 | 0 | 0 | 0 | 0 | 0 | 0
Comprehensive Packaged Air Conditioning Systems | [14 empty] | System | #N/A | [17 empty] | 0 | 0 | 0 | 0 | 0 | 0 | 0 | 0 | 0 | 0 | 0 | 0 | 0 | 0 | 0 | 0 | 0 | 0 | 0 | 0 | 0 | 0 | 0 | 0 | 0 | 0 | 0 | 0 | 0
Comprehensive Packaged Air Conditioning Systems | [14 empty] | System | #N/A | [17 empty] | 0 | 0 | 0 | 0 | 0 | 0 | 0 | 0 | 0 | 0 | 0 | 0 | 0 | 0 | 0 | 0 | 0 | 0 | 0 | 0 | 0 | 0 | 0 | 0 | 0 | 0 | 0 | 0 | 0
Comprehensive Packaged Air Conditioning Systems | [14 empty] | System | #N/A | [17 empty] | 0 | 0 | 0 | 0 | 0 | 0 | 0 | 0 | 0 | 0 | 0 | 0 | 0 | 0 | 0 | 0 | 0 | 0 | 0 | 0 | 0 | 0 | 0 | 0 | 0 | 0 | 0 | 0 | 0
Comprehensive Packaged Air Conditioning Systems | [14 empty] | System | #N/A | [17 empty] | 0 | 0 | 0 | 0 | 0 | 0 | 0 | 0 | 0 | 0 | 0 | 0 | 0 | 0 | 0 | 0 | 0 | 0 | 0 | 0 | 0 | 0 | 0 | 0 | 0 | 0 | 0 | 0 | 0
Comprehensive Packaged Air Conditioning Systems | [14 empty] | System | #N/A | [17 empty] | 0 | 0 | 0 | 0 | 0 | 0 | 0 | 0 | 0 | 0 | 0 | 0 | 0 | 0 | 0 | 0 | 0 | 0 | 0 | 0 | 0 | 0 | 0 | 0 | 0 | 0 | 0 | 0 | 0
Comprehensive Packaged Air Conditioning Systems | [14 empty] | System | #N/A | [17 empty] | 0 | 0 | 0 | 0 | 0 | 0 | 0 | 0 | 0 | 0 | 0 | 0 | 0 | 0 | 0 | 0 | 0 | 0 | 0 | 0 | 0 | 0 | 0 | 0 | 0 | 0 | 0 | 0 | 0
Comprehensive Packaged Air Conditioning Systems | [14 empty] | System | #N/A | [17 empty] | 0 | 0 | 0 | 0 | 0 | 0 | 0 | 0 | 0 | 0 | 0 | 0 | 0 | 0 | 0 | 0 | 0 | 0 | 0 | 0 | 0 | 0 | 0 | 0 | 0 | 0 | 0 | 0 | 0
Comprehensive Packaged Air Conditioning Systems | [14 empty] | System | #N/A | [17 empty] | 0 | 0 | 0 | 0 | 0 | 0 | 0 | 0 | 0 | 0 | 0 | 0 | 0 | 0 | 0 | 0 | 0 | 0 | 0 | 0 | 0 | 0 | 0 | 0 | 0 | 0 | 0 | 0 | 0
Comprehensive Packaged Air Conditioning Systems | [14 empty] | System | #N/A | [17 empty] | 0 | 0 | 0 | 0 | 0 | 0 | 0 | 0 | 0 | 0 | 0 | 0 | 0 | 0 | 0 | 0 | 0 | 0 | 0 | 0 | 0 | 0 | 0 | 0 | 0 | 0 | 0 | 0 | 0
Comprehensive Packaged Air Conditioning Systems | [14 empty] | System | #N/A | [17 empty] | 0 | 0 | 0 | 0 | 0 | 0 | 0 | 0 | 0 | 0 | 0 | 0 | 0 | 0 | 0 | 0 | 0 | 0 | 0 | 0 | 0 | 0 | 0 | 0 | 0 | 0 | 0 | 0 | 0
Comprehensive Packaged Air Conditioning Systems | [14 empty] | System | #N/A | [17 empty] | 0 | 0 | 0 | 0 | 0 | 0 | 0 | 0 | 0 | 0 | 0 | 0 | 0 | 0 | 0 | 0 | 0 | 0 | 0 | 0 | 0 | 0 | 0 | 0 | 0 | 0 | 0 | 0 | 0
Comprehensive Packaged Air Conditioning Systems | [14 empty] | System | #N/A | [17 empty] | 0 | 0 | 0 | 0 | 0 | 0 | 0 | 0 | 0 | 0 | 0 | 0 | 0 | 0 | 0 | 0 | 0 | 0 | 0 | 0 | 0 | 0 | 0 | 0 | 0 | 0 | 0 | 0 | 0
Comprehensive Packaged Air Conditioning Systems | [14 empty] | System | #N/A | [17 empty] | 0 | 0 | 0 | 0 | 0 | 0 | 0 | 0 | 0 | 0 | 0 | 0 | 0 | 0 | 0 | 0 | 0 | 0 | 0 | 0 | 0 | 0 | 0 | 0 | 0 | 0 | 0 | 0 | 0
Comprehensive Packaged Air Conditioning Systems | [14 empty] | System | #N/A | [17 empty] | 0 | 0 | 0 | 0 | 0 | 0 | 0 | 0 | 0 | 0 | 0 | 0 | 0 | 0 | 0 | 0 | 0 | 0 | 0 | 0 | 0 | 0 | 0 | 0 | 0 | 0 | 0 | 0 | 0
Comprehensive Packaged Air Conditioning Systems | [14 empty] | System | #N/A | [17 empty] | 0 | 0 | 0 | 0 | 0 | 0 | 0 | 0 | 0 | 0 | 0 | 0 | 0 | 0 | 0 | 0 | 0 | 0 | 0 | 0 | 0 | 0 | 0 | 0 | 0 | 0 | 0 | 0 | 0
Comprehensive Packaged Air Conditioning Systems | [14 empty] | System | #N/A | [17 empty] | 0 | 0 | 0 | 0 | 0 | 0 | 0 | 0 | 0 | 0 | 0 | 0 | 0 | 0 | 0 | 0 | 0 | 0 | 0 | 0 | 0 | 0 | 0 | 0 | 0 | 0 | 0 | 0 | 0
Comprehensive Packaged Air Conditioning Systems | [14 empty] | System | #N/A | [17 empty] | 0 | 0 | 0 | 0 | 0 | 0 | 0 | 0 | 0 | 0 | 0 | 0 | 0 | 0 | 0 | 0 | 0 | 0 | 0 | 0 | 0 | 0 | 0 | 0 | 0 | 0 | 0 | 0 | 0
Comprehensive Packaged Air Conditioning Systems | [14 empty] | System | #N/A | [17 empty] | 0 | 0 | 0 | 0 | 0 | 0 | 0 | 0 | 0 | 0 | 0 | 0 | 0 | 0 | 0 | 0 | 0 | 0 | 0 | 0 | 0 | 0 | 0 | 0 | 0 | 0 | 0 | 0 | 0
Comprehensive Packaged Air Conditioning Systems | [14 empty] | System | #N/A | [17 empty] | 0 | 0 | 0 | 0 | 0 | 0 | 0 | 0 | 0 | 0 | 0 | 0 | 0 | 0 | 0 | 0 | 0 | 0 | 0 | 0 | 0 | 0 | 0 | 0 | 0 | 0 | 0 | 0 | 0
Comprehensive Packaged Air Conditioning Systems | [14 empty] | System | #N/A | [17 empty] | 0 | 0 | 0 | 0 | 0 | 0 | 0 | 0 | 0 | 0 | 0 | 0 | 0 | 0 | 0 | 0 | 0 | 0 | 0 | 0 | 0 | 0 | 0 | 0 | 0 | 0 | 0 | 0 | 0
Comprehensive Packaged Air Conditioning Systems | [14 empty] | System | #N/A | [17 empty] | 0 | 0 | 0 | 0 | 0 | 0 | 0 | 0 | 0 | 0 | 0 | 0 | 0 | 0 | 0 | 0 | 0 | 0 | 0 | 0 | 0 | 0 | 0 | 0 | 0 | 0 | 0 | 0 | 0
Comprehensive Packaged Air Conditioning Systems | [14 empty] | System | #N/A | [17 empty] | 0 | 0 | 0 | 0 | 0 | 0 | 0 | 0 | 0 | 0 | 0 | 0 | 0 | 0 | 0 | 0 | 0 | 0 | 0 | 0 | 0 | 0 | 0 | 0 | 0 | 0 | 0 | 0 | 0
Comprehensive Packaged Air Conditioning Systems | [14 empty] | System | #N/A | [17 empty] | 0 | 0 | 0 | 0 | 0 | 0 | 0 | 0 | 0 | 0 | 0 | 0 | 0 | 0 | 0 | 0 | 0 | 0 | 0 | 0 | 0 | 0 | 0 | 0 | 0 | 0 | 0 | 0 | 0
Comprehensive Packaged Air Conditioning Systems | [14 empty] | System | #N/A | [17 empty] | 0 | 0 | 0 | 0 | 0 | 0 | 0 | 0 | 0 | 0 | 0 | 0 | 0 | 0 | 0 | 0 | 0 | 0 | 0 | 0 | 0 | 0 | 0 | 0 | 0 | 0 | 0 | 0 | 0
Comprehensive Packaged Air Conditioning Systems | [14 empty] | System | #N/A | [17 empty] | 0 | 0 | 0 | 0 | 0 | 0 | 0 | 0 | 0 | 0 | 0 | 0 | 0 | 0 | 0 | 0 | 0 | 0 | 0 | 0 | 0 | 0 | 0 | 0 | 0 | 0 | 0 | 0 | 0
Comprehensive Packaged Air Conditioning Systems | [14 empty] | System | #N/A | [17 empty] | 0 | 0 | 0 | 0 | 0 | 0 | 0 | 0 | 0 | 0 | 0 | 0 | 0 | 0 | 0 | 0 | 0 | 0 | 0 | 0 | 0 | 0 | 0 | 0 | 0 | 0 | 0 | 0 | 0
Comprehensive Packaged Air Conditioning Systems | [14 empty] | System | #N/A | [17 empty] | 0 | 0 | 0 | 0 | 0 | 0 | 0 | 0 | 0 | 0 | 0 | 0 | 0 | 0 | 0 | 0 | 0 | 0 | 0 | 0 | 0 | 0 | 0 | 0 | 0 | 0 | 0 | 0 | 0
Comprehensive Packaged Air Conditioning Systems | [14 empty] | System | #N/A | [17 empty] | 0 | 0 | 0 | 0 | 0 | 0 | 0 | 0 | 0 | 0 | 0 | 0 | 0 | 0 | 0 | 0 | 0 | 0 | 0 | 0 | 0 | 0 | 0 | 0 | 0 | 0 | 0 | 0 | 0
Comprehensive Packaged Air Conditioning Systems | [14 empty] | System | #N/A | [17 empty] | 0 | 0 | 0 | 0 | 0 | 0 | 0 | 0 | 0 | 0 | 0 | 0 | 0 | 0 | 0 | 0 | 0 | 0 | 0 | 0 | 0 | 0 | 0 | 0 | 0 | 0 | 0 | 0 | 0
Comprehensive Packaged Air Conditioning Systems | [14 empty] | System | #N/A | [17 empty] | 0 | 0 | 0 | 0 | 0 | 0 | 0 | 0 | 0 | 0 | 0 | 0 | 0 | 0 | 0 | 0 | 0 | 0 | 0 | 0 | 0 | 0 | 0 | 0 | 0 | 0 | 0 | 0 | 0
Comprehensive Packaged Air Conditioning Systems | [14 empty] | System | #N/A | [17 empty] | 0 | 0 | 0 | 0 | 0 | 0 | 0 | 0 | 0 | 0 | 0 | 0 | 0 | 0 | 0 | 0 | 0 | 0 | 0 | 0 | 0 | 0 | 0 | 0 | 0 | 0 | 0 | 0 | 0
Comprehensive Packaged Air Conditioning Systems | [14 empty] | System | #N/A | [17 empty] | 0 | 0 | 0 | 0 | 0 | 0 | 0 | 0 | 0 | 0 | 0 | 0 | 0 | 0 | 0 | 0 | 0 | 0 | 0 | 0 | 0 | 0 | 0 | 0 | 0 | 0 | 0 | 0 | 0
Comprehensive Packaged Air Conditioning Systems | [14 empty] | System | #N/A | [17 empty] | 0 | 0 | 0 | 0 | 0 | 0 | 0 | 0 | 0 | 0 | 0 | 0 | 0 | 0 | 0 | 0 | 0 | 0 | 0 | 0 | 0 | 0 | 0 | 0 | 0 | 0 | 0 | 0 | 0
Comprehensive Packaged Air Conditioning Systems | [14 empty] | System | #N/A | [17 empty] | 0 | 0 | 0 | 0 | 0 | 0 | 0 | 0 | 0 | 0 | 0 | 0 | 0 | 0 | 0 | 0 | 0 | 0 | 0 | 0 | 0 | 0 | 0 | 0 | 0 | 0 | 0 | 0 | 0
Comprehensive Packaged Air Conditioning Systems | [14 empty] | System | #N/A | [17 empty] | 0 | 0 | 0 | 0 | 0 | 0 | 0 | 0 | 0 | 0 | 0 | 0 | 0 | 0 | 0 | 0 | 0 | 0 | 0 | 0 | 0 | 0 | 0 | 0 | 0 | 0 | 0 | 0 | 0
Comprehensive Packaged Air Conditioning Systems | [14 empty] | System | #N/A | [17 empty] | 0 | 0 | 0 | 0 | 0 | 0 | 0 | 0 | 0 | 0 | 0 | 0 | 0 | 0 | 0 | 0 | 0 | 0 | 0 | 0 | 0 | 0 | 0 | 0 | 0 | 0 | 0 | 0 | 0
Comprehensive Packaged Air Conditioning Systems | [14 empty] | System | #N/A | [17 empty] | 0 | 0 | 0 | 0 | 0 | 0 | 0 | 0 | 0 | 0 | 0 | 0 | 0 | 0 | 0 | 0 | 0 | 0 | 0 | 0 | 0 | 0 | 0 | 0 | 0 | 0 | 0 | 0 | 0
Comprehensive Packaged Air Conditioning Systems | [14 empty] | System | #N/A | [17 empty] | 0 | 0 | 0 | 0 | 0 | 0 | 0 | 0 | 0 | 0 | 0 | 0 | 0 | 0 | 0 | 0 | 0 | 0 | 0 | 0 | 0 | 0 | 0 | 0 | 0 | 0 | 0 | 0 | 0
Comprehensive Packaged Air Conditioning Systems | [14 empty] | System | #N/A | [17 empty] | 0 | 0 | 0 | 0 | 0 | 0 | 0 | 0 | 0 | 0 | 0 | 0 | 0 | 0 | 0 | 0 | 0 | 0 | 0 | 0 | 0 | 0 | 0 | 0 | 0 | 0 | 0 | 0 | 0
Comprehensive Packaged Air Conditioning Systems | [14 empty] | System | #N/A | [17 empty] | 0 | 0 | 0 | 0 | 0 | 0 | 0 | 0 | 0 | 0 | 0 | 0 | 0 | 0 | 0 | 0 | 0 | 0 | 0 | 0 | 0 | 0 | 0 | 0 | 0 | 0 | 0 | 0 | 0
Comprehensive Packaged Air Conditioning Systems | [14 empty] | System | #N/A | [17 empty] | 0 | 0 | 0 | 0 | 0 | 0 | 0 | 0 | 0 | 0 | 0 | 0 | 0 | 0 | 0 | 0 | 0 | 0 | 0 | 0 | 0 | 0 | 0 | 0 | 0 | 0 | 0 | 0 | 0
Comprehensive Packaged Air Conditioning Systems | [14 empty] | System | #N/A | [17 empty] | 0 | 0 | 0 | 0 | 0 | 0 | 0 | 0 | 0 | 0 | 0 | 0 | 0 | 0 | 0 | 0 | 0 | 0 | 0 | 0 | 0 | 0 | 0 | 0 | 0 | 0 | 0 | 0 | 0
Comprehensive Packaged Air Conditioning Systems | [14 empty] | System | #N/A | [17 empty] | 0 | 0 | 0 | 0 | 0 | 0 | 0 | 0 | 0 | 0 | 0 | 0 | 0 | 0 | 0 | 0 | 0 | 0 | 0 | 0 | 0 | 0 | 0 | 0 | 0 | 0 | 0 | 0 | 0
Comprehensive Packaged Air Conditioning Systems | [14 empty] | System | #N/A | [17 empty] | 0 | 0 | 0 | 0 | 0 | 0 | 0 | 0 | 0 | 0 | 0 | 0 | 0 | 0 | 0 | 0 | 0 | 0 | 0 | 0 | 0 | 0 | 0 | 0 | 0 | 0 | 0 | 0 | 0
Comprehensive Packaged Air Conditioning Systems | [14 empty] | System | #N/A | [17 empty] | 0 | 0 | 0 | 0 | 0 | 0 | 0 | 0 | 0 | 0 | 0 | 0 | 0 | 0 | 0 | 0 | 0 | 0 | 0 | 0 | 0 | 0 | 0 | 0 | 0 | 0 | 0 | 0 | 0
Comprehensive Packaged Air Conditioning Systems | [14 empty] | System | #N/A | [17 empty] | 0 | 0 | 0 | 0 | 0 | 0 | 0 | 0 | 0 | 0 | 0 | 0 | 0 | 0 | 0 | 0 | 0 | 0 | 0 | 0 | 0 | 0 | 0 | 0 | 0 | 0 | 0 | 0 | 0
Comprehensive Packaged Air Conditioning Systems | [14 empty] | System | #N/A | [17 empty] | 0 | 0 | 0 | 0 | 0 | 0 | 0 | 0 | 0 | 0 | 0 | 0 | 0 | 0 | 0 | 0 | 0 | 0 | 0 | 0 | 0 | 0 | 0 | 0 | 0 | 0 | 0 | 0 | 0
Comprehensive Packaged Air Conditioning Systems | [14 empty] | System | #N/A | [17 empty] | 0 | 0 | 0 | 0 | 0 | 0 | 0 | 0 | 0 | 0 | 0 | 0 | 0 | 0 | 0 | 0 | 0 | 0 | 0 | 0 | 0 | 0 | 0 | 0 | 0 | 0 | 0 | 0 | 0
Comprehensive Packaged Air Conditioning Systems | [14 empty] | System | #N/A | [17 empty] | 0 | 0 | 0 | 0 | 0 | 0 | 0 | 0 | 0 | 0 | 0 | 0 | 0 | 0 | 0 | 0 | 0 | 0 | 0 | 0 | 0 | 0 | 0 | 0 | 0 | 0 | 0 | 0 | 0
Comprehensive Packaged Air Conditioning Systems | [14 empty] | System | #N/A | [17 empty] | 0 | 0 | 0 | 0 | 0 | 0 | 0 | 0 | 0 | 0 | 0 | 0 | 0 | 0 | 0 | 0 | 0 | 0 | 0 | 0 | 0 | 0 | 0 | 0 | 0 | 0 | 0 | 0 | 0
Comprehensive Packaged Air Conditioning Systems | [14 empty] | System | #N/A | [17 empty] | 0 | 0 | 0 | 0 | 0 | 0 | 0 | 0 | 0 | 0 | 0 | 0 | 0 | 0 | 0 | 0 | 0 | 0 | 0 | 0 | 0 | 0 | 0 | 0 | 0 | 0 | 0 | 0 | 0
Comprehensive Packaged Air Conditioning Systems | [14 empty] | System | #N/A | [17 empty] | 0 | 0 | 0 | 0 | 0 | 0 | 0 | 0 | 0 | 0 | 0 | 0 | 0 | 0 | 0 | 0 | 0 | 0 | 0 | 0 | 0 | 0 | 0 | 0 | 0 | 0 | 0 | 0 | 0
Comprehensive Packaged Air Conditioning Systems | [14 empty] | System | #N/A | [17 empty] | 0 | 0 | 0 | 0 | 0 | 0 | 0 | 0 | 0 | 0 | 0 | 0 | 0 | 0 | 0 | 0 | 0 | 0 | 0 | 0 | 0 | 0 | 0 | 0 | 0 | 0 | 0 | 0 | 0
Comprehensive Packaged Air Conditioning Systems | [14 empty] | System | #N/A | [17 empty] | 0 | 0 | 0 | 0 | 0 | 0 | 0 | 0 | 0 | 0 | 0 | 0 | 0 | 0 | 0 | 0 | 0 | 0 | 0 | 0 | 0 | 0 | 0 | 0 | 0 | 0 | 0 | 0 | 0
Comprehensive Packaged Air Conditioning Systems | [14 empty] | System | #N/A | [17 empty] | 0 | 0 | 0 | 0 | 0 | 0 | 0 | 0 | 0 | 0 | 0 | 0 | 0 | 0 | 0 | 0 | 0 | 0 | 0 | 0 | 0 | 0 | 0 | 0 | 0 | 0 | 0 | 0 | 0
Comprehensive Packaged Air Conditioning Systems | [14 empty] | System | #N/A | [17 empty] | 0 | 0 | 0 | 0 | 0 | 0 | 0 | 0 | 0 | 0 | 0 | 0 | 0 | 0 | 0 | 0 | 0 | 0 | 0 | 0 | 0 | 0 | 0 | 0 | 0 | 0 | 0 | 0 | 0
Comprehensive Packaged Air Conditioning Systems | [14 empty] | System | #N/A | [17 empty] | 0 | 0 | 0 | 0 | 0 | 0 | 0 | 0 | 0 | 0 | 0 | 0 | 0 | 0 | 0 | 0 | 0 | 0 | 0 | 0 | 0 | 0 | 0 | 0 | 0 | 0 | 0 | 0 | 0
Comprehensive Packaged Air Conditioning Systems | [14 empty] | System | #N/A | [17 empty] | 0 | 0 | 0 | 0 | 0 | 0 | 0 | 0 | 0 | 0 | 0 | 0 | 0 | 0 | 0 | 0 | 0 | 0 | 0 | 0 | 0 | 0 | 0 | 0 | 0 | 0 | 0 | 0 | 0
Comprehensive Packaged Air Conditioning Systems | [14 empty] | System | #N/A | [17 empty] | 0 | 0 | 0 | 0 | 0 | 0 | 0 | 0 | 0 | 0 | 0 | 0 | 0 | 0 | 0 | 0 | 0 | 0 | 0 | 0 | 0 | 0 | 0 | 0 | 0 | 0 | 0 | 0 | 0
Comprehensive Packaged Air Conditioning Systems | [14 empty] | System | #N/A | [17 empty] | 0 | 0 | 0 | 0 | 0 | 0 | 0 | 0 | 0 | 0 | 0 | 0 | 0 | 0 | 0 | 0 | 0 | 0 | 0 | 0 | 0 | 0 | 0 | 0 | 0 | 0 | 0 | 0 | 0
Comprehensive Packaged Air Conditioning Systems | [14 empty] | System | #N/A | [17 empty] | 0 | 0 | 0 | 0 | 0 | 0 | 0 | 0 | 0 | 0 | 0 | 0 | 0 | 0 | 0 | 0 | 0 | 0 | 0 | 0 | 0 | 0 | 0 | 0 | 0 | 0 | 0 | 0 | 0
Comprehensive Packaged Air Conditioning Systems | [14 empty] | System | #N/A | [17 empty] | 0 | 0 | 0 | 0 | 0 | 0 | 0 | 0 | 0 | 0 | 0 | 0 | 0 | 0 | 0 | 0 | 0 | 0 | 0 | 0 | 0 | 0 | 0 | 0 | 0 | 0 | 0 | 0 | 0
Comprehensive Packaged Air Conditioning Systems | [14 empty] | System | #N/A | [17 empty] | 0 | 0 | 0 | 0 | 0 | 0 | 0 | 0 | 0 | 0 | 0 | 0 | 0 | 0 | 0 | 0 | 0 | 0 | 0 | 0 | 0 | 0 | 0 | 0 | 0 | 0 | 0 | 0 | 0
Comprehensive Packaged Air Conditioning Systems | [14 empty] | System | #N/A | [17 empty] | 0 | 0 | 0 | 0 | 0 | 0 | 0 | 0 | 0 | 0 | 0 | 0 | 0 | 0 | 0 | 0 | 0 | 0 | 0 | 0 | 0 | 0 | 0 | 0 | 0 | 0 | 0 | 0 | 0
Comprehensive Packaged Air Conditioning Systems | [14 empty] | System | #N/A | [17 empty] | 0 | 0 | 0 | 0 | 0 | 0 | 0 | 0 | 0 | 0 | 0 | 0 | 0 | 0 | 0 | 0 | 0 | 0 | 0 | 0 | 0 | 0 | 0 | 0 | 0 | 0 | 0 | 0 | 0
Comprehensive Packaged Air Conditioning Systems | [14 empty] | System | #N/A | [17 empty] | 0 | 0 | 0 | 0 | 0 | 0 | 0 | 0 | 0 | 0 | 0 | 0 | 0 | 0 | 0 | 0 | 0 | 0 | 0 | 0 | 0 | 0 | 0 | 0 | 0 | 0 | 0 | 0 | 0
Comprehensive Packaged Air Conditioning Systems | [14 empty] | System | #N/A | [17 empty] | 0 | 0 | 0 | 0 | 0 | 0 | 0 | 0 | 0 | 0 | 0 | 0 | 0 | 0 | 0 | 0 | 0 | 0 | 0 | 0 | 0 | 0 | 0 | 0 | 0 | 0 | 0 | 0 | 0
Comprehensive Packaged Air Conditioning Systems | [14 empty] | System | #N/A | [17 empty] | 0 | 0 | 0 | 0 | 0 | 0 | 0 | 0 | 0 | 0 | 0 | 0 | 0 | 0 | 0 | 0 | 0 | 0 | 0 | 0 | 0 | 0 | 0 | 0 | 0 | 0 | 0 | 0 | 0
Comprehensive Packaged Air Conditioning Systems | [14 empty] | System | #N/A | [17 empty] | 0 | 0 | 0 | 0 | 0 | 0 | 0 | 0 | 0 | 0 | 0 | 0 | 0 | 0 | 0 | 0 | 0 | 0 | 0 | 0 | 0 | 0 | 0 | 0 | 0 | 0 | 0 | 0 | 0
Comprehensive Packaged Air Conditioning Systems | [14 empty] | System | #N/A | [17 empty] | 0 | 0 | 0 | 0 | 0 | 0 | 0 | 0 | 0 | 0 | 0 | 0 | 0 | 0 | 0 | 0 | 0 | 0 | 0 | 0 | 0 | 0 | 0 | 0 | 0 | 0 | 0 | 0 | 0
Comprehensive Packaged Air Conditioning Systems | [14 empty] | System | #N/A | [17 empty] | 0 | 0 | 0 | 0 | 0 | 0 | 0 | 0 | 0 | 0 | 0 | 0 | 0 | 0 | 0 | 0 | 0 | 0 | 0 | 0 | 0 | 0 | 0 | 0 | 0 | 0 | 0 | 0 | 0
Comprehensive Packaged Air Conditioning Systems | [14 empty] | System | #N/A | [17 empty] | 0 | 0 | 0 | 0 | 0 | 0 | 0 | 0 | 0 | 0 | 0 | 0 | 0 | 0 | 0 | 0 | 0 | 0 | 0 | 0 | 0 | 0 | 0 | 0 | 0 | 0 | 0 | 0 | 0
Comprehensive Packaged Air Conditioning Systems | [14 empty] | System | #N/A | [17 empty] | 0 | 0 | 0 | 0 | 0 | 0 | 0 | 0 | 0 | 0 | 0 | 0 | 0 | 0 | 0 | 0 | 0 | 0 | 0 | 0 | 0 | 0 | 0 | 0 | 0 | 0 | 0 | 0 | 0
Comprehensive Packaged Air Conditioning Systems | [14 empty] | System | #N/A | [17 empty] | 0 | 0 | 0 | 0 | 0 | 0 | 0 | 0 | 0 | 0 | 0 | 0 | 0 | 0 | 0 | 0 | 0 | 0 | 0 | 0 | 0 | 0 | 0 | 0 | 0 | 0 | 0 | 0 | 0
Comprehensive Packaged Air Conditioning Systems | [14 empty] | System | #N/A | [17 empty] | 0 | 0 | 0 | 0 | 0 | 0 | 0 | 0 | 0 | 0 | 0 | 0 | 0 | 0 | 0 | 0 | 0 | 0 | 0 | 0 | 0 | 0 | 0 | 0 | 0 | 0 | 0 | 0 | 0
Comprehensive Packaged Air Conditioning Systems | [14 empty] | System | #N/A | [17 empty] | 0 | 0 | 0 | 0 | 0 | 0 | 0 | 0 | 0 | 0 | 0 | 0 | 0 | 0 | 0 | 0 | 0 | 0 | 0 | 0 | 0 | 0 | 0 | 0 | 0 | 0 | 0 | 0 | 0
Comprehensive Packaged Air Conditioning Systems | [14 empty] | System | #N/A | [17 empty] | 0 | 0 | 0 | 0 | 0 | 0 | 0 | 0 | 0 | 0 | 0 | 0 | 0 | 0 | 0 | 0 | 0 | 0 | 0 | 0 | 0 | 0 | 0 | 0 | 0 | 0 | 0 | 0 | 0
Comprehensive Packaged Air Conditioning Systems | [14 empty] | System | #N/A | [17 empty] | 0 | 0 | 0 | 0 | 0 | 0 | 0 | 0 | 0 | 0 | 0 | 0 | 0 | 0 | 0 | 0 | 0 | 0 | 0 | 0 | 0 | 0 | 0 | 0 | 0 | 0 | 0 | 0 | 0
Comprehensive Packaged Air Conditioning Systems | [14 empty] | System | #N/A | [17 empty] | 0 | 0 | 0 | 0 | 0 | 0 | 0 | 0 | 0 | 0 | 0 | 0 | 0 | 0 | 0 | 0 | 0 | 0 | 0 | 0 | 0 | 0 | 0 | 0 | 0 | 0 | 0 | 0 | 0
Comprehensive Packaged Air Conditioning Systems | [14 empty] | System | #N/A | [17 empty] | 0 | 0 | 0 | 0 | 0 | 0 | 0 | 0 | 0 | 0 | 0 | 0 | 0 | 0 | 0 | 0 | 0 | 0 | 0 | 0 | 0 | 0 | 0 | 0 | 0 | 0 | 0 | 0 | 0
Comprehensive Packaged Air Conditioning Systems | [14 empty] | System | #N/A | [17 empty] | 0 | 0 | 0 | 0 | 0 | 0 | 0 | 0 | 0 | 0 | 0 | 0 | 0 | 0 | 0 | 0 | 0 | 0 | 0 | 0 | 0 | 0 | 0 | 0 | 0 | 0 | 0 | 0 | 0
Comprehensive Packaged Air Conditioning Systems | [14 empty] | System | #N/A | [17 empty] | 0 | 0 | 0 | 0 | 0 | 0 | 0 | 0 | 0 | 0 | 0 | 0 | 0 | 0 | 0 | 0 | 0 | 0 | 0 | 0 | 0 | 0 | 0 | 0 | 0 | 0 | 0 | 0 | 0
Comprehensive Packaged Air Conditioning Systems | [14 empty] | System | #N/A | [17 empty] | 0 | 0 | 0 | 0 | 0 | 0 | 0 | 0 | 0 | 0 | 0 | 0 | 0 | 0 | 0 | 0 | 0 | 0 | 0 | 0 | 0 | 0 | 0 | 0 | 0 | 0 | 0 | 0 | 0
Comprehensive Packaged Air Conditioning Systems | [14 empty] | System | #N/A | [17 empty] | 0 | 0 | 0 | 0 | 0 | 0 | 0 | 0 | 0 | 0 | 0 | 0 | 0 | 0 | 0 | 0 | 0 | 0 | 0 | 0 | 0 | 0 | 0 | 0 | 0 | 0 | 0 | 0 | 0
Comprehensive Packaged Air Conditioning Systems | [14 empty] | System | #N/A | [17 empty] | 0 | 0 | 0 | 0 | 0 | 0 | 0 | 0 | 0 | 0 | 0 | 0 | 0 | 0 | 0 | 0 | 0 | 0 | 0 | 0 | 0 | 0 | 0 | 0 | 0 | 0 | 0 | 0 | 0
Comprehensive Packaged Air Conditioning Systems | [14 empty] | System | #N/A | [17 empty] | 0 | 0 | 0 | 0 | 0 | 0 | 0 | 0 | 0 | 0 | 0 | 0 | 0 | 0 | 0 | 0 | 0 | 0 | 0 | 0 | 0 | 0 | 0 | 0 | 0 | 0 | 0 | 0 | 0
Comprehensive Packaged Air Conditioning Systems | [14 empty] | System | #N/A | [17 empty] | 0 | 0 | 0 | 0 | 0 | 0 | 0 | 0 | 0 | 0 | 0 | 0 | 0 | 0 | 0 | 0 | 0 | 0 | 0 | 0 | 0 | 0 | 0 | 0 | 0 | 0 | 0 | 0 | 0
Comprehensive Packaged Air Conditioning Systems | [14 empty] | System | #N/A | [17 empty] | 0 | 0 | 0 | 0 | 0 | 0 | 0 | 0 | 0 | 0 | 0 | 0 | 0 | 0 | 0 | 0 | 0 | 0 | 0 | 0 | 0 | 0 | 0 | 0 | 0 | 0 | 0 | 0 | 0
Comprehensive Packaged Air Conditioning Systems | [14 empty] | System | #N/A | [17 empty] | 0 | 0 | 0 | 0 | 0 | 0 | 0 | 0 | 0 | 0 | 0 | 0 | 0 | 0 | 0 | 0 | 0 | 0 | 0 | 0 | 0 | 0 | 0 | 0 | 0 | 0 | 0 | 0 | 0
Comprehensive Packaged Air Conditioning Systems | [14 empty] | System | #N/A | [17 empty] | 0 | 0 | 0 | 0 | 0 | 0 | 0 | 0 | 0 | 0 | 0 | 0 | 0 | 0 | 0 | 0 | 0 | 0 | 0 | 0 | 0 | 0 | 0 | 0 | 0 | 0 | 0 | 0 | 0
Comprehensive Packaged Air Conditioning Systems | [14 empty] | System | #N/A | [17 empty] | 0 | 0 | 0 | 0 | 0 | 0 | 0 | 0 | 0 | 0 | 0 | 0 | 0 | 0 | 0 | 0 | 0 | 0 | 0 | 0 | 0 | 0 | 0 | 0 | 0 | 0 | 0 | 0 | 0
Comprehensive Packaged Air Conditioning Systems | [14 empty] | System | #N/A | [17 empty] | 0 | 0 | 0 | 0 | 0 | 0 | 0 | 0 | 0 | 0 | 0 | 0 | 0 | 0 | 0 | 0 | 0 | 0 | 0 | 0 | 0 | 0 | 0 | 0 | 0 | 0 | 0 | 0 | 0
Comprehensive Packaged Air Conditioning Systems | [14 empty] | System | #N/A | [17 empty] | 0 | 0 | 0 | 0 | 0 | 0 | 0 | 0 | 0 | 0 | 0 | 0 | 0 | 0 | 0 | 0 | 0 | 0 | 0 | 0 | 0 | 0 | 0 | 0 | 0 | 0 | 0 | 0 | 0
Comprehensive Packaged Air Conditioning Systems | [14 empty] | System | #N/A | [17 empty] | 0 | 0 | 0 | 0 | 0 | 0 | 0 | 0 | 0 | 0 | 0 | 0 | 0 | 0 | 0 | 0 | 0 | 0 | 0 | 0 | 0 | 0 | 0 | 0 | 0 | 0 | 0 | 0 | 0
Comprehensive Packaged Air Conditioning Systems | [14 empty] | System | #N/A | [17 empty] | 0 | 0 | 0 | 0 | 0 | 0 | 0 | 0 | 0 | 0 | 0 | 0 | 0 | 0 | 0 | 0 | 0 | 0 | 0 | 0 | 0 | 0 | 0 | 0 | 0 | 0 | 0 | 0 | 0
Comprehensive Packaged Air Conditioning Systems | [14 empty] | System | #N/A | [17 empty] | 0 | 0 | 0 | 0 | 0 | 0 | 0 | 0 | 0 | 0 | 0 | 0 | 0 | 0 | 0 | 0 | 0 | 0 | 0 | 0 | 0 | 0 | 0 | 0 | 0 | 0 | 0 | 0 | 0
Comprehensive Packaged Air Conditioning Systems | [14 empty] | System | #N/A | [17 empty] | 0 | 0 | 0 | 0 | 0 | 0 | 0 | 0 | 0 | 0 | 0 | 0 | 0 | 0 | 0 | 0 | 0 | 0 | 0 | 0 | 0 | 0 | 0 | 0 | 0 | 0 | 0 | 0 | 0
Comprehensive Packaged Air Conditioning Systems | [14 empty] | System | #N/A | [17 empty] | 0 | 0 | 0 | 0 | 0 | 0 | 0 | 0 | 0 | 0 | 0 | 0 | 0 | 0 | 0 | 0 | 0 | 0 | 0 | 0 | 0 | 0 | 0 | 0 | 0 | 0 | 0 | 0 | 0
Comprehensive Packaged Air Conditioning Systems | [14 empty] | System | #N/A | [17 empty] | 0 | 0 | 0 | 0 | 0 | 0 | 0 | 0 | 0 | 0 | 0 | 0 | 0 | 0 | 0 | 0 | 0 | 0 | 0 | 0 | 0 | 0 | 0 | 0 | 0 | 0 | 0 | 0 | 0
Comprehensive Packaged Air Conditioning Systems | [14 empty] | System | #N/A | [17 empty] | 0 | 0 | 0 | 0 | 0 | 0 | 0 | 0 | 0 | 0 | 0 | 0 | 0 | 0 | 0 | 0 | 0 | 0 | 0 | 0 | 0 | 0 | 0 | 0 | 0 | 0 | 0 | 0 | 0
Comprehensive Packaged Air Conditioning Systems | [14 empty] | System | #N/A | [17 empty] | 0 | 0 | 0 | 0 | 0 | 0 | 0 | 0 | 0 | 0 | 0 | 0 | 0 | 0 | 0 | 0 | 0 | 0 | 0 | 0 | 0 | 0 | 0 | 0 | 0 | 0 | 0 | 0 | 0
Comprehensive Packaged Air Conditioning Systems | [14 empty] | System | #N/A | [17 empty] | 0 | 0 | 0 | 0 | 0 | 0 | 0 | 0 | 0 | 0 | 0 | 0 | 0 | 0 | 0 | 0 | 0 | 0 | 0 | 0 | 0 | 0 | 0 | 0 | 0 | 0 | 0 | 0 | 0
Comprehensive Packaged Air Conditioning Systems | [14 empty] | System | #N/A | [17 empty] | 0 | 0 | 0 | 0 | 0 | 0 | 0 | 0 | 0 | 0 | 0 | 0 | 0 | 0 | 0 | 0 | 0 | 0 | 0 | 0 | 0 | 0 | 0 | 0 | 0 | 0 | 0 | 0 | 0
Comprehensive Packaged Air Conditioning Systems | [14 empty] | System | #N/A | [17 empty] | 0 | 0 | 0 | 0 | 0 | 0 | 0 | 0 | 0 | 0 | 0 | 0 | 0 | 0 | 0 | 0 | 0 | 0 | 0 | 0 | 0 | 0 | 0 | 0 | 0 | 0 | 0 | 0 | 0
Comprehensive Packaged Air Conditioning Systems | [14 empty] | System | #N/A | [17 empty] | 0 | 0 | 0 | 0 | 0 | 0 | 0 | 0 | 0 | 0 | 0 | 0 | 0 | 0 | 0 | 0 | 0 | 0 | 0 | 0 | 0 | 0 | 0 | 0 | 0 | 0 | 0 | 0 | 0
Comprehensive Packaged Air Conditioning Systems | [14 empty] | System | #N/A | [17 empty] | 0 | 0 | 0 | 0 | 0 | 0 | 0 | 0 | 0 | 0 | 0 | 0 | 0 | 0 | 0 | 0 | 0 | 0 | 0 | 0 | 0 | 0 | 0 | 0 | 0 | 0 | 0 | 0 | 0
Comprehensive Packaged Air Conditioning Systems | [14 empty] | System | #N/A | [17 empty] | 0 | 0 | 0 | 0 | 0 | 0 | 0 | 0 | 0 | 0 | 0 | 0 | 0 | 0 | 0 | 0 | 0 | 0 | 0 | 0 | 0 | 0 | 0 | 0 | 0 | 0 | 0 | 0 | 0
Comprehensive Packaged Air Conditioning Systems | [14 empty] | System | #N/A | [17 empty] | 0 | 0 | 0 | 0 | 0 | 0 | 0 | 0 | 0 | 0 | 0 | 0 | 0 | 0 | 0 | 0 | 0 | 0 | 0 | 0 | 0 | 0 | 0 | 0 | 0 | 0 | 0 | 0 | 0
Comprehensive Packaged Air Conditioning Systems | [14 empty] | System | #N/A | [17 empty] | 0 | 0 | 0 | 0 | 0 | 0 | 0 | 0 | 0 | 0 | 0 | 0 | 0 | 0 | 0 | 0 | 0 | 0 | 0 | 0 | 0 | 0 | 0 | 0 | 0 | 0 | 0 | 0 | 0
Comprehensive Packaged Air Conditioning Systems | [14 empty] | System | #N/A | [17 empty] | 0 | 0 | 0 | 0 | 0 | 0 | 0 | 0 | 0 | 0 | 0 | 0 | 0 | 0 | 0 | 0 | 0 | 0 | 0 | 0 | 0 | 0 | 0 | 0 | 0 | 0 | 0 | 0 | 0
Comprehensive Packaged Air Conditioning Systems | [14 empty] | System | #N/A | [17 empty] | 0 | 0 | 0 | 0 | 0 | 0 | 0 | 0 | 0 | 0 | 0 | 0 | 0 | 0 | 0 | 0 | 0 | 0 | 0 | 0 | 0 | 0 | 0 | 0 | 0 | 0 | 0 | 0 | 0
Comprehensive Packaged Air Conditioning Systems | [14 empty] | System | #N/A | [17 empty] | 0 | 0 | 0 | 0 | 0 | 0 | 0 | 0 | 0 | 0 | 0 | 0 | 0 | 0 | 0 | 0 | 0 | 0 | 0 | 0 | 0 | 0 | 0 | 0 | 0 | 0 | 0 | 0 | 0
Comprehensive Packaged Air Conditioning Systems | [14 empty] | System | #N/A | [17 empty] | 0 | 0 | 0 | 0 | 0 | 0 | 0 | 0 | 0 | 0 | 0 | 0 | 0 | 0 | 0 | 0 | 0 | 0 | 0 | 0 | 0 | 0 | 0 | 0 | 0 | 0 | 0 | 0 | 0
Comprehensive Packaged Air Conditioning Systems | [14 empty] | System | #N/A | [17 empty] | 0 | 0 | 0 | 0 | 0 | 0 | 0 | 0 | 0 | 0 | 0 | 0 | 0 | 0 | 0 | 0 | 0 | 0 | 0 | 0 | 0 | 0 | 0 | 0 | 0 | 0 | 0 | 0 | 0
Comprehensive Packaged Air Conditioning Systems | [14 empty] | System | #N/A | [17 empty] | 0 | 0 | 0 | 0 | 0 | 0 | 0 | 0 | 0 | 0 | 0 | 0 | 0 | 0 | 0 | 0 | 0 | 0 | 0 | 0 | 0 | 0 | 0 | 0 | 0 | 0 | 0 | 0 | 0
Comprehensive Packaged Air Conditioning Systems | [14 empty] | System | #N/A | [17 empty] | 0 | 0 | 0 | 0 | 0 | 0 | 0 | 0 | 0 | 0 | 0 | 0 | 0 | 0 | 0 | 0 | 0 | 0 | 0 | 0 | 0 | 0 | 0 | 0 | 0 | 0 | 0 | 0 | 0
Comprehensive Packaged Air Conditioning Systems | [14 empty] | System | #N/A | [17 empty] | 0 | 0 | 0 | 0 | 0 | 0 | 0 | 0 | 0 | 0 | 0 | 0 | 0 | 0 | 0 | 0 | 0 | 0 | 0 | 0 | 0 | 0 | 0 | 0 | 0 | 0 | 0 | 0 | 0
Comprehensive Packaged Air Conditioning Systems | [14 empty] | System | #N/A | [17 empty] | 0 | 0 | 0 | 0 | 0 | 0 | 0 | 0 | 0 | 0 | 0 | 0 | 0 | 0 | 0 | 0 | 0 | 0 | 0 | 0 | 0 | 0 | 0 | 0 | 0 | 0 | 0 | 0 | 0
Comprehensive Packaged Air Conditioning Systems | [14 empty] | System | #N/A | [17 empty] | 0 | 0 | 0 | 0 | 0 | 0 | 0 | 0 | 0 | 0 | 0 | 0 | 0 | 0 | 0 | 0 | 0 | 0 | 0 | 0 | 0 | 0 | 0 | 0 | 0 | 0 | 0 | 0 | 0
Comprehensive Packaged Air Conditioning Systems | [14 empty] | System | #N/A | [17 empty] | 0 | 0 | 0 | 0 | 0 | 0 | 0 | 0 | 0 | 0 | 0 | 0 | 0 | 0 | 0 | 0 | 0 | 0 | 0 | 0 | 0 | 0 | 0 | 0 | 0 | 0 | 0 | 0 | 0
Comprehensive Packaged Air Conditioning Systems | [14 empty] | System | #N/A | [17 empty] | 0 | 0 | 0 | 0 | 0 | 0 | 0 | 0 | 0 | 0 | 0 | 0 | 0 | 0 | 0 | 0 | 0 | 0 | 0 | 0 | 0 | 0 | 0 | 0 | 0 | 0 | 0 | 0 | 0
Comprehensive Packaged Air Conditioning Systems | [14 empty] | System | #N/A | [17 empty] | 0 | 0 | 0 | 0 | 0 | 0 | 0 | 0 | 0 | 0 | 0 | 0 | 0 | 0 | 0 | 0 | 0 | 0 | 0 | 0 | 0 | 0 | 0 | 0 | 0 | 0 | 0 | 0 | 0
Comprehensive Packaged Air Conditioning Systems | [14 empty] | System | #N/A | [17 empty] | 0 | 0 | 0 | 0 | 0 | 0 | 0 | 0 | 0 | 0 | 0 | 0 | 0 | 0 | 0 | 0 | 0 | 0 | 0 | 0 | 0 | 0 | 0 | 0 | 0 | 0 | 0 | 0 | 0
Comprehensive Packaged Air Conditioning Systems | [14 empty] | System | #N/A | [17 empty] | 0 | 0 | 0 | 0 | 0 | 0 | 0 | 0 | 0 | 0 | 0 | 0 | 0 | 0 | 0 | 0 | 0 | 0 | 0 | 0 | 0 | 0 | 0 | 0 | 0 | 0 | 0 | 0 | 0
Comprehensive Packaged Air Conditioning Systems | [14 empty] | System | #N/A | [17 empty] | 0 | 0 | 0 | 0 | 0 | 0 | 0 | 0 | 0 | 0 | 0 | 0 | 0 | 0 | 0 | 0 | 0 | 0 | 0 | 0 | 0 | 0 | 0 | 0 | 0 | 0 | 0 | 0 | 0
Comprehensive Packaged Air Conditioning Systems | [14 empty] | System | #N/A | [17 empty] | 0 | 0 | 0 | 0 | 0 | 0 | 0 | 0 | 0 | 0 | 0 | 0 | 0 | 0 | 0 | 0 | 0 | 0 | 0 | 0 | 0 | 0 | 0 | 0 | 0 | 0 | 0 | 0 | 0
Comprehensive Packaged Air Conditioning Systems | [14 empty] | System | #N/A | [17 empty] | 0 | 0 | 0 | 0 | 0 | 0 | 0 | 0 | 0 | 0 | 0 | 0 | 0 | 0 | 0 | 0 | 0 | 0 | 0 | 0 | 0 | 0 | 0 | 0 | 0 | 0 | 0 | 0 | 0
Comprehensive Packaged Air Conditioning Systems | [14 empty] | System | #N/A | [17 empty] | 0 | 0 | 0 | 0 | 0 | 0 | 0 | 0 | 0 | 0 | 0 | 0 | 0 | 0 | 0 | 0 | 0 | 0 | 0 | 0 | 0 | 0 | 0 | 0 | 0 | 0 | 0 | 0 | 0
Comprehensive Packaged Air Conditioning Systems | [14 empty] | System | #N/A | [17 empty] | 0 | 0 | 0 | 0 | 0 | 0 | 0 | 0 | 0 | 0 | 0 | 0 | 0 | 0 | 0 | 0 | 0 | 0 | 0 | 0 | 0 | 0 | 0 | 0 | 0 | 0 | 0 | 0 | 0
Comprehensive Packaged Air Conditioning Systems | [14 empty] | System | #N/A | [17 empty] | 0 | 0 | 0 | 0 | 0 | 0 | 0 | 0 | 0 | 0 | 0 | 0 | 0 | 0 | 0 | 0 | 0 | 0 | 0 | 0 | 0 | 0 | 0 | 0 | 0 | 0 | 0 | 0 | 0
Comprehensive Packaged Air Conditioning Systems | [14 empty] | System | #N/A | [17 empty] | 0 | 0 | 0 | 0 | 0 | 0 | 0 | 0 | 0 | 0 | 0 | 0 | 0 | 0 | 0 | 0 | 0 | 0 | 0 | 0 | 0 | 0 | 0 | 0 | 0 | 0 | 0 | 0 | 0
Comprehensive Packaged Air Conditioning Systems | [14 empty] | System | #N/A | [17 empty] | 0 | 0 | 0 | 0 | 0 | 0 | 0 | 0 | 0 | 0 | 0 | 0 | 0 | 0 | 0 | 0 | 0 | 0 | 0 | 0 | 0 | 0 | 0 | 0 | 0 | 0 | 0 | 0 | 0
Comprehensive Packaged Air Conditioning Systems | [14 empty] | System | #N/A | [17 empty] | 0 | 0 | 0 | 0 | 0 | 0 | 0 | 0 | 0 | 0 | 0 | 0 | 0 | 0 | 0 | 0 | 0 | 0 | 0 | 0 | 0 | 0 | 0 | 0 | 0 | 0 | 0 | 0 | 0
Comprehensive Packaged Air Conditioning Systems | [14 empty] | System | #N/A | [17 empty] | 0 | 0 | 0 | 0 | 0 | 0 | 0 | 0 | 0 | 0 | 0 | 0 | 0 | 0 | 0 | 0 | 0 | 0 | 0 | 0 | 0 | 0 | 0 | 0 | 0 | 0 | 0 | 0 | 0
Comprehensive Packaged Air Conditioning Systems | [14 empty] | System | #N/A | [17 empty] | 0 | 0 | 0 | 0 | 0 | 0 | 0 | 0 | 0 | 0 | 0 | 0 | 0 | 0 | 0 | 0 | 0 | 0 | 0 | 0 | 0 | 0 | 0 | 0 | 0 | 0 | 0 | 0 | 0
Comprehensive Packaged Air Conditioning Systems | [14 empty] | System | #N/A | [17 empty] | 0 | 0 | 0 | 0 | 0 | 0 | 0 | 0 | 0 | 0 | 0 | 0 | 0 | 0 | 0 | 0 | 0 | 0 | 0 | 0 | 0 | 0 | 0 | 0 | 0 | 0 | 0 | 0 | 0
Comprehensive Packaged Air Conditioning Systems | [14 empty] | System | #N/A | [17 empty] | 0 | 0 | 0 | 0 | 0 | 0 | 0 | 0 | 0 | 0 | 0 | 0 | 0 | 0 | 0 | 0 | 0 | 0 | 0 | 0 | 0 | 0 | 0 | 0 | 0 | 0 | 0 | 0 | 0
Comprehensive Packaged Air Conditioning Systems | [14 empty] | System | #N/A | [17 empty] | 0 | 0 | 0 | 0 | 0 | 0 | 0 | 0 | 0 | 0 | 0 | 0 | 0 | 0 | 0 | 0 | 0 | 0 | 0 | 0 | 0 | 0 | 0 | 0 | 0 | 0 | 0 | 0 | 0
Comprehensive Packaged Air Conditioning Systems | [14 empty] | System | #N/A | [17 empty] | 0 | 0 | 0 | 0 | 0 | 0 | 0 | 0 | 0 | 0 | 0 | 0 | 0 | 0 | 0 | 0 | 0 | 0 | 0 | 0 | 0 | 0 | 0 | 0 | 0 | 0 | 0 | 0 | 0
Comprehensive Packaged Air Conditioning Systems | [14 empty] | System | #N/A | [17 empty] | 0 | 0 | 0 | 0 | 0 | 0 | 0 | 0 | 0 | 0 | 0 | 0 | 0 | 0 | 0 | 0 | 0 | 0 | 0 | 0 | 0 | 0 | 0 | 0 | 0 | 0 | 0 | 0 | 0
Comprehensive Packaged Air Conditioning Systems | [14 empty] | System | #N/A | [17 empty] | 0 | 0 | 0 | 0 | 0 | 0 | 0 | 0 | 0 | 0 | 0 | 0 | 0 | 0 | 0 | 0 | 0 | 0 | 0 | 0 | 0 | 0 | 0 | 0 | 0 | 0 | 0 | 0 | 0
Comprehensive Packaged Air Conditioning Systems | [14 empty] | System | #N/A | [17 empty] | 0 | 0 | 0 | 0 | 0 | 0 | 0 | 0 | 0 | 0 | 0 | 0 | 0 | 0 | 0 | 0 | 0 | 0 | 0 | 0 | 0 | 0 | 0 | 0 | 0 | 0 | 0 | 0 | 0
Comprehensive Packaged Air Conditioning Systems | [14 empty] | System | #N/A | [17 empty] | 0 | 0 | 0 | 0 | 0 | 0 | 0 | 0 | 0 | 0 | 0 | 0 | 0 | 0 | 0 | 0 | 0 | 0 | 0 | 0 | 0 | 0 | 0 | 0 | 0 | 0 | 0 | 0 | 0
Comprehensive Packaged Air Conditioning Systems | [14 empty] | System | #N/A | [17 empty] | 0 | 0 | 0 | 0 | 0 | 0 | 0 | 0 | 0 | 0 | 0 | 0 | 0 | 0 | 0 | 0 | 0 | 0 | 0 | 0 | 0 | 0 | 0 | 0 | 0 | 0 | 0 | 0 | 0
Comprehensive Packaged Air Conditioning Systems | [14 empty] | System | #N/A | [17 empty] | 0 | 0 | 0 | 0 | 0 | 0 | 0 | 0 | 0 | 0 | 0 | 0 | 0 | 0 | 0 | 0 | 0 | 0 | 0 | 0 | 0 | 0 | 0 | 0 | 0 | 0 | 0 | 0 | 0
Comprehensive Packaged Air Conditioning Systems | [14 empty] | System | #N/A | [17 empty] | 0 | 0 | 0 | 0 | 0 | 0 | 0 | 0 | 0 | 0 | 0 | 0 | 0 | 0 | 0 | 0 | 0 | 0 | 0 | 0 | 0 | 0 | 0 | 0 | 0 | 0 | 0 | 0 | 0
Comprehensive Packaged Air Conditioning Systems | [14 empty] | System | #N/A | [17 empty] | 0 | 0 | 0 | 0 | 0 | 0 | 0 | 0 | 0 | 0 | 0 | 0 | 0 | 0 | 0 | 0 | 0 | 0 | 0 | 0 | 0 | 0 | 0 | 0 | 0 | 0 | 0 | 0 | 0
Comprehensive Packaged Air Conditioning Systems | [14 empty] | System | #N/A | [17 empty] | 0 | 0 | 0 | 0 | 0 | 0 | 0 | 0 | 0 | 0 | 0 | 0 | 0 | 0 | 0 | 0 | 0 | 0 | 0 | 0 | 0 | 0 | 0 | 0 | 0 | 0 | 0 | 0 | 0
Comprehensive Packaged Air Conditioning Systems | [14 empty] | System | #N/A | [17 empty] | 0 | 0 | 0 | 0 | 0 | 0 | 0 | 0 | 0 | 0 | 0 | 0 | 0 | 0 | 0 | 0 | 0 | 0 | 0 | 0 | 0 | 0 | 0 | 0 | 0 | 0 | 0 | 0 | 0
Comprehensive Packaged Air Conditioning Systems | [14 empty] | System | #N/A | [17 empty] | 0 | 0 | 0 | 0 | 0 | 0 | 0 | 0 | 0 | 0 | 0 | 0 | 0 | 0 | 0 | 0 | 0 | 0 | 0 | 0 | 0 | 0 | 0 | 0 | 0 | 0 | 0 | 0 | 0
Comprehensive Packaged Air Conditioning Systems | [14 empty] | System | #N/A | [17 empty] | 0 | 0 | 0 | 0 | 0 | 0 | 0 | 0 | 0 | 0 | 0 | 0 | 0 | 0 | 0 | 0 | 0 | 0 | 0 | 0 | 0 | 0 | 0 | 0 | 0 | 0 | 0 | 0 | 0
Comprehensive Packaged Air Conditioning Systems | [14 empty] | System | #N/A | [17 empty] | 0 | 0 | 0 | 0 | 0 | 0 | 0 | 0 | 0 | 0 | 0 | 0 | 0 | 0 | 0 | 0 | 0 | 0 | 0 | 0 | 0 | 0 | 0 | 0 | 0 | 0 | 0 | 0 | 0
Comprehensive Packaged Air Conditioning Systems | [14 empty] | System | #N/A | [17 empty] | 0 | 0 | 0 | 0 | 0 | 0 | 0 | 0 | 0 | 0 | 0 | 0 | 0 | 0 | 0 | 0 | 0 | 0 | 0 | 0 | 0 | 0 | 0 | 0 | 0 | 0 | 0 | 0 | 0
Comprehensive Packaged Air Conditioning Systems | [14 empty] | System | #N/A | [17 empty] | 0 | 0 | 0 | 0 | 0 | 0 | 0 | 0 | 0 | 0 | 0 | 0 | 0 | 0 | 0 | 0 | 0 | 0 | 0 | 0 | 0 | 0 | 0 | 0 | 0 | 0 | 0 | 0 | 0
Comprehensive Packaged Air Conditioning Systems | [14 empty] | System | #N/A | [17 empty] | 0 | 0 | 0 | 0 | 0 | 0 | 0 | 0 | 0 | 0 | 0 | 0 | 0 | 0 | 0 | 0 | 0 | 0 | 0 | 0 | 0 | 0 | 0 | 0 | 0 | 0 | 0 | 0 | 0
Comprehensive Packaged Air Conditioning Systems | [14 empty] | System | #N/A | [17 empty] | 0 | 0 | 0 | 0 | 0 | 0 | 0 | 0 | 0 | 0 | 0 | 0 | 0 | 0 | 0 | 0 | 0 | 0 | 0 | 0 | 0 | 0 | 0 | 0 | 0 | 0 | 0 | 0 | 0
Comprehensive Packaged Air Conditioning Systems | [14 empty] | System | #N/A | [17 empty] | 0 | 0 | 0 | 0 | 0 | 0 | 0 | 0 | 0 | 0 | 0 | 0 | 0 | 0 | 0 | 0 | 0 | 0 | 0 | 0 | 0 | 0 | 0 | 0 | 0 | 0 | 0 | 0 | 0
Comprehensive Packaged Air Conditioning Systems | [14 empty] | System | #N/A | [17 empty] | 0 | 0 | 0 | 0 | 0 | 0 | 0 | 0 | 0 | 0 | 0 | 0 | 0 | 0 | 0 | 0 | 0 | 0 | 0 | 0 | 0 | 0 | 0 | 0 | 0 | 0 | 0 | 0 | 0
Comprehensive Packaged Air Conditioning Systems | [14 empty] | System | #N/A | [17 empty] | 0 | 0 | 0 | 0 | 0 | 0 | 0 | 0 | 0 | 0 | 0 | 0 | 0 | 0 | 0 | 0 | 0 | 0 | 0 | 0 | 0 | 0 | 0 | 0 | 0 | 0 | 0 | 0 | 0
Comprehensive Packaged Air Conditioning Systems | [14 empty] | System | #N/A | [17 empty] | 0 | 0 | 0 | 0 | 0 | 0 | 0 | 0 | 0 | 0 | 0 | 0 | 0 | 0 | 0 | 0 | 0 | 0 | 0 | 0 | 0 | 0 | 0 | 0 | 0 | 0 | 0 | 0 | 0
Comprehensive Packaged Air Conditioning Systems | [14 empty] | System | #N/A | [17 empty] | 0 | 0 | 0 | 0 | 0 | 0 | 0 | 0 | 0 | 0 | 0 | 0 | 0 | 0 | 0 | 0 | 0 | 0 | 0 | 0 | 0 | 0 | 0 | 0 | 0 | 0 | 0 | 0 | 0
Comprehensive Packaged Air Conditioning Systems | [14 empty] | System | #N/A | [17 empty] | 0 | 0 | 0 | 0 | 0 | 0 | 0 | 0 | 0 | 0 | 0 | 0 | 0 | 0 | 0 | 0 | 0 | 0 | 0 | 0 | 0 | 0 | 0 | 0 | 0 | 0 | 0 | 0 | 0
Comprehensive Packaged Air Conditioning Systems | [14 empty] | System | #N/A | [17 empty] | 0 | 0 | 0 | 0 | 0 | 0 | 0 | 0 | 0 | 0 | 0 | 0 | 0 | 0 | 0 | 0 | 0 | 0 | 0 | 0 | 0 | 0 | 0 | 0 | 0 | 0 | 0 | 0 | 0
Comprehensive Packaged Air Conditioning Systems | [14 empty] | System | #N/A | [17 empty] | 0 | 0 | 0 | 0 | 0 | 0 | 0 | 0 | 0 | 0 | 0 | 0 | 0 | 0 | 0 | 0 | 0 | 0 | 0 | 0 | 0 | 0 | 0 | 0 | 0 | 0 | 0 | 0 | 0
Comprehensive Packaged Air Conditioning Systems | [14 empty] | System | #N/A | [17 empty] | 0 | 0 | 0 | 0 | 0 | 0 | 0 | 0 | 0 | 0 | 0 | 0 | 0 | 0 | 0 | 0 | 0 | 0 | 0 | 0 | 0 | 0 | 0 | 0 | 0 | 0 | 0 | 0 | 0
Comprehensive Packaged Air Conditioning Systems | [14 empty] | System | #N/A | [17 empty] | 0 | 0 | 0 | 0 | 0 | 0 | 0 | 0 | 0 | 0 | 0 | 0 | 0 | 0 | 0 | 0 | 0 | 0 | 0 | 0 | 0 | 0 | 0 | 0 | 0 | 0 | 0 | 0 | 0
Comprehensive Packaged Air Conditioning Systems | [14 empty] | System | #N/A | [17 empty] | 0 | 0 | 0 | 0 | 0 | 0 | 0 | 0 | 0 | 0 | 0 | 0 | 0 | 0 | 0 | 0 | 0 | 0 | 0 | 0 | 0 | 0 | 0 | 0 | 0 | 0 | 0 | 0 | 0
Comprehensive Packaged Air Conditioning Systems | [14 empty] | System | #N/A | [17 empty] | 0 | 0 | 0 | 0 | 0 | 0 | 0 | 0 | 0 | 0 | 0 | 0 | 0 | 0 | 0 | 0 | 0 | 0 | 0 | 0 | 0 | 0 | 0 | 0 | 0 | 0 | 0 | 0 | 0
Comprehensive Packaged Air Conditioning Systems | [14 empty] | System | #N/A | [17 empty] | 0 | 0 | 0 | 0 | 0 | 0 | 0 | 0 | 0 | 0 | 0 | 0 | 0 | 0 | 0 | 0 | 0 | 0 | 0 | 0 | 0 | 0 | 0 | 0 | 0 | 0 | 0 | 0 | 0
Comprehensive Packaged Air Conditioning Systems | [14 empty] | System | #N/A | [17 empty] | 0 | 0 | 0 | 0 | 0 | 0 | 0 | 0 | 0 | 0 | 0 | 0 | 0 | 0 | 0 | 0 | 0 | 0 | 0 | 0 | 0 | 0 | 0 | 0 | 0 | 0 | 0 | 0 | 0
Comprehensive Packaged Air Conditioning Systems | [14 empty] | System | #N/A | [17 empty] | 0 | 0 | 0 | 0 | 0 | 0 | 0 | 0 | 0 | 0 | 0 | 0 | 0 | 0 | 0 | 0 | 0 | 0 | 0 | 0 | 0 | 0 | 0 | 0 | 0 | 0 | 0 | 0 | 0
Comprehensive Packaged Air Conditioning Systems | [14 empty] | System | #N/A | [17 empty] | 0 | 0 | 0 | 0 | 0 | 0 | 0 | 0 | 0 | 0 | 0 | 0 | 0 | 0 | 0 | 0 | 0 | 0 | 0 | 0 | 0 | 0 | 0 | 0 | 0 | 0 | 0 | 0 | 0
Comprehensive Packaged Air Conditioning Systems | [14 empty] | System | #N/A | [17 empty] | 0 | 0 | 0 | 0 | 0 | 0 | 0 | 0 | 0 | 0 | 0 | 0 | 0 | 0 | 0 | 0 | 0 | 0 | 0 | 0 | 0 | 0 | 0 | 0 | 0 | 0 | 0 | 0 | 0
Comprehensive Packaged Air Conditioning Systems | [14 empty] | System | #N/A | [17 empty] | 0 | 0 | 0 | 0 | 0 | 0 | 0 | 0 | 0 | 0 | 0 | 0 | 0 | 0 | 0 | 0 | 0 | 0 | 0 | 0 | 0 | 0 | 0 | 0 | 0 | 0 | 0 | 0 | 0
Comprehensive Packaged Air Conditioning Systems | [14 empty] | System | #N/A | [17 empty] | 0 | 0 | 0 | 0 | 0 | 0 | 0 | 0 | 0 | 0 | 0 | 0 | 0 | 0 | 0 | 0 | 0 | 0 | 0 | 0 | 0 | 0 | 0 | 0 | 0 | 0 | 0 | 0 | 0
Comprehensive Packaged Air Conditioning Systems | [14 empty] | System | #N/A | [17 empty] | 0 | 0 | 0 | 0 | 0 | 0 | 0 | 0 | 0 | 0 | 0 | 0 | 0 | 0 | 0 | 0 | 0 | 0 | 0 | 0 | 0 | 0 | 0 | 0 | 0 | 0 | 0 | 0 | 0
Comprehensive Packaged Air Conditioning Systems | [14 empty] | System | #N/A | [17 empty] | 0 | 0 | 0 | 0 | 0 | 0 | 0 | 0 | 0 | 0 | 0 | 0 | 0 | 0 | 0 | 0 | 0 | 0 | 0 | 0 | 0 | 0 | 0 | 0 | 0 | 0 | 0 | 0 | 0
Comprehensive Packaged Air Conditioning Systems | [14 empty] | System | #N/A | [17 empty] | 0 | 0 | 0 | 0 | 0 | 0 | 0 | 0 | 0 | 0 | 0 | 0 | 0 | 0 | 0 | 0 | 0 | 0 | 0 | 0 | 0 | 0 | 0 | 0 | 0 | 0 | 0 | 0 | 0
Comprehensive Packaged Air Conditioning Systems | [14 empty] | System | #N/A | [17 empty] | 0 | 0 | 0 | 0 | 0 | 0 | 0 | 0 | 0 | 0 | 0 | 0 | 0 | 0 | 0 | 0 | 0 | 0 | 0 | 0 | 0 | 0 | 0 | 0 | 0 | 0 | 0 | 0 | 0
Comprehensive Packaged Air Conditioning Systems | [14 empty] | System | #N/A | [17 empty] | 0 | 0 | 0 | 0 | 0 | 0 | 0 | 0 | 0 | 0 | 0 | 0 | 0 | 0 | 0 | 0 | 0 | 0 | 0 | 0 | 0 | 0 | 0 | 0 | 0 | 0 | 0 | 0 | 0
Comprehensive Packaged Air Conditioning Systems | [14 empty] | System | #N/A | [17 empty] | 0 | 0 | 0 | 0 | 0 | 0 | 0 | 0 | 0 | 0 | 0 | 0 | 0 | 0 | 0 | 0 | 0 | 0 | 0 | 0 | 0 | 0 | 0 | 0 | 0 | 0 | 0 | 0 | 0
Comprehensive Packaged Air Conditioning Systems | [14 empty] | System | #N/A | [17 empty] | 0 | 0 | 0 | 0 | 0 | 0 | 0 | 0 | 0 | 0 | 0 | 0 | 0 | 0 | 0 | 0 | 0 | 0 | 0 | 0 | 0 | 0 | 0 | 0 | 0 | 0 | 0 | 0 | 0
Comprehensive Packaged Air Conditioning Systems | [14 empty] | System | #N/A | [17 empty] | 0 | 0 | 0 | 0 | 0 | 0 | 0 | 0 | 0 | 0 | 0 | 0 | 0 | 0 | 0 | 0 | 0 | 0 | 0 | 0 | 0 | 0 | 0 | 0 | 0 | 0 | 0 | 0 | 0
Comprehensive Packaged Air Conditioning Systems | [14 empty] | System | #N/A | [17 empty] | 0 | 0 | 0 | 0 | 0 | 0 | 0 | 0 | 0 | 0 | 0 | 0 | 0 | 0 | 0 | 0 | 0 | 0 | 0 | 0 | 0 | 0 | 0 | 0 | 0 | 0 | 0 | 0 | 0
Comprehensive Packaged Air Conditioning Systems | [14 empty] | System | #N/A | [17 empty] | 0 | 0 | 0 | 0 | 0 | 0 | 0 | 0 | 0 | 0 | 0 | 0 | 0 | 0 | 0 | 0 | 0 | 0 | 0 | 0 | 0 | 0 | 0 | 0 | 0 | 0 | 0 | 0 | 0
Comprehensive Packaged Air Conditioning Systems | [14 empty] | System | #N/A | [17 empty] | 0 | 0 | 0 | 0 | 0 | 0 | 0 | 0 | 0 | 0 | 0 | 0 | 0 | 0 | 0 | 0 | 0 | 0 | 0 | 0 | 0 | 0 | 0 | 0 | 0 | 0 | 0 | 0 | 0
Comprehensive Packaged Air Conditioning Systems | [14 empty] | System | #N/A | [17 empty] | 0 | 0 | 0 | 0 | 0 | 0 | 0 | 0 | 0 | 0 | 0 | 0 | 0 | 0 | 0 | 0 | 0 | 0 | 0 | 0 | 0 | 0 | 0 | 0 | 0 | 0 | 0 | 0 | 0
Comprehensive Packaged Air Conditioning Systems | [14 empty] | System | #N/A | [17 empty] | 0 | 0 | 0 | 0 | 0 | 0 | 0 | 0 | 0 | 0 | 0 | 0 | 0 | 0 | 0 | 0 | 0 | 0 | 0 | 0 | 0 | 0 | 0 | 0 | 0 | 0 | 0 | 0 | 0
Comprehensive Packaged Air Conditioning Systems | [14 empty] | System | #N/A | [17 empty] | 0 | 0 | 0 | 0 | 0 | 0 | 0 | 0 | 0 | 0 | 0 | 0 | 0 | 0 | 0 | 0 | 0 | 0 | 0 | 0 | 0 | 0 | 0 | 0 | 0 | 0 | 0 | 0 | 0
Comprehensive Packaged Air Conditioning Systems | [14 empty] | System | #N/A | [17 empty] | 0 | 0 | 0 | 0 | 0 | 0 | 0 | 0 | 0 | 0 | 0 | 0 | 0 | 0 | 0 | 0 | 0 | 0 | 0 | 0 | 0 | 0 | 0 | 0 | 0 | 0 | 0 | 0 | 0
Comprehensive Packaged Air Conditioning Systems | [14 empty] | System | #N/A | [17 empty] | 0 | 0 | 0 | 0 | 0 | 0 | 0 | 0 | 0 | 0 | 0 | 0 | 0 | 0 | 0 | 0 | 0 | 0 | 0 | 0 | 0 | 0 | 0 | 0 | 0 | 0 | 0 | 0 | 0
Comprehensive Packaged Air Conditioning Systems | [14 empty] | System | #N/A | [17 empty] | 0 | 0 | 0 | 0 | 0 | 0 | 0 | 0 | 0 | 0 | 0 | 0 | 0 | 0 | 0 | 0 | 0 | 0 | 0 | 0 | 0 | 0 | 0 | 0 | 0 | 0 | 0 | 0 | 0
Comprehensive Packaged Air Conditioning Systems | [14 empty] | System | #N/A | [17 empty] | 0 | 0 | 0 | 0 | 0 | 0 | 0 | 0 | 0 | 0 | 0 | 0 | 0 | 0 | 0 | 0 | 0 | 0 | 0 | 0 | 0 | 0 | 0 | 0 | 0 | 0 | 0 | 0 | 0
Comprehensive Packaged Air Conditioning Systems | [14 empty] | System | #N/A | [17 empty] | 0 | 0 | 0 | 0 | 0 | 0 | 0 | 0 | 0 | 0 | 0 | 0 | 0 | 0 | 0 | 0 | 0 | 0 | 0 | 0 | 0 | 0 | 0 | 0 | 0 | 0 | 0 | 0 | 0
Comprehensive Packaged Air Conditioning Systems | [14 empty] | System | #N/A | [17 empty] | 0 | 0 | 0 | 0 | 0 | 0 | 0 | 0 | 0 | 0 | 0 | 0 | 0 | 0 | 0 | 0 | 0 | 0 | 0 | 0 | 0 | 0 | 0 | 0 | 0 | 0 | 0 | 0 | 0
Comprehensive Packaged Air Conditioning Systems | [14 empty] | System | #N/A | [17 empty] | 0 | 0 | 0 | 0 | 0 | 0 | 0 | 0 | 0 | 0 | 0 | 0 | 0 | 0 | 0 | 0 | 0 | 0 | 0 | 0 | 0 | 0 | 0 | 0 | 0 | 0 | 0 | 0 | 0
Comprehensive Packaged Air Conditioning Systems | [14 empty] | System | #N/A | [17 empty] | 0 | 0 | 0 | 0 | 0 | 0 | 0 | 0 | 0 | 0 | 0 | 0 | 0 | 0 | 0 | 0 | 0 | 0 | 0 | 0 | 0 | 0 | 0 | 0 | 0 | 0 | 0 | 0 | 0
Comprehensive Packaged Air Conditioning Systems | [14 empty] | System | #N/A | [17 empty] | 0 | 0 | 0 | 0 | 0 | 0 | 0 | 0 | 0 | 0 | 0 | 0 | 0 | 0 | 0 | 0 | 0 | 0 | 0 | 0 | 0 | 0 | 0 | 0 | 0 | 0 | 0 | 0 | 0
Comprehensive Packaged Air Conditioning Systems | [14 empty] | System | #N/A | [17 empty] | 0 | 0 | 0 | 0 | 0 | 0 | 0 | 0 | 0 | 0 | 0 | 0 | 0 | 0 | 0 | 0 | 0 | 0 | 0 | 0 | 0 | 0 | 0 | 0 | 0 | 0 | 0 | 0 | 0
Comprehensive Packaged Air Conditioning Systems | [14 empty] | System | #N/A | [17 empty] | 0 | 0 | 0 | 0 | 0 | 0 | 0 | 0 | 0 | 0 | 0 | 0 | 0 | 0 | 0 | 0 | 0 | 0 | 0 | 0 | 0 | 0 | 0 | 0 | 0 | 0 | 0 | 0 | 0
Comprehensive Packaged Air Conditioning Systems | [14 empty] | System | #N/A | [17 empty] | 0 | 0 | 0 | 0 | 0 | 0 | 0 | 0 | 0 | 0 | 0 | 0 | 0 | 0 | 0 | 0 | 0 | 0 | 0 | 0 | 0 | 0 | 0 | 0 | 0 | 0 | 0 | 0 | 0
Comprehensive Packaged Air Conditioning Systems | [14 empty] | System | #N/A | [17 empty] | 0 | 0 | 0 | 0 | 0 | 0 | 0 | 0 | 0 | 0 | 0 | 0 | 0 | 0 | 0 | 0 | 0 | 0 | 0 | 0 | 0 | 0 | 0 | 0 | 0 | 0 | 0 | 0 | 0
Comprehensive Packaged Air Conditioning Systems | [14 empty] | System | #N/A | [17 empty] | 0 | 0 | 0 | 0 | 0 | 0 | 0 | 0 | 0 | 0 | 0 | 0 | 0 | 0 | 0 | 0 | 0 | 0 | 0 | 0 | 0 | 0 | 0 | 0 | 0 | 0 | 0 | 0 | 0
Comprehensive Packaged Air Conditioning Systems | [14 empty] | System | #N/A | [17 empty] | 0 | 0 | 0 | 0 | 0 | 0 | 0 | 0 | 0 | 0 | 0 | 0 | 0 | 0 | 0 | 0 | 0 | 0 | 0 | 0 | 0 | 0 | 0 | 0 | 0 | 0 | 0 | 0 | 0
Comprehensive Packaged Air Conditioning Systems | [14 empty] | System | #N/A | [17 empty] | 0 | 0 | 0 | 0 | 0 | 0 | 0 | 0 | 0 | 0 | 0 | 0 | 0 | 0 | 0 | 0 | 0 | 0 | 0 | 0 | 0 | 0 | 0 | 0 | 0 | 0 | 0 | 0 | 0
Comprehensive Packaged Air Conditioning Systems | [14 empty] | System | #N/A | [17 empty] | 0 | 0 | 0 | 0 | 0 | 0 | 0 | 0 | 0 | 0 | 0 | 0 | 0 | 0 | 0 | 0 | 0 | 0 | 0 | 0 | 0 | 0 | 0 | 0 | 0 | 0 | 0 | 0 | 0
Comprehensive Packaged Air Conditioning Systems | [14 empty] | System | #N/A | [17 empty] | 0 | 0 | 0 | 0 | 0 | 0 | 0 | 0 | 0 | 0 | 0 | 0 | 0 | 0 | 0 | 0 | 0 | 0 | 0 | 0 | 0 | 0 | 0 | 0 | 0 | 0 | 0 | 0 | 0
Comprehensive Packaged Air Conditioning Systems | [14 empty] | System | #N/A | [17 empty] | 0 | 0 | 0 | 0 | 0 | 0 | 0 | 0 | 0 | 0 | 0 | 0 | 0 | 0 | 0 | 0 | 0 | 0 | 0 | 0 | 0 | 0 | 0 | 0 | 0 | 0 | 0 | 0 | 0
Comprehensive Packaged Air Conditioning Systems | [14 empty] | System | #N/A | [17 empty] | 0 | 0 | 0 | 0 | 0 | 0 | 0 | 0 | 0 | 0 | 0 | 0 | 0 | 0 | 0 | 0 | 0 | 0 | 0 | 0 | 0 | 0 | 0 | 0 | 0 | 0 | 0 | 0 | 0
Comprehensive Packaged Air Conditioning Systems | [14 empty] | System | #N/A | [17 empty] | 0 | 0 | 0 | 0 | 0 | 0 | 0 | 0 | 0 | 0 | 0 | 0 | 0 | 0 | 0 | 0 | 0 | 0 | 0 | 0 | 0 | 0 | 0 | 0 | 0 | 0 | 0 | 0 | 0
Comprehensive Packaged Air Conditioning Systems | [14 empty] | System | #N/A | [17 empty] | 0 | 0 | 0 | 0 | 0 | 0 | 0 | 0 | 0 | 0 | 0 | 0 | 0 | 0 | 0 | 0 | 0 | 0 | 0 | 0 | 0 | 0 | 0 | 0 | 0 | 0 | 0 | 0 | 0
Comprehensive Packaged Air Conditioning Systems | [14 empty] | System | #N/A | [17 empty] | 0 | 0 | 0 | 0 | 0 | 0 | 0 | 0 | 0 | 0 | 0 | 0 | 0 | 0 | 0 | 0 | 0 | 0 | 0 | 0 | 0 | 0 | 0 | 0 | 0 | 0 | 0 | 0 | 0
Comprehensive Packaged Air Conditioning Systems | [14 empty] | System | #N/A | [17 empty] | 0 | 0 | 0 | 0 | 0 | 0 | 0 | 0 | 0 | 0 | 0 | 0 | 0 | 0 | 0 | 0 | 0 | 0 | 0 | 0 | 0 | 0 | 0 | 0 | 0 | 0 | 0 | 0 | 0
Comprehensive Packaged Air Conditioning Systems | [14 empty] | System | #N/A | [17 empty] | 0 | 0 | 0 | 0 | 0 | 0 | 0 | 0 | 0 | 0 | 0 | 0 | 0 | 0 | 0 | 0 | 0 | 0 | 0 | 0 | 0 | 0 | 0 | 0 | 0 | 0 | 0 | 0 | 0
Comprehensive Packaged Air Conditioning Systems | [14 empty] | System | #N/A | [17 empty] | 0 | 0 | 0 | 0 | 0 | 0 | 0 | 0 | 0 | 0 | 0 | 0 | 0 | 0 | 0 | 0 | 0 | 0 | 0 | 0 | 0 | 0 | 0 | 0 | 0 | 0 | 0 | 0 | 0
Comprehensive Packaged Air Conditioning Systems | [14 empty] | System | #N/A | [17 empty] | 0 | 0 | 0 | 0 | 0 | 0 | 0 | 0 | 0 | 0 | 0 | 0 | 0 | 0 | 0 | 0 | 0 | 0 | 0 | 0 | 0 | 0 | 0 | 0 | 0 | 0 | 0 | 0 | 0
Comprehensive Packaged Air Conditioning Systems | [14 empty] | System | #N/A | [17 empty] | 0 | 0 | 0 | 0 | 0 | 0 | 0 | 0 | 0 | 0 | 0 | 0 | 0 | 0 | 0 | 0 | 0 | 0 | 0 | 0 | 0 | 0 | 0 | 0 | 0 | 0 | 0 | 0 | 0
Comprehensive Packaged Air Conditioning Systems | [14 empty] | System | #N/A | [17 empty] | 0 | 0 | 0 | 0 | 0 | 0 | 0 | 0 | 0 | 0 | 0 | 0 | 0 | 0 | 0 | 0 | 0 | 0 | 0 | 0 | 0 | 0 | 0 | 0 | 0 | 0 | 0 | 0 | 0
Comprehensive Packaged Air Conditioning Systems | [14 empty] | System | #N/A | [17 empty] | 0 | 0 | 0 | 0 | 0 | 0 | 0 | 0 | 0 | 0 | 0 | 0 | 0 | 0 | 0 | 0 | 0 | 0 | 0 | 0 | 0 | 0 | 0 | 0 | 0 | 0 | 0 | 0 | 0
Comprehensive Packaged Air Conditioning Systems | [14 empty] | System | #N/A | [17 empty] | 0 | 0 | 0 | 0 | 0 | 0 | 0 | 0 | 0 | 0 | 0 | 0 | 0 | 0 | 0 | 0 | 0 | 0 | 0 | 0 | 0 | 0 | 0 | 0 | 0 | 0 | 0 | 0 | 0
Comprehensive Packaged Air Conditioning Systems | [14 empty] | System | #N/A | [17 empty] | 0 | 0 | 0 | 0 | 0 | 0 | 0 | 0 | 0 | 0 | 0 | 0 | 0 | 0 | 0 | 0 | 0 | 0 | 0 | 0 | 0 | 0 | 0 | 0 | 0 | 0 | 0 | 0 | 0
Comprehensive Packaged Air Conditioning Systems | [14 empty] | System | #N/A | [17 empty] | 0 | 0 | 0 | 0 | 0 | 0 | 0 | 0 | 0 | 0 | 0 | 0 | 0 | 0 | 0 | 0 | 0 | 0 | 0 | 0 | 0 | 0 | 0 | 0 | 0 | 0 | 0 | 0 | 0
Comprehensive Packaged Air Conditioning Systems | [14 empty] | System | #N/A | [17 empty] | 0 | 0 | 0 | 0 | 0 | 0 | 0 | 0 | 0 | 0 | 0 | 0 | 0 | 0 | 0 | 0 | 0 | 0 | 0 | 0 | 0 | 0 | 0 | 0 | 0 | 0 | 0 | 0 | 0
Comprehensive Packaged Air Conditioning Systems | [14 empty] | System | #N/A | [17 empty] | 0 | 0 | 0 | 0 | 0 | 0 | 0 | 0 | 0 | 0 | 0 | 0 | 0 | 0 | 0 | 0 | 0 | 0 | 0 | 0 | 0 | 0 | 0 | 0 | 0 | 0 | 0 | 0 | 0
Comprehensive Packaged Air Conditioning Systems | [14 empty] | System | #N/A | [17 empty] | 0 | 0 | 0 | 0 | 0 | 0 | 0 | 0 | 0 | 0 | 0 | 0 | 0 | 0 | 0 | 0 | 0 | 0 | 0 | 0 | 0 | 0 | 0 | 0 | 0 | 0 | 0 | 0 | 0
Comprehensive Packaged Air Conditioning Systems | [14 empty] | System | #N/A | [17 empty] | 0 | 0 | 0 | 0 | 0 | 0 | 0 | 0 | 0 | 0 | 0 | 0 | 0 | 0 | 0 | 0 | 0 | 0 | 0 | 0 | 0 | 0 | 0 | 0 | 0 | 0 | 0 | 0 | 0
Comprehensive Packaged Air Conditioning Systems | [14 empty] | System | #N/A | [17 empty] | 0 | 0 | 0 | 0 | 0 | 0 | 0 | 0 | 0 | 0 | 0 | 0 | 0 | 0 | 0 | 0 | 0 | 0 | 0 | 0 | 0 | 0 | 0 | 0 | 0 | 0 | 0 | 0 | 0
Comprehensive Packaged Air Conditioning Systems | [14 empty] | System | #N/A | [17 empty] | 0 | 0 | 0 | 0 | 0 | 0 | 0 | 0 | 0 | 0 | 0 | 0 | 0 | 0 | 0 | 0 | 0 | 0 | 0 | 0 | 0 | 0 | 0 | 0 | 0 | 0 | 0 | 0 | 0
Comprehensive Packaged Air Conditioning Systems | [14 empty] | System | #N/A | [17 empty] | 0 | 0 | 0 | 0 | 0 | 0 | 0 | 0 | 0 | 0 | 0 | 0 | 0 | 0 | 0 | 0 | 0 | 0 | 0 | 0 | 0 | 0 | 0 | 0 | 0 | 0 | 0 | 0 | 0
Comprehensive Packaged Air Conditioning Systems | [14 empty] | System | #N/A | [17 empty] | 0 | 0 | 0 | 0 | 0 | 0 | 0 | 0 | 0 | 0 | 0 | 0 | 0 | 0 | 0 | 0 | 0 | 0 | 0 | 0 | 0 | 0 | 0 | 0 | 0 | 0 | 0 | 0 | 0
Comprehensive Packaged Air Conditioning Systems | [14 empty] | System | #N/A | [17 empty] | 0 | 0 | 0 | 0 | 0 | 0 | 0 | 0 | 0 | 0 | 0 | 0 | 0 | 0 | 0 | 0 | 0 | 0 | 0 | 0 | 0 | 0 | 0 | 0 | 0 | 0 | 0 | 0 | 0
Comprehensive Packaged Air Conditioning Systems | [14 empty] | System | #N/A | [17 empty] | 0 | 0 | 0 | 0 | 0 | 0 | 0 | 0 | 0 | 0 | 0 | 0 | 0 | 0 | 0 | 0 | 0 | 0 | 0 | 0 | 0 | 0 | 0 | 0 | 0 | 0 | 0 | 0 | 0
Comprehensive Packaged Air Conditioning Systems | [14 empty] | System | #N/A | [17 empty] | 0 | 0 | 0 | 0 | 0 | 0 | 0 | 0 | 0 | 0 | 0 | 0 | 0 | 0 | 0 | 0 | 0 | 0 | 0 | 0 | 0 | 0 | 0 | 0 | 0 | 0 | 0 | 0 | 0
Comprehensive Packaged Air Conditioning Systems | [14 empty] | System | #N/A | [17 empty] | 0 | 0 | 0 | 0 | 0 | 0 | 0 | 0 | 0 | 0 | 0 | 0 | 0 | 0 | 0 | 0 | 0 | 0 | 0 | 0 | 0 | 0 | 0 | 0 | 0 | 0 | 0 | 0 | 0
Comprehensive Packaged Air Conditioning Systems | [14 empty] | System | #N/A | [17 empty] | 0 | 0 | 0 | 0 | 0 | 0 | 0 | 0 | 0 | 0 | 0 | 0 | 0 | 0 | 0 | 0 | 0 | 0 | 0 | 0 | 0 | 0 | 0 | 0 | 0 | 0 | 0 | 0 | 0
Comprehensive Packaged Air Conditioning Systems | [14 empty] | System | #N/A | [17 empty] | 0 | 0 | 0 | 0 | 0 | 0 | 0 | 0 | 0 | 0 | 0 | 0 | 0 | 0 | 0 | 0 | 0 | 0 | 0 | 0 | 0 | 0 | 0 | 0 | 0 | 0 | 0 | 0 | 0
Comprehensive Packaged Air Conditioning Systems | [14 empty] | System | #N/A | [17 empty] | 0 | 0 | 0 | 0 | 0 | 0 | 0 | 0 | 0 | 0 | 0 | 0 | 0 | 0 | 0 | 0 | 0 | 0 | 0 | 0 | 0 | 0 | 0 | 0 | 0 | 0 | 0 | 0 | 0
Comprehensive Packaged Air Conditioning Systems | [14 empty] | System | #N/A | [17 empty] | 0 | 0 | 0 | 0 | 0 | 0 | 0 | 0 | 0 | 0 | 0 | 0 | 0 | 0 | 0 | 0 | 0 | 0 | 0 | 0 | 0 | 0 | 0 | 0 | 0 | 0 | 0 | 0 | 0
Comprehensive Packaged Air Conditioning Systems | [14 empty] | System | #N/A | [17 empty] | 0 | 0 | 0 | 0 | 0 | 0 | 0 | 0 | 0 | 0 | 0 | 0 | 0 | 0 | 0 | 0 | 0 | 0 | 0 | 0 | 0 | 0 | 0 | 0 | 0 | 0 | 0 | 0 | 0
Comprehensive Packaged Air Conditioning Systems | [14 empty] | System | #N/A | [17 empty] | 0 | 0 | 0 | 0 | 0 | 0 | 0 | 0 | 0 | 0 | 0 | 0 | 0 | 0 | 0 | 0 | 0 | 0 | 0 | 0 | 0 | 0 | 0 | 0 | 0 | 0 | 0 | 0 | 0
Comprehensive Packaged Air Conditioning Systems | [14 empty] | System | #N/A | [17 empty] | 0 | 0 | 0 | 0 | 0 | 0 | 0 | 0 | 0 | 0 | 0 | 0 | 0 | 0 | 0 | 0 | 0 | 0 | 0 | 0 | 0 | 0 | 0 | 0 | 0 | 0 | 0 | 0 | 0
Comprehensive Packaged Air Conditioning Systems | [14 empty] | System | #N/A | [17 empty] | 0 | 0 | 0 | 0 | 0 | 0 | 0 | 0 | 0 | 0 | 0 | 0 | 0 | 0 | 0 | 0 | 0 | 0 | 0 | 0 | 0 | 0 | 0 | 0 | 0 | 0 | 0 | 0 | 0
Comprehensive Packaged Air Conditioning Systems | [14 empty] | System | #N/A | [17 empty] | 0 | 0 | 0 | 0 | 0 | 0 | 0 | 0 | 0 | 0 | 0 | 0 | 0 | 0 | 0 | 0 | 0 | 0 | 0 | 0 | 0 | 0 | 0 | 0 | 0 | 0 | 0 | 0 | 0
Comprehensive Packaged Air Conditioning Systems | [14 empty] | System | #N/A | [17 empty] | 0 | 0 | 0 | 0 | 0 | 0 | 0 | 0 | 0 | 0 | 0 | 0 | 0 | 0 | 0 | 0 | 0 | 0 | 0 | 0 | 0 | 0 | 0 | 0 | 0 | 0 | 0 | 0 | 0
Comprehensive Packaged Air Conditioning Systems | [14 empty] | System | #N/A | [17 empty] | 0 | 0 | 0 | 0 | 0 | 0 | 0 | 0 | 0 | 0 | 0 | 0 | 0 | 0 | 0 | 0 | 0 | 0 | 0 | 0 | 0 | 0 | 0 | 0 | 0 | 0 | 0 | 0 | 0
Comprehensive Packaged Air Conditioning Systems | [14 empty] | System | #N/A | [17 empty] | 0 | 0 | 0 | 0 | 0 | 0 | 0 | 0 | 0 | 0 | 0 | 0 | 0 | 0 | 0 | 0 | 0 | 0 | 0 | 0 | 0 | 0 | 0 | 0 | 0 | 0 | 0 | 0 | 0
Comprehensive Packaged Air Conditioning Systems | [14 empty] | System | #N/A | [17 empty] | 0 | 0 | 0 | 0 | 0 | 0 | 0 | 0 | 0 | 0 | 0 | 0 | 0 | 0 | 0 | 0 | 0 | 0 | 0 | 0 | 0 | 0 | 0 | 0 | 0 | 0 | 0 | 0 | 0
Comprehensive Packaged Air Conditioning Systems | [14 empty] | System | #N/A | [17 empty] | 0 | 0 | 0 | 0 | 0 | 0 | 0 | 0 | 0 | 0 | 0 | 0 | 0 | 0 | 0 | 0 | 0 | 0 | 0 | 0 | 0 | 0 | 0 | 0 | 0 | 0 | 0 | 0 | 0
Comprehensive Packaged Air Conditioning Systems | [14 empty] | System | #N/A | [17 empty] | 0 | 0 | 0 | 0 | 0 | 0 | 0 | 0 | 0 | 0 | 0 | 0 | 0 | 0 | 0 | 0 | 0 | 0 | 0 | 0 | 0 | 0 | 0 | 0 | 0 | 0 | 0 | 0 | 0
Comprehensive Packaged Air Conditioning Systems | [14 empty] | System | #N/A | [17 empty] | 0 | 0 | 0 | 0 | 0 | 0 | 0 | 0 | 0 | 0 | 0 | 0 | 0 | 0 | 0 | 0 | 0 | 0 | 0 | 0 | 0 | 0 | 0 | 0 | 0 | 0 | 0 | 0 | 0
Comprehensive Packaged Air Conditioning Systems | [14 empty] | System | #N/A | [17 empty] | 0 | 0 | 0 | 0 | 0 | 0 | 0 | 0 | 0 | 0 | 0 | 0 | 0 | 0 | 0 | 0 | 0 | 0 | 0 | 0 | 0 | 0 | 0 | 0 | 0 | 0 | 0 | 0 | 0
Comprehensive Packaged Air Conditioning Systems | [14 empty] | System | #N/A | [17 empty] | 0 | 0 | 0 | 0 | 0 | 0 | 0 | 0 | 0 | 0 | 0 | 0 | 0 | 0 | 0 | 0 | 0 | 0 | 0 | 0 | 0 | 0 | 0 | 0 | 0 | 0 | 0 | 0 | 0
Comprehensive Packaged Air Conditioning Systems | [14 empty] | System | #N/A | [17 empty] | 0 | 0 | 0 | 0 | 0 | 0 | 0 | 0 | 0 | 0 | 0 | 0 | 0 | 0 | 0 | 0 | 0 | 0 | 0 | 0 | 0 | 0 | 0 | 0 | 0 | 0 | 0 | 0 | 0
Comprehensive Packaged Air Conditioning Systems | [14 empty] | System | #N/A | [17 empty] | 0 | 0 | 0 | 0 | 0 | 0 | 0 | 0 | 0 | 0 | 0 | 0 | 0 | 0 | 0 | 0 | 0 | 0 | 0 | 0 | 0 | 0 | 0 | 0 | 0 | 0 | 0 | 0 | 0
Comprehensive Packaged Air Conditioning Systems | [14 empty] | System | #N/A | [17 empty] | 0 | 0 | 0 | 0 | 0 | 0 | 0 | 0 | 0 | 0 | 0 | 0 | 0 | 0 | 0 | 0 | 0 | 0 | 0 | 0 | 0 | 0 | 0 | 0 | 0 | 0 | 0 | 0 | 0
Comprehensive Packaged Air Conditioning Systems | [14 empty] | System | #N/A | [17 empty] | 0 | 0 | 0 | 0 | 0 | 0 | 0 | 0 | 0 | 0 | 0 | 0 | 0 | 0 | 0 | 0 | 0 | 0 | 0 | 0 | 0 | 0 | 0 | 0 | 0 | 0 | 0 | 0 | 0
Comprehensive Packaged Air Conditioning Systems | [14 empty] | System | #N/A | [17 empty] | 0 | 0 | 0 | 0 | 0 | 0 | 0 | 0 | 0 | 0 | 0 | 0 | 0 | 0 | 0 | 0 | 0 | 0 | 0 | 0 | 0 | 0 | 0 | 0 | 0 | 0 | 0 | 0 | 0
Comprehensive Packaged Air Conditioning Systems | [14 empty] | System | #N/A | [17 empty] | 0 | 0 | 0 | 0 | 0 | 0 | 0 | 0 | 0 | 0 | 0 | 0 | 0 | 0 | 0 | 0 | 0 | 0 | 0 | 0 | 0 | 0 | 0 | 0 | 0 | 0 | 0 | 0 | 0
Comprehensive Packaged Air Conditioning Systems | [14 empty] | System | #N/A | [17 empty] | 0 | 0 | 0 | 0 | 0 | 0 | 0 | 0 | 0 | 0 | 0 | 0 | 0 | 0 | 0 | 0 | 0 | 0 | 0 | 0 | 0 | 0 | 0 | 0 | 0 | 0 | 0 | 0 | 0
Comprehensive Packaged Air Conditioning Systems | [14 empty] | System | #N/A | [17 empty] | 0 | 0 | 0 | 0 | 0 | 0 | 0 | 0 | 0 | 0 | 0 | 0 | 0 | 0 | 0 | 0 | 0 | 0 | 0 | 0 | 0 | 0 | 0 | 0 | 0 | 0 | 0 | 0 | 0
Comprehensive Packaged Air Conditioning Systems | [14 empty] | System | #N/A | [17 empty] | 0 | 0 | 0 | 0 | 0 | 0 | 0 | 0 | 0 | 0 | 0 | 0 | 0 | 0 | 0 | 0 | 0 | 0 | 0 | 0 | 0 | 0 | 0 | 0 | 0 | 0 | 0 | 0 | 0
Comprehensive Packaged Air Conditioning Systems | [14 empty] | System | #N/A | [17 empty] | 0 | 0 | 0 | 0 | 0 | 0 | 0 | 0 | 0 | 0 | 0 | 0 | 0 | 0 | 0 | 0 | 0 | 0 | 0 | 0 | 0 | 0 | 0 | 0 | 0 | 0 | 0 | 0 | 0
Comprehensive Packaged Air Conditioning Systems | [14 empty] | System | #N/A | [17 empty] | 0 | 0 | 0 | 0 | 0 | 0 | 0 | 0 | 0 | 0 | 0 | 0 | 0 | 0 | 0 | 0 | 0 | 0 | 0 | 0 | 0 | 0 | 0 | 0 | 0 | 0 | 0 | 0 | 0
Comprehensive Packaged Air Conditioning Systems | [14 empty] | System | #N/A | [17 empty] | 0 | 0 | 0 | 0 | 0 | 0 | 0 | 0 | 0 | 0 | 0 | 0 | 0 | 0 | 0 | 0 | 0 | 0 | 0 | 0 | 0 | 0 | 0 | 0 | 0 | 0 | 0 | 0 | 0
Comprehensive Packaged Air Conditioning Systems | [14 empty] | System | #N/A | [17 empty] | 0 | 0 | 0 | 0 | 0 | 0 | 0 | 0 | 0 | 0 | 0 | 0 | 0 | 0 | 0 | 0 | 0 | 0 | 0 | 0 | 0 | 0 | 0 | 0 | 0 | 0 | 0 | 0 | 0
Comprehensive Packaged Air Conditioning Systems | [14 empty] | System | #N/A | [17 empty] | 0 | 0 | 0 | 0 | 0 | 0 | 0 | 0 | 0 | 0 | 0 | 0 | 0 | 0 | 0 | 0 | 0 | 0 | 0 | 0 | 0 | 0 | 0 | 0 | 0 | 0 | 0 | 0 | 0
Comprehensive Packaged Air Conditioning Systems | [14 empty] | System | #N/A | [17 empty] | 0 | 0 | 0 | 0 | 0 | 0 | 0 | 0 | 0 | 0 | 0 | 0 | 0 | 0 | 0 | 0 | 0 | 0 | 0 | 0 | 0 | 0 | 0 | 0 | 0 | 0 | 0 | 0 | 0
Comprehensive Packaged Air Conditioning Systems | [14 empty] | System | #N/A | [17 empty] | 0 | 0 | 0 | 0 | 0 | 0 | 0 | 0 | 0 | 0 | 0 | 0 | 0 | 0 | 0 | 0 | 0 | 0 | 0 | 0 | 0 | 0 | 0 | 0 | 0 | 0 | 0 | 0 | 0
Comprehensive Packaged Air Conditioning Systems | [14 empty] | System | #N/A | [17 empty] | 0 | 0 | 0 | 0 | 0 | 0 | 0 | 0 | 0 | 0 | 0 | 0 | 0 | 0 | 0 | 0 | 0 | 0 | 0 | 0 | 0 | 0 | 0 | 0 | 0 | 0 | 0 | 0 | 0
Comprehensive Packaged Air Conditioning Systems | [14 empty] | System | #N/A | [17 empty] | 0 | 0 | 0 | 0 | 0 | 0 | 0 | 0 | 0 | 0 | 0 | 0 | 0 | 0 | 0 | 0 | 0 | 0 | 0 | 0 | 0 | 0 | 0 | 0 | 0 | 0 | 0 | 0 | 0
Comprehensive Packaged Air Conditioning Systems | [14 empty] | System | #N/A | [17 empty] | 0 | 0 | 0 | 0 | 0 | 0 | 0 | 0 | 0 | 0 | 0 | 0 | 0 | 0 | 0 | 0 | 0 | 0 | 0 | 0 | 0 | 0 | 0 | 0 | 0 | 0 | 0 | 0 | 0
Comprehensive Packaged Air Conditioning Systems | [14 empty] | System | #N/A | [17 empty] | 0 | 0 | 0 | 0 | 0 | 0 | 0 | 0 | 0 | 0 | 0 | 0 | 0 | 0 | 0 | 0 | 0 | 0 | 0 | 0 | 0 | 0 | 0 | 0 | 0 | 0 | 0 | 0 | 0
Comprehensive Packaged Air Conditioning Systems | [14 empty] | System | #N/A | [17 empty] | 0 | 0 | 0 | 0 | 0 | 0 | 0 | 0 | 0 | 0 | 0 | 0 | 0 | 0 | 0 | 0 | 0 | 0 | 0 | 0 | 0 | 0 | 0 | 0 | 0 | 0 | 0 | 0 | 0
Comprehensive Packaged Air Conditioning Systems | [14 empty] | System | #N/A | [17 empty] | 0 | 0 | 0 | 0 | 0 | 0 | 0 | 0 | 0 | 0 | 0 | 0 | 0 | 0 | 0 | 0 | 0 | 0 | 0 | 0 | 0 | 0 | 0 | 0 | 0 | 0 | 0 | 0 | 0
Comprehensive Packaged Air Conditioning Systems | [14 empty] | System | #N/A | [17 empty] | 0 | 0 | 0 | 0 | 0 | 0 | 0 | 0 | 0 | 0 | 0 | 0 | 0 | 0 | 0 | 0 | 0 | 0 | 0 | 0 | 0 | 0 | 0 | 0 | 0 | 0 | 0 | 0 | 0
Comprehensive Packaged Air Conditioning Systems | [14 empty] | System | #N/A | [17 empty] | 0 | 0 | 0 | 0 | 0 | 0 | 0 | 0 | 0 | 0 | 0 | 0 | 0 | 0 | 0 | 0 | 0 | 0 | 0 | 0 | 0 | 0 | 0 | 0 | 0 | 0 | 0 | 0 | 0
Comprehensive Packaged Air Conditioning Systems | [14 empty] | System | #N/A | [17 empty] | 0 | 0 | 0 | 0 | 0 | 0 | 0 | 0 | 0 | 0 | 0 | 0 | 0 | 0 | 0 | 0 | 0 | 0 | 0 | 0 | 0 | 0 | 0 | 0 | 0 | 0 | 0 | 0 | 0
Comprehensive Packaged Air Conditioning Systems | [14 empty] | System | #N/A | [17 empty] | 0 | 0 | 0 | 0 | 0 | 0 | 0 | 0 | 0 | 0 | 0 | 0 | 0 | 0 | 0 | 0 | 0 | 0 | 0 | 0 | 0 | 0 | 0 | 0 | 0 | 0 | 0 | 0 | 0
Comprehensive Packaged Air Conditioning Systems | [14 empty] | System | #N/A | [17 empty] | 0 | 0 | 0 | 0 | 0 | 0 | 0 | 0 | 0 | 0 | 0 | 0 | 0 | 0 | 0 | 0 | 0 | 0 | 0 | 0 | 0 | 0 | 0 | 0 | 0 | 0 | 0 | 0 | 0
Comprehensive Packaged Air Conditioning Systems | [14 empty] | System | #N/A | [17 empty] | 0 | 0 | 0 | 0 | 0 | 0 | 0 | 0 | 0 | 0 | 0 | 0 | 0 | 0 | 0 | 0 | 0 | 0 | 0 | 0 | 0 | 0 | 0 | 0 | 0 | 0 | 0 | 0 | 0
Comprehensive Packaged Air Conditioning Systems | [14 empty] | System | #N/A | [17 empty] | 0 | 0 | 0 | 0 | 0 | 0 | 0 | 0 | 0 | 0 | 0 | 0 | 0 | 0 | 0 | 0 | 0 | 0 | 0 | 0 | 0 | 0 | 0 | 0 | 0 | 0 | 0 | 0 | 0
Comprehensive Packaged Air Conditioning Systems | [14 empty] | System | #N/A | [17 empty] | 0 | 0 | 0 | 0 | 0 | 0 | 0 | 0 | 0 | 0 | 0 | 0 | 0 | 0 | 0 | 0 | 0 | 0 | 0 | 0 | 0 | 0 | 0 | 0 | 0 | 0 | 0 | 0 | 0
Comprehensive Packaged Air Conditioning Systems | [14 empty] | System | #N/A | [17 empty] | 0 | 0 | 0 | 0 | 0 | 0 | 0 | 0 | 0 | 0 | 0 | 0 | 0 | 0 | 0 | 0 | 0 | 0 | 0 | 0 | 0 | 0 | 0 | 0 | 0 | 0 | 0 | 0 | 0
Comprehensive Packaged Air Conditioning Systems | [14 empty] | System | #N/A | [17 empty] | 0 | 0 | 0 | 0 | 0 | 0 | 0 | 0 | 0 | 0 | 0 | 0 | 0 | 0 | 0 | 0 | 0 | 0 | 0 | 0 | 0 | 0 | 0 | 0 | 0 | 0 | 0 | 0 | 0
Comprehensive Packaged Air Conditioning Systems | [14 empty] | System | #N/A | [17 empty] | 0 | 0 | 0 | 0 | 0 | 0 | 0 | 0 | 0 | 0 | 0 | 0 | 0 | 0 | 0 | 0 | 0 | 0 | 0 | 0 | 0 | 0 | 0 | 0 | 0 | 0 | 0 | 0 | 0
Comprehensive Packaged Air Conditioning Systems | [14 empty] | System | #N/A | [17 empty] | 0 | 0 | 0 | 0 | 0 | 0 | 0 | 0 | 0 | 0 | 0 | 0 | 0 | 0 | 0 | 0 | 0 | 0 | 0 | 0 | 0 | 0 | 0 | 0 | 0 | 0 | 0 | 0 | 0
Comprehensive Packaged Air Conditioning Systems | [14 empty] | System | #N/A | [17 empty] | 0 | 0 | 0 | 0 | 0 | 0 | 0 | 0 | 0 | 0 | 0 | 0 | 0 | 0 | 0 | 0 | 0 | 0 | 0 | 0 | 0 | 0 | 0 | 0 | 0 | 0 | 0 | 0 | 0
Comprehensive Packaged Air Conditioning Systems | [14 empty] | System | #N/A | [17 empty] | 0 | 0 | 0 | 0 | 0 | 0 | 0 | 0 | 0 | 0 | 0 | 0 | 0 | 0 | 0 | 0 | 0 | 0 | 0 | 0 | 0 | 0 | 0 | 0 | 0 | 0 | 0 | 0 | 0
Comprehensive Packaged Air Conditioning Systems | [14 empty] | System | #N/A | [17 empty] | 0 | 0 | 0 | 0 | 0 | 0 | 0 | 0 | 0 | 0 | 0 | 0 | 0 | 0 | 0 | 0 | 0 | 0 | 0 | 0 | 0 | 0 | 0 | 0 | 0 | 0 | 0 | 0 | 0
Comprehensive Packaged Air Conditioning Systems | [14 empty] | System | #N/A | [17 empty] | 0 | 0 | 0 | 0 | 0 | 0 | 0 | 0 | 0 | 0 | 0 | 0 | 0 | 0 | 0 | 0 | 0 | 0 | 0 | 0 | 0 | 0 | 0 | 0 | 0 | 0 | 0 | 0 | 0
Comprehensive Packaged Air Conditioning Systems | [14 empty] | System | #N/A | [17 empty] | 0 | 0 | 0 | 0 | 0 | 0 | 0 | 0 | 0 | 0 | 0 | 0 | 0 | 0 | 0 | 0 | 0 | 0 | 0 | 0 | 0 | 0 | 0 | 0 | 0 | 0 | 0 | 0 | 0
Comprehensive Packaged Air Conditioning Systems | [14 empty] | System | #N/A | [17 empty] | 0 | 0 | 0 | 0 | 0 | 0 | 0 | 0 | 0 | 0 | 0 | 0 | 0 | 0 | 0 | 0 | 0 | 0 | 0 | 0 | 0 | 0 | 0 | 0 | 0 | 0 | 0 | 0 | 0
Comprehensive Packaged Air Conditioning Systems | [14 empty] | System | #N/A | [17 empty] | 0 | 0 | 0 | 0 | 0 | 0 | 0 | 0 | 0 | 0 | 0 | 0 | 0 | 0 | 0 | 0 | 0 | 0 | 0 | 0 | 0 | 0 | 0 | 0 | 0 | 0 | 0 | 0 | 0
Comprehensive Packaged Air Conditioning Systems | [14 empty] | System | #N/A | [17 empty] | 0 | 0 | 0 | 0 | 0 | 0 | 0 | 0 | 0 | 0 | 0 | 0 | 0 | 0 | 0 | 0 | 0 | 0 | 0 | 0 | 0 | 0 | 0 | 0 | 0 | 0 | 0 | 0 | 0
Comprehensive Packaged Air Conditioning Systems | [14 empty] | System | #N/A | [17 empty] | 0 | 0 | 0 | 0 | 0 | 0 | 0 | 0 | 0 | 0 | 0 | 0 | 0 | 0 | 0 | 0 | 0 | 0 | 0 | 0 | 0 | 0 | 0 | 0 | 0 | 0 | 0 | 0 | 0
Comprehensive Packaged Air Conditioning Systems | [14 empty] | System | #N/A | [17 empty] | 0 | 0 | 0 | 0 | 0 | 0 | 0 | 0 | 0 | 0 | 0 | 0 | 0 | 0 | 0 | 0 | 0 | 0 | 0 | 0 | 0 | 0 | 0 | 0 | 0 | 0 | 0 | 0 | 0
Comprehensive Packaged Air Conditioning Systems | [15 empty] | #N/A | [17 empty] | 0 | 0 | 0 | 0 | 0 | 0 | 0 | 0 | 0 | 0 | 0 | 0 | 0 | 0 | 0 | 0 | 0 | 0 | 0 | 0 | 0 | 0 | 0 | 0 | 0 | 0 | 0 | 0 | 0
Comprehensive Packaged Air Conditioning Systems | [15 empty] | #N/A | [17 empty] | 0 | 0 | 0 | 0 | 0 | 0 | 0 | 0 | 0 | 0 | 0 | 0 | 0 | 0 | 0 | 0 | 0 | 0 | 0 | 0 | 0 | 0 | 0 | 0 | 0 | 0 | 0 | 0 | 0
Comprehensive Packaged Air Conditioning Systems | [15 empty] | #N/A | [17 empty] | 0 | 0 | 0 | 0 | 0 | 0 | 0 | 0 | 0 | 0 | 0 | 0 | 0 | 0 | 0 | 0 | 0 | 0 | 0 | 0 | 0 | 0 | 0 | 0 | 0 | 0 | 0 | 0 | 0
Comprehensive Packaged Air Conditioning Systems | [15 empty] | #N/A | [17 empty] | 0 | 0 | 0 | 0 | 0 | 0 | 0 | 0 | 0 | 0 | 0 | 0 | 0 | 0 | 0 | 0 | 0 | 0 | 0 | 0 | 0 | 0 | 0 | 0 | 0 | 0 | 0 | 0 | 0
Comprehensive Packaged Air Conditioning Systems | [15 empty] | #N/A | [17 empty] | 0 | 0 | 0 | 0 | 0 | 0 | 0 | 0 | 0 | 0 | 0 | 0 | 0 | 0 | 0 | 0 | 0 | 0 | 0 | 0 | 0 | 0 | 0 | 0 | 0 | 0 | 0 | 0 | 0
Comprehensive Packaged Air Conditioning Systems | [15 empty] | #N/A | [17 empty] | 0 | 0 | 0 | 0 | 0 | 0 | 0 | 0 | 0 | 0 | 0 | 0 | 0 | 0 | 0 | 0 | 0 | 0 | 0 | 0 | 0 | 0 | 0 | 0 | 0 | 0 | 0 | 0 | 0
Comprehensive Packaged Air Conditioning Systems | [15 empty] | #N/A | [17 empty] | 0 | 0 | 0 | 0 | 0 | 0 | 0 | 0 | 0 | 0 | 0 | 0 | 0 | 0 | 0 | 0 | 0 | 0 | 0 | 0 | 0 | 0 | 0 | 0 | 0 | 0 | 0 | 0 | 0
Comprehensive Packaged Air Conditioning Systems | [15 empty] | #N/A | [17 empty] | 0 | 0 | 0 | 0 | 0 | 0 | 0 | 0 | 0 | 0 | 0 | 0 | 0 | 0 | 0 | 0 | 0 | 0 | 0 | 0 | 0 | 0 | 0 | 0 | 0 | 0 | 0 | 0 | 0
Comprehensive Packaged Air Conditioning Systems | [15 empty] | #N/A | [17 empty] | 0 | 0 | 0 | 0 | 0 | 0 | 0 | 0 | 0 | 0 | 0 | 0 | 0 | 0 | 0 | 0 | 0 | 0 | 0 | 0 | 0 | 0 | 0 | 0 | 0 | 0 | 0 | 0 | 0
Comprehensive Packaged Air Conditioning Systems | [15 empty] | #N/A | [17 empty] | 0 | 0 | 0 | 0 | 0 | 0 | 0 | 0 | 0 | 0 | 0 | 0 | 0 | 0 | 0 | 0 | 0 | 0 | 0 | 0 | 0 | 0 | 0 | 0 | 0 | 0 | 0 | 0 | 0
Comprehensive Packaged Air Conditioning Systems | [15 empty] | #N/A | [17 empty] | 0 | 0 | 0 | 0 | 0 | 0 | 0 | 0 | 0 | 0 | 0 | 0 | 0 | 0 | 0 | 0 | 0 | 0 | 0 | 0 | 0 | 0 | 0 | 0 | 0 | 0 | 0 | 0 | 0
Comprehensive Packaged Air Conditioning Systems | [15 empty] | #N/A | [17 empty] | 0 | 0 | 0 | 0 | 0 | 0 | 0 | 0 | 0 | 0 | 0 | 0 | 0 | 0 | 0 | 0 | 0 | 0 | 0 | 0 | 0 | 0 | 0 | 0 | 0 | 0 | 0 | 0 | 0
Comprehensive Packaged Air Conditioning Systems | [15 empty] | #N/A | [17 empty] | 0 | 0 | 0 | 0 | 0 | 0 | 0 | 0 | 0 | 0 | 0 | 0 | 0 | 0 | 0 | 0 | 0 | 0 | 0 | 0 | 0 | 0 | 0 | 0 | 0 | 0 | 0 | 0 | 0
Comprehensive Packaged Air Conditioning Systems | [15 empty] | #N/A | [17 empty] | 0 | 0 | 0 | 0 | 0 | 0 | 0 | 0 | 0 | 0 | 0 | 0 | 0 | 0 | 0 | 0 | 0 | 0 | 0 | 0 | 0 | 0 | 0 | 0 | 0 | 0 | 0 | 0 | 0
Comprehensive Packaged Air Conditioning Systems | [15 empty] | #N/A | [17 empty] | 0 | 0 | 0 | 0 | 0 | 0 | 0 | 0 | 0 | 0 | 0 | 0 | 0 | 0 | 0 | 0 | 0 | 0 | 0 | 0 | 0 | 0 | 0 | 0 | 0 | 0 | 0 | 0 | 0
Comprehensive Packaged Air Conditioning Systems | [15 empty] | #N/A | [17 empty] | 0 | 0 | 0 | 0 | 0 | 0 | 0 | 0 | 0 | 0 | 0 | 0 | 0 | 0 | 0 | 0 | 0 | 0 | 0 | 0 | 0 | 0 | 0 | 0 | 0 | 0 | 0 | 0 | 0
Comprehensive Packaged Air Conditioning Systems | [15 empty] | #N/A | [17 empty] | 0 | 0 | 0 | 0 | 0 | 0 | 0 | 0 | 0 | 0 | 0 | 0 | 0 | 0 | 0 | 0 | 0 | 0 | 0 | 0 | 0 | 0 | 0 | 0 | 0 | 0 | 0 | 0 | 0
Comprehensive Packaged Air Conditioning Systems | [15 empty] | #N/A | [17 empty] | 0 | 0 | 0 | 0 | 0 | 0 | 0 | 0 | 0 | 0 | 0 | 0 | 0 | 0 | 0 | 0 | 0 | 0 | 0 | 0 | 0 | 0 | 0 | 0 | 0 | 0 | 0 | 0 | 0
Comprehensive Packaged Air Conditioning Systems | [15 empty] | #N/A | [17 empty] | 0 | 0 | 0 | 0 | 0 | 0 | 0 | 0 | 0 | 0 | 0 | 0 | 0 | 0 | 0 | 0 | 0 | 0 | 0 | 0 | 0 | 0 | 0 | 0 | 0 | 0 | 0 | 0 | 0
Comprehensive Packaged Air Conditioning Systems | [15 empty] | #N/A | [17 empty] | 0 | 0 | 0 | 0 | 0 | 0 | 0 | 0 | 0 | 0 | 0 | 0 | 0 | 0 | 0 | 0 | 0 | 0 | 0 | 0 | 0 | 0 | 0 | 0 | 0 | 0 | 0 | 0 | 0
Comprehensive Packaged Air Conditioning Systems | [15 empty] | #N/A | [17 empty] | 0 | 0 | 0 | 0 | 0 | 0 | 0 | 0 | 0 | 0 | 0 | 0 | 0 | 0 | 0 | 0 | 0 | 0 | 0 | 0 | 0 | 0 | 0 | 0 | 0 | 0 | 0 | 0 | 0
Comprehensive Packaged Air Conditioning Systems | [15 empty] | #N/A | [17 empty] | 0 | 0 | 0 | 0 | 0 | 0 | 0 | 0 | 0 | 0 | 0 | 0 | 0 | 0 | 0 | 0 | 0 | 0 | 0 | 0 | 0 | 0 | 0 | 0 | 0 | 0 | 0 | 0 | 0
Comprehensive Packaged Air Conditioning Systems | [15 empty] | #N/A | [17 empty] | 0 | 0 | 0 | 0 | 0 | 0 | 0 | 0 | 0 | 0 | 0 | 0 | 0 | 0 | 0 | 0 | 0 | 0 | 0 | 0 | 0 | 0 | 0 | 0 | 0 | 0 | 0 | 0 | 0
Comprehensive Packaged Air Conditioning Systems | [15 empty] | #N/A | [17 empty] | 0 | 0 | 0 | 0 | 0 | 0 | 0 | 0 | 0 | 0 | 0 | 0 | 0 | 0 | 0 | 0 | 0 | 0 | 0 | 0 | 0 | 0 | 0 | 0 | 0 | 0 | 0 | 0 | 0
Comprehensive Packaged Air Conditioning Systems | [15 empty] | #N/A | [17 empty] | 0 | 0 | 0 | 0 | 0 | 0 | 0 | 0 | 0 | 0 | 0 | 0 | 0 | 0 | 0 | 0 | 0 | 0 | 0 | 0 | 0 | 0 | 0 | 0 | 0 | 0 | 0 | 0 | 0
Comprehensive Packaged Air Conditioning Systems | [15 empty] | #N/A | [17 empty] | 0 | 0 | 0 | 0 | 0 | 0 | 0 | 0 | 0 | 0 | 0 | 0 | 0 | 0 | 0 | 0 | 0 | 0 | 0 | 0 | 0 | 0 | 0 | 0 | 0 | 0 | 0 | 0 | 0
Comprehensive Packaged Air Conditioning Systems | [15 empty] | #N/A | [17 empty] | 0 | 0 | 0 | 0 | 0 | 0 | 0 | 0 | 0 | 0 | 0 | 0 | 0 | 0 | 0 | 0 | 0 | 0 | 0 | 0 | 0 | 0 | 0 | 0 | 0 | 0 | 0 | 0 | 0
Comprehensive Packaged Air Conditioning Systems | [15 empty] | #N/A | [17 empty] | 0 | 0 | 0 | 0 | 0 | 0 | 0 | 0 | 0 | 0 | 0 | 0 | 0 | 0 | 0 | 0 | 0 | 0 | 0 | 0 | 0 | 0 | 0 | 0 | 0 | 0 | 0 | 0 | 0
Comprehensive Packaged Air Conditioning Systems | [15 empty] | #N/A | [17 empty] | 0 | 0 | 0 | 0 | 0 | 0 | 0 | 0 | 0 | 0 | 0 | 0 | 0 | 0 | 0 | 0 | 0 | 0 | 0 | 0 | 0 | 0 | 0 | 0 | 0 | 0 | 0 | 0 | 0
Comprehensive Packaged Air Conditioning Systems | [15 empty] | #N/A | [17 empty] | 0 | 0 | 0 | 0 | 0 | 0 | 0 | 0 | 0 | 0 | 0 | 0 | 0 | 0 | 0 | 0 | 0 | 0 | 0 | 0 | 0 | 0 | 0 | 0 | 0 | 0 | 0 | 0 | 0
Comprehensive Packaged Air Conditioning Systems | [15 empty] | #N/A | [17 empty] | 0 | 0 | 0 | 0 | 0 | 0 | 0 | 0 | 0 | 0 | 0 | 0 | 0 | 0 | 0 | 0 | 0 | 0 | 0 | 0 | 0 | 0 | 0 | 0 | 0 | 0 | 0 | 0 | 0
Comprehensive Packaged Air Conditioning Systems | [15 empty] | #N/A | [17 empty] | 0 | 0 | 0 | 0 | 0 | 0 | 0 | 0 | 0 | 0 | 0 | 0 | 0 | 0 | 0 | 0 | 0 | 0 | 0 | 0 | 0 | 0 | 0 | 0 | 0 | 0 | 0 | 0 | 0
Comprehensive Packaged Air Conditioning Systems | [15 empty] | #N/A | [17 empty] | 0 | 0 | 0 | 0 | 0 | 0 | 0 | 0 | 0 | 0 | 0 | 0 | 0 | 0 | 0 | 0 | 0 | 0 | 0 | 0 | 0 | 0 | 0 | 0 | 0 | 0 | 0 | 0 | 0
Comprehensive Packaged Air Conditioning Systems | [15 empty] | #N/A | [17 empty] | 0 | 0 | 0 | 0 | 0 | 0 | 0 | 0 | 0 | 0 | 0 | 0 | 0 | 0 | 0 | 0 | 0 | 0 | 0 | 0 | 0 | 0 | 0 | 0 | 0 | 0 | 0 | 0 | 0
Comprehensive Packaged Air Conditioning Systems | [15 empty] | #N/A | [17 empty] | 0 | 0 | 0 | 0 | 0 | 0 | 0 | 0 | 0 | 0 | 0 | 0 | 0 | 0 | 0 | 0 | 0 | 0 | 0 | 0 | 0 | 0 | 0 | 0 | 0 | 0 | 0 | 0 | 0
Comprehensive Packaged Air Conditioning Systems | [15 empty] | #N/A | [17 empty] | 0 | 0 | 0 | 0 | 0 | 0 | 0 | 0 | 0 | 0 | 0 | 0 | 0 | 0 | 0 | 0 | 0 | 0 | 0 | 0 | 0 | 0 | 0 | 0 | 0 | 0 | 0 | 0 | 0
Comprehensive Packaged Air Conditioning Systems | [15 empty] | #N/A | [17 empty] | 0 | 0 | 0 | 0 | 0 | 0 | 0 | 0 | 0 | 0 | 0 | 0 | 0 | 0 | 0 | 0 | 0 | 0 | 0 | 0 | 0 | 0 | 0 | 0 | 0 | 0 | 0 | 0 | 0
Comprehensive Packaged Air Conditioning Systems | [15 empty] | #N/A | [17 empty] | 0 | 0 | 0 | 0 | 0 | 0 | 0 | 0 | 0 | 0 | 0 | 0 | 0 | 0 | 0 | 0 | 0 | 0 | 0 | 0 | 0 | 0 | 0 | 0 | 0 | 0 | 0 | 0 | 0
Comprehensive Packaged Air Conditioning Systems | [15 empty] | #N/A | [17 empty] | 0 | 0 | 0 | 0 | 0 | 0 | 0 | 0 | 0 | 0 | 0 | 0 | 0 | 0 | 0 | 0 | 0 | 0 | 0 | 0 | 0 | 0 | 0 | 0 | 0 | 0 | 0 | 0 | 0
Comprehensive Packaged Air Conditioning Systems | [15 empty] | #N/A | [17 empty] | 0 | 0 | 0 | 0 | 0 | 0 | 0 | 0 | 0 | 0 | 0 | 0 | 0 | 0 | 0 | 0 | 0 | 0 | 0 | 0 | 0 | 0 | 0 | 0 | 0 | 0 | 0 | 0 | 0
Comprehensive Packaged Air Conditioning Systems | [15 empty] | #N/A | [17 empty] | 0 | 0 | 0 | 0 | 0 | 0 | 0 | 0 | 0 | 0 | 0 | 0 | 0 | 0 | 0 | 0 | 0 | 0 | 0 | 0 | 0 | 0 | 0 | 0 | 0 | 0 | 0 | 0 | 0
Comprehensive Packaged Air Conditioning Systems | [15 empty] | #N/A | [17 empty] | 0 | 0 | 0 | 0 | 0 | 0 | 0 | 0 | 0 | 0 | 0 | 0 | 0 | 0 | 0 | 0 | 0 | 0 | 0 | 0 | 0 | 0 | 0 | 0 | 0 | 0 | 0 | 0 | 0
Comprehensive Packaged Air Conditioning Systems | [15 empty] | #N/A | [17 empty] | 0 | 0 | 0 | 0 | 0 | 0 | 0 | 0 | 0 | 0 | 0 | 0 | 0 | 0 | 0 | 0 | 0 | 0 | 0 | 0 | 0 | 0 | 0 | 0 | 0 | 0 | 0 | 0 | 0
Comprehensive Packaged Air Conditioning Systems | [15 empty] | #N/A | [17 empty] | 0 | 0 | 0 | 0 | 0 | 0 | 0 | 0 | 0 | 0 | 0 | 0 | 0 | 0 | 0 | 0 | 0 | 0 | 0 | 0 | 0 | 0 | 0 | 0 | 0 | 0 | 0 | 0 | 0
Comprehensive Packaged Air Conditioning Systems | [15 empty] | #N/A | [17 empty] | 0 | 0 | 0 | 0 | 0 | 0 | 0 | 0 | 0 | 0 | 0 | 0 | 0 | 0 | 0 | 0 | 0 | 0 | 0 | 0 | 0 | 0 | 0 | 0 | 0 | 0 | 0 | 0 | 0
Comprehensive Packaged Air Conditioning Systems | [15 empty] | #N/A | [17 empty] | 0 | 0 | 0 | 0 | 0 | 0 | 0 | 0 | 0 | 0 | 0 | 0 | 0 | 0 | 0 | 0 | 0 | 0 | 0 | 0 | 0 | 0 | 0 | 0 | 0 | 0 | 0 | 0 | 0
Comprehensive Packaged Air Conditioning Systems | [15 empty] | #N/A | [17 empty] | 0 | 0 | 0 | 0 | 0 | 0 | 0 | 0 | 0 | 0 | 0 | 0 | 0 | 0 | 0 | 0 | 0 | 0 | 0 | 0 | 0 | 0 | 0 | 0 | 0 | 0 | 0 | 0 | 0
Comprehensive Packaged Air Conditioning Systems | [15 empty] | #N/A | [17 empty] | 0 | 0 | 0 | 0 | 0 | 0 | 0 | 0 | 0 | 0 | 0 | 0 | 0 | 0 | 0 | 0 | 0 | 0 | 0 | 0 | 0 | 0 | 0 | 0 | 0 | 0 | 0 | 0 | 0
Comprehensive Packaged Air Conditioning Systems | [15 empty] | #N/A | [17 empty] | 0 | 0 | 0 | 0 | 0 | 0 | 0 | 0 | 0 | 0 | 0 | 0 | 0 | 0 | 0 | 0 | 0 | 0 | 0 | 0 | 0 | 0 | 0 | 0 | 0 | 0 | 0 | 0 | 0
Comprehensive Packaged Air Conditioning Systems | [15 empty] | #N/A | [17 empty] | 0 | 0 | 0 | 0 | 0 | 0 | 0 | 0 | 0 | 0 | 0 | 0 | 0 | 0 | 0 | 0 | 0 | 0 | 0 | 0 | 0 | 0 | 0 | 0 | 0 | 0 | 0 | 0 | 0
Comprehensive Packaged Air Conditioning Systems | [15 empty] | #N/A | [17 empty] | 0 | 0 | 0 | 0 | 0 | 0 | 0 | 0 | 0 | 0 | 0 | 0 | 0 | 0 | 0 | 0 | 0 | 0 | 0 | 0 | 0 | 0 | 0 | 0 | 0 | 0 | 0 | 0 | 0
Comprehensive Packaged Air Conditioning Systems | [15 empty] | #N/A | [17 empty] | 0 | 0 | 0 | 0 | 0 | 0 | 0 | 0 | 0 | 0 | 0 | 0 | 0 | 0 | 0 | 0 | 0 | 0 | 0 | 0 | 0 | 0 | 0 | 0 | 0 | 0 | 0 | 0 | 0
Comprehensive Packaged Air Conditioning Systems | [15 empty] | #N/A | [17 empty] | 0 | 0 | 0 | 0 | 0 | 0 | 0 | 0 | 0 | 0 | 0 | 0 | 0 | 0 | 0 | 0 | 0 | 0 | 0 | 0 | 0 | 0 | 0 | 0 | 0 | 0 | 0 | 0 | 0
Comprehensive Packaged Air Conditioning Systems | [15 empty] | #N/A | [17 empty] | 0 | 0 | 0 | 0 | 0 | 0 | 0 | 0 | 0 | 0 | 0 | 0 | 0 | 0 | 0 | 0 | 0 | 0 | 0 | 0 | 0 | 0 | 0 | 0 | 0 | 0 | 0 | 0 | 0
Comprehensive Packaged Air Conditioning Systems | [15 empty] | #N/A | [17 empty] | 0 | 0 | 0 | 0 | 0 | 0 | 0 | 0 | 0 | 0 | 0 | 0 | 0 | 0 | 0 | 0 | 0 | 0 | 0 | 0 | 0 | 0 | 0 | 0 | 0 | 0 | 0 | 0 | 0
Comprehensive Packaged Air Conditioning Systems | [15 empty] | #N/A | [17 empty] | 0 | 0 | 0 | 0 | 0 | 0 | 0 | 0 | 0 | 0 | 0 | 0 | 0 | 0 | 0 | 0 | 0 | 0 | 0 | 0 | 0 | 0 | 0 | 0 | 0 | 0 | 0 | 0 | 0
Comprehensive Packaged Air Conditioning Systems | [15 empty] | #N/A | [17 empty] | 0 | 0 | 0 | 0 | 0 | 0 | 0 | 0 | 0 | 0 | 0 | 0 | 0 | 0 | 0 | 0 | 0 | 0 | 0 | 0 | 0 | 0 | 0 | 0 | 0 | 0 | 0 | 0 | 0
Comprehensive Packaged Air Conditioning Systems | [15 empty] | #N/A | [17 empty] | 0 | 0 | 0 | 0 | 0 | 0 | 0 | 0 | 0 | 0 | 0 | 0 | 0 | 0 | 0 | 0 | 0 | 0 | 0 | 0 | 0 | 0 | 0 | 0 | 0 | 0 | 0 | 0 | 0
Comprehensive Packaged Air Conditioning Systems | [15 empty] | #N/A | [17 empty] | 0 | 0 | 0 | 0 | 0 | 0 | 0 | 0 | 0 | 0 | 0 | 0 | 0 | 0 | 0 | 0 | 0 | 0 | 0 | 0 | 0 | 0 | 0 | 0 | 0 | 0 | 0 | 0 | 0
Comprehensive Packaged Air Conditioning Systems | [15 empty] | #N/A | [17 empty] | 0 | 0 | 0 | 0 | 0 | 0 | 0 | 0 | 0 | 0 | 0 | 0 | 0 | 0 | 0 | 0 | 0 | 0 | 0 | 0 | 0 | 0 | 0 | 0 | 0 | 0 | 0 | 0 | 0
Comprehensive Packaged Air Conditioning Systems | [15 empty] | #N/A | [17 empty] | 0 | 0 | 0 | 0 | 0 | 0 | 0 | 0 | 0 | 0 | 0 | 0 | 0 | 0 | 0 | 0 | 0 | 0 | 0 | 0 | 0 | 0 | 0 | 0 | 0 | 0 | 0 | 0 | 0
Comprehensive Packaged Air Conditioning Systems | [15 empty] | #N/A | [17 empty] | 0 | 0 | 0 | 0 | 0 | 0 | 0 | 0 | 0 | 0 | 0 | 0 | 0 | 0 | 0 | 0 | 0 | 0 | 0 | 0 | 0 | 0 | 0 | 0 | 0 | 0 | 0 | 0 | 0
Comprehensive Packaged Air Conditioning Systems | [15 empty] | #N/A | [17 empty] | 0 | 0 | 0 | 0 | 0 | 0 | 0 | 0 | 0 | 0 | 0 | 0 | 0 | 0 | 0 | 0 | 0 | 0 | 0 | 0 | 0 | 0 | 0 | 0 | 0 | 0 | 0 | 0 | 0
Comprehensive Packaged Air Conditioning Systems | [15 empty] | #N/A | [17 empty] | 0 | 0 | 0 | 0 | 0 | 0 | 0 | 0 | 0 | 0 | 0 | 0 | 0 | 0 | 0 | 0 | 0 | 0 | 0 | 0 | 0 | 0 | 0 | 0 | 0 | 0 | 0 | 0 | 0
Comprehensive Packaged Air Conditioning Systems | [15 empty] | #N/A | [17 empty] | 0 | 0 | 0 | 0 | 0 | 0 | 0 | 0 | 0 | 0 | 0 | 0 | 0 | 0 | 0 | 0 | 0 | 0 | 0 | 0 | 0 | 0 | 0 | 0 | 0 | 0 | 0 | 0 | 0
Comprehensive Packaged Air Conditioning Systems | [15 empty] | #N/A | [17 empty] | 0 | 0 | 0 | 0 | 0 | 0 | 0 | 0 | 0 | 0 | 0 | 0 | 0 | 0 | 0 | 0 | 0 | 0 | 0 | 0 | 0 | 0 | 0 | 0 | 0 | 0 | 0 | 0 | 0
Comprehensive Packaged Air Conditioning Systems | [15 empty] | #N/A | [17 empty] | 0 | 0 | 0 | 0 | 0 | 0 | 0 | 0 | 0 | 0 | 0 | 0 | 0 | 0 | 0 | 0 | 0 | 0 | 0 | 0 | 0 | 0 | 0 | 0 | 0 | 0 | 0 | 0 | 0
Comprehensive Packaged Air Conditioning Systems | [15 empty] | #N/A | [17 empty] | 0 | 0 | 0 | 0 | 0 | 0 | 0 | 0 | 0 | 0 | 0 | 0 | 0 | 0 | 0 | 0 | 0 | 0 | 0 | 0 | 0 | 0 | 0 | 0 | 0 | 0 | 0 | 0 | 0
Comprehensive Packaged Air Conditioning Systems | [15 empty] | #N/A | [17 empty] | 0 | 0 | 0 | 0 | 0 | 0 | 0 | 0 | 0 | 0 | 0 | 0 | 0 | 0 | 0 | 0 | 0 | 0 | 0 | 0 | 0 | 0 | 0 | 0 | 0 | 0 | 0 | 0 | 0
Comprehensive Packaged Air Conditioning Systems | [15 empty] | #N/A | [17 empty] | 0 | 0 | 0 | 0 | 0 | 0 | 0 | 0 | 0 | 0 | 0 | 0 | 0 | 0 | 0 | 0 | 0 | 0 | 0 | 0 | 0 | 0 | 0 | 0 | 0 | 0 | 0 | 0 | 0
Comprehensive Packaged Air Conditioning Systems | [15 empty] | #N/A | [17 empty] | 0 | 0 | 0 | 0 | 0 | 0 | 0 | 0 | 0 | 0 | 0 | 0 | 0 | 0 | 0 | 0 | 0 | 0 | 0 | 0 | 0 | 0 | 0 | 0 | 0 | 0 | 0 | 0 | 0
Comprehensive Packaged Air Conditioning Systems | [15 empty] | #N/A | [17 empty] | 0 | 0 | 0 | 0 | 0 | 0 | 0 | 0 | 0 | 0 | 0 | 0 | 0 | 0 | 0 | 0 | 0 | 0 | 0 | 0 | 0 | 0 | 0 | 0 | 0 | 0 | 0 | 0 | 0
Comprehensive Packaged Air Conditioning Systems | [15 empty] | #N/A | [17 empty] | 0 | 0 | 0 | 0 | 0 | 0 | 0 | 0 | 0 | 0 | 0 | 0 | 0 | 0 | 0 | 0 | 0 | 0 | 0 | 0 | 0 | 0 | 0 | 0 | 0 | 0 | 0 | 0 | 0
Comprehensive Packaged Air Conditioning Systems | [15 empty] | #N/A | [17 empty] | 0 | 0 | 0 | 0 | 0 | 0 | 0 | 0 | 0 | 0 | 0 | 0 | 0 | 0 | 0 | 0 | 0 | 0 | 0 | 0 | 0 | 0 | 0 | 0 | 0 | 0 | 0 | 0 | 0
Comprehensive Packaged Air Conditioning Systems | [15 empty] | #N/A | [17 empty] | 0 | 0 | 0 | 0 | 0 | 0 | 0 | 0 | 0 | 0 | 0 | 0 | 0 | 0 | 0 | 0 | 0 | 0 | 0 | 0 | 0 | 0 | 0 | 0 | 0 | 0 | 0 | 0 | 0
Comprehensive Packaged Air Conditioning Systems | [15 empty] | #N/A | [17 empty] | 0 | 0 | 0 | 0 | 0 | 0 | 0 | 0 | 0 | 0 | 0 | 0 | 0 | 0 | 0 | 0 | 0 | 0 | 0 | 0 | 0 | 0 | 0 | 0 | 0 | 0 | 0 | 0 | 0
Comprehensive Packaged Air Conditioning Systems | [15 empty] | #N/A | [17 empty] | 0 | 0 | 0 | 0 | 0 | 0 | 0 | 0 | 0 | 0 | 0 | 0 | 0 | 0 | 0 | 0 | 0 | 0 | 0 | 0 | 0 | 0 | 0 | 0 | 0 | 0 | 0 | 0 | 0
Comprehensive Packaged Air Conditioning Systems | [15 empty] | #N/A | [17 empty] | 0 | 0 | 0 | 0 | 0 | 0 | 0 | 0 | 0 | 0 | 0 | 0 | 0 | 0 | 0 | 0 | 0 | 0 | 0 | 0 | 0 | 0 | 0 | 0 | 0 | 0 | 0 | 0 | 0
Comprehensive Packaged Air Conditioning Systems | [15 empty] | #N/A | [17 empty] | 0 | 0 | 0 | 0 | 0 | 0 | 0 | 0 | 0 | 0 | 0 | 0 | 0 | 0 | 0 | 0 | 0 | 0 | 0 | 0 | 0 | 0 | 0 | 0 | 0 | 0 | 0 | 0 | 0
Comprehensive Packaged Air Conditioning Systems | [15 empty] | #N/A | [17 empty] | 0 | 0 | 0 | 0 | 0 | 0 | 0 | 0 | 0 | 0 | 0 | 0 | 0 | 0 | 0 | 0 | 0 | 0 | 0 | 0 | 0 | 0 | 0 | 0 | 0 | 0 | 0 | 0 | 0
Comprehensive Packaged Air Conditioning Systems | [15 empty] | #N/A | [17 empty] | 0 | 0 | 0 | 0 | 0 | 0 | 0 | 0 | 0 | 0 | 0 | 0 | 0 | 0 | 0 | 0 | 0 | 0 | 0 | 0 | 0 | 0 | 0 | 0 | 0 | 0 | 0 | 0 | 0
Comprehensive Packaged Air Conditioning Systems | [15 empty] | #N/A | [17 empty] | 0 | 0 | 0 | 0 | 0 | 0 | 0 | 0 | 0 | 0 | 0 | 0 | 0 | 0 | 0 | 0 | 0 | 0 | 0 | 0 | 0 | 0 | 0 | 0 | 0 | 0 | 0 | 0 | 0
Comprehensive Packaged Air Conditioning Systems | [15 empty] | #N/A | [17 empty] | 0 | 0 | 0 | 0 | 0 | 0 | 0 | 0 | 0 | 0 | 0 | 0 | 0 | 0 | 0 | 0 | 0 | 0 | 0 | 0 | 0 | 0 | 0 | 0 | 0 | 0 | 0 | 0 | 0
Comprehensive Packaged Air Conditioning Systems | [15 empty] | #N/A | [17 empty] | 0 | 0 | 0 | 0 | 0 | 0 | 0 | 0 | 0 | 0 | 0 | 0 | 0 | 0 | 0 | 0 | 0 | 0 | 0 | 0 | 0 | 0 | 0 | 0 | 0 | 0 | 0 | 0 | 0
Comprehensive Packaged Air Conditioning Systems | [15 empty] | #N/A | [17 empty] | 0 | 0 | 0 | 0 | 0 | 0 | 0 | 0 | 0 | 0 | 0 | 0 | 0 | 0 | 0 | 0 | 0 | 0 | 0 | 0 | 0 | 0 | 0 | 0 | 0 | 0 | 0 | 0 | 0
Comprehensive Packaged Air Conditioning Systems | [15 empty] | #N/A | [17 empty] | 0 | 0 | 0 | 0 | 0 | 0 | 0 | 0 | 0 | 0 | 0 | 0 | 0 | 0 | 0 | 0 | 0 | 0 | 0 | 0 | 0 | 0 | 0 | 0 | 0 | 0 | 0 | 0 | 0
Comprehensive Packaged Air Conditioning Systems | [15 empty] | #N/A | [17 empty] | 0 | 0 | 0 | 0 | 0 | 0 | 0 | 0 | 0 | 0 | 0 | 0 | 0 | 0 | 0 | 0 | 0 | 0 | 0 | 0 | 0 | 0 | 0 | 0 | 0 | 0 | 0 | 0 | 0
Comprehensive Packaged Air Conditioning Systems | [15 empty] | #N/A | [17 empty] | 0 | 0 | 0 | 0 | 0 | 0 | 0 | 0 | 0 | 0 | 0 | 0 | 0 | 0 | 0 | 0 | 0 | 0 | 0 | 0 | 0 | 0 | 0 | 0 | 0 | 0 | 0 | 0 | 0
Comprehensive Packaged Air Conditioning Systems | [15 empty] | #N/A | [17 empty] | 0 | 0 | 0 | 0 | 0 | 0 | 0 | 0 | 0 | 0 | 0 | 0 | 0 | 0 | 0 | 0 | 0 | 0 | 0 | 0 | 0 | 0 | 0 | 0 | 0 | 0 | 0 | 0 | 0
Comprehensive Packaged Air Conditioning Systems | [15 empty] | #N/A | [17 empty] | 0 | 0 | 0 | 0 | 0 | 0 | 0 | 0 | 0 | 0 | 0 | 0 | 0 | 0 | 0 | 0 | 0 | 0 | 0 | 0 | 0 | 0 | 0 | 0 | 0 | 0 | 0 | 0 | 0
Comprehensive Packaged Air Conditioning Systems | [15 empty] | #N/A | [17 empty] | 0 | 0 | 0 | 0 | 0 | 0 | 0 | 0 | 0 | 0 | 0 | 0 | 0 | 0 | 0 | 0 | 0 | 0 | 0 | 0 | 0 | 0 | 0 | 0 | 0 | 0 | 0 | 0 | 0
Comprehensive Packaged Air Conditioning Systems | [15 empty] | #N/A | [17 empty] | 0 | 0 | 0 | 0 | 0 | 0 | 0 | 0 | 0 | 0 | 0 | 0 | 0 | 0 | 0 | 0 | 0 | 0 | 0 | 0 | 0 | 0 | 0 | 0 | 0 | 0 | 0 | 0 | 0
Comprehensive Packaged Air Conditioning Systems | [15 empty] | #N/A | [17 empty] | 0 | 0 | 0 | 0 | 0 | 0 | 0 | 0 | 0 | 0 | 0 | 0 | 0 | 0 | 0 | 0 | 0 | 0 | 0 | 0 | 0 | 0 | 0 | 0 | 0 | 0 | 0 | 0 | 0
Comprehensive Packaged Air Conditioning Systems | [15 empty] | #N/A | [17 empty] | 0 | 0 | 0 | 0 | 0 | 0 | 0 | 0 | 0 | 0 | 0 | 0 | 0 | 0 | 0 | 0 | 0 | 0 | 0 | 0 | 0 | 0 | 0 | 0 | 0 | 0 | 0 | 0 | 0
Comprehensive Packaged Air Conditioning Systems | [15 empty] | #N/A | [17 empty] | 0 | 0 | 0 | 0 | 0 | 0 | 0 | 0 | 0 | 0 | 0 | 0 | 0 | 0 | 0 | 0 | 0 | 0 | 0 | 0 | 0 | 0 | 0 | 0 | 0 | 0 | 0 | 0 | 0
Comprehensive Packaged Air Conditioning Systems | [15 empty] | #N/A | [17 empty] | 0 | 0 | 0 | 0 | 0 | 0 | 0 | 0 | 0 | 0 | 0 | 0 | 0 | 0 | 0 | 0 | 0 | 0 | 0 | 0 | 0 | 0 | 0 | 0 | 0 | 0 | 0 | 0 | 0
Comprehensive Packaged Air Conditioning Systems | [15 empty] | #N/A | [17 empty] | 0 | 0 | 0 | 0 | 0 | 0 | 0 | 0 | 0 | 0 | 0 | 0 | 0 | 0 | 0 | 0 | 0 | 0 | 0 | 0 | 0 | 0 | 0 | 0 | 0 | 0 | 0 | 0 | 0
Comprehensive Packaged Air Conditioning Systems | [15 empty] | #N/A | [17 empty] | 0 | 0 | 0 | 0 | 0 | 0 | 0 | 0 | 0 | 0 | 0 | 0 | 0 | 0 | 0 | 0 | 0 | 0 | 0 | 0 | 0 | 0 | 0 | 0 | 0 | 0 | 0 | 0 | 0
Comprehensive Packaged Air Conditioning Systems | [15 empty] | #N/A | [17 empty] | 0 | 0 | 0 | 0 | 0 | 0 | 0 | 0 | 0 | 0 | 0 | 0 | 0 | 0 | 0 | 0 | 0 | 0 | 0 | 0 | 0 | 0 | 0 | 0 | 0 | 0 | 0 | 0 | 0
Comprehensive Packaged Air Conditioning Systems | [15 empty] | #N/A | [17 empty] | 0 | 0 | 0 | 0 | 0 | 0 | 0 | 0 | 0 | 0 | 0 | 0 | 0 | 0 | 0 | 0 | 0 | 0 | 0 | 0 | 0 | 0 | 0 | 0 | 0 | 0 | 0 | 0 | 0
Comprehensive Packaged Air Conditioning Systems | [15 empty] | #N/A | [17 empty] | 0 | 0 | 0 | 0 | 0 | 0 | 0 | 0 | 0 | 0 | 0 | 0 | 0 | 0 | 0 | 0 | 0 | 0 | 0 | 0 | 0 | 0 | 0 | 0 | 0 | 0 | 0 | 0 | 0
Comprehensive Packaged Air Conditioning Systems | [15 empty] | #N/A | [17 empty] | 0 | 0 | 0 | 0 | 0 | 0 | 0 | 0 | 0 | 0 | 0 | 0 | 0 | 0 | 0 | 0 | 0 | 0 | 0 | 0 | 0 | 0 | 0 | 0 | 0 | 0 | 0 | 0 | 0
Comprehensive Packaged Air Conditioning Systems | [15 empty] | #N/A | [17 empty] | 0 | 0 | 0 | 0 | 0 | 0 | 0 | 0 | 0 | 0 | 0 | 0 | 0 | 0 | 0 | 0 | 0 | 0 | 0 | 0 | 0 | 0 | 0 | 0 | 0 | 0 | 0 | 0 | 0
Comprehensive Packaged Air Conditioning Systems | [15 empty] | #N/A | [17 empty] | 0 | 0 | 0 | 0 | 0 | 0 | 0 | 0 | 0 | 0 | 0 | 0 | 0 | 0 | 0 | 0 | 0 | 0 | 0 | 0 | 0 | 0 | 0 | 0 | 0 | 0 | 0 | 0 | 0
Comprehensive Packaged Air Conditioning Systems | [15 empty] | #N/A | [17 empty] | 0 | 0 | 0 | 0 | 0 | 0 | 0 | 0 | 0 | 0 | 0 | 0 | 0 | 0 | 0 | 0 | 0 | 0 | 0 | 0 | 0 | 0 | 0 | 0 | 0 | 0 | 0 | 0 | 0
Comprehensive Packaged Air Conditioning Systems | [15 empty] | #N/A | [17 empty] | 0 | 0 | 0 | 0 | 0 | 0 | 0 | 0 | 0 | 0 | 0 | 0 | 0 | 0 | 0 | 0 | 0 | 0 | 0 | 0 | 0 | 0 | 0 | 0 | 0 | 0 | 0 | 0 | 0
Comprehensive Packaged Air Conditioning Systems | [15 empty] | #N/A | [17 empty] | 0 | 0 | 0 | 0 | 0 | 0 | 0 | 0 | 0 | 0 | 0 | 0 | 0 | 0 | 0 | 0 | 0 | 0 | 0 | 0 | 0 | 0 | 0 | 0 | 0 | 0 | 0 | 0 | 0
Comprehensive Packaged Air Conditioning Systems | [15 empty] | #N/A | [17 empty] | 0 | 0 | 0 | 0 | 0 | 0 | 0 | 0 | 0 | 0 | 0 | 0 | 0 | 0 | 0 | 0 | 0 | 0 | 0 | 0 | 0 | 0 | 0 | 0 | 0 | 0 | 0 | 0 | 0
Comprehensive Packaged Air Conditioning Systems | [15 empty] | #N/A | [17 empty] | 0 | 0 | 0 | 0 | 0 | 0 | 0 | 0 | 0 | 0 | 0 | 0 | 0 | 0 | 0 | 0 | 0 | 0 | 0 | 0 | 0 | 0 | 0 | 0 | 0 | 0 | 0 | 0 | 0
Comprehensive Packaged Air Conditioning Systems | [15 empty] | #N/A | [17 empty] | 0 | 0 | 0 | 0 | 0 | 0 | 0 | 0 | 0 | 0 | 0 | 0 | 0 | 0 | 0 | 0 | 0 | 0 | 0 | 0 | 0 | 0 | 0 | 0 | 0 | 0 | 0 | 0 | 0
Comprehensive Packaged Air Conditioning Systems | [15 empty] | #N/A | [17 empty] | 0 | 0 | 0 | 0 | 0 | 0 | 0 | 0 | 0 | 0 | 0 | 0 | 0 | 0 | 0 | 0 | 0 | 0 | 0 | 0 | 0 | 0 | 0 | 0 | 0 | 0 | 0 | 0 | 0
Comprehensive Packaged Air Conditioning Systems | [15 empty] | #N/A | [17 empty] | 0 | 0 | 0 | 0 | 0 | 0 | 0 | 0 | 0 | 0 | 0 | 0 | 0 | 0 | 0 | 0 | 0 | 0 | 0 | 0 | 0 | 0 | 0 | 0 | 0 | 0 | 0 | 0 | 0
Comprehensive Packaged Air Conditioning Systems | [15 empty] | #N/A | [17 empty] | 0 | 0 | 0 | 0 | 0 | 0 | 0 | 0 | 0 | 0 | 0 | 0 | 0 | 0 | 0 | 0 | 0 | 0 | 0 | 0 | 0 | 0 | 0 | 0 | 0 | 0 | 0 | 0 | 0
Comprehensive Packaged Air Conditioning Systems | [15 empty] | #N/A | [17 empty] | 0 | 0 | 0 | 0 | 0 | 0 | 0 | 0 | 0 | 0 | 0 | 0 | 0 | 0 | 0 | 0 | 0 | 0 | 0 | 0 | 0 | 0 | 0 | 0 | 0 | 0 | 0 | 0 | 0
Comprehensive Packaged Air Conditioning Systems | [15 empty] | #N/A | [17 empty] | 0 | 0 | 0 | 0 | 0 | 0 | 0 | 0 | 0 | 0 | 0 | 0 | 0 | 0 | 0 | 0 | 0 | 0 | 0 | 0 | 0 | 0 | 0 | 0 | 0 | 0 | 0 | 0 | 0
Comprehensive Packaged Air Conditioning Systems | [15 empty] | #N/A | [17 empty] | 0 | 0 | 0 | 0 | 0 | 0 | 0 | 0 | 0 | 0 | 0 | 0 | 0 | 0 | 0 | 0 | 0 | 0 | 0 | 0 | 0 | 0 | 0 | 0 | 0 | 0 | 0 | 0 | 0
Comprehensive Packaged Air Conditioning Systems | [15 empty] | #N/A | [17 empty] | 0 | 0 | 0 | 0 | 0 | 0 | 0 | 0 | 0 | 0 | 0 | 0 | 0 | 0 | 0 | 0 | 0 | 0 | 0 | 0 | 0 | 0 | 0 | 0 | 0 | 0 | 0 | 0 | 0
Comprehensive Packaged Air Conditioning Systems | [15 empty] | #N/A | [17 empty] | 0 | 0 | 0 | 0 | 0 | 0 | 0 | 0 | 0 | 0 | 0 | 0 | 0 | 0 | 0 | 0 | 0 | 0 | 0 | 0 | 0 | 0 | 0 | 0 | 0 | 0 | 0 | 0 | 0
Comprehensive Packaged Air Conditioning Systems | [15 empty] | #N/A | [17 empty] | 0 | 0 | 0 | 0 | 0 | 0 | 0 | 0 | 0 | 0 | 0 | 0 | 0 | 0 | 0 | 0 | 0 | 0 | 0 | 0 | 0 | 0 | 0 | 0 | 0 | 0 | 0 | 0 | 0
Comprehensive Packaged Air Conditioning Systems | [15 empty] | #N/A | [17 empty] | 0 | 0 | 0 | 0 | 0 | 0 | 0 | 0 | 0 | 0 | 0 | 0 | 0 | 0 | 0 | 0 | 0 | 0 | 0 | 0 | 0 | 0 | 0 | 0 | 0 | 0 | 0 | 0 | 0
Comprehensive Packaged Air Conditioning Systems | [15 empty] | #N/A | [17 empty] | 0 | 0 | 0 | 0 | 0 | 0 | 0 | 0 | 0 | 0 | 0 | 0 | 0 | 0 | 0 | 0 | 0 | 0 | 0 | 0 | 0 | 0 | 0 | 0 | 0 | 0 | 0 | 0 | 0
Comprehensive Packaged Air Conditioning Systems | [15 empty] | #N/A | [17 empty] | 0 | 0 | 0 | 0 | 0 | 0 | 0 | 0 | 0 | 0 | 0 | 0 | 0 | 0 | 0 | 0 | 0 | 0 | 0 | 0 | 0 | 0 | 0 | 0 | 0 | 0 | 0 | 0 | 0
Comprehensive Packaged Air Conditioning Systems | [15 empty] | #N/A | [17 empty] | 0 | 0 | 0 | 0 | 0 | 0 | 0 | 0 | 0 | 0 | 0 | 0 | 0 | 0 | 0 | 0 | 0 | 0 | 0 | 0 | 0 | 0 | 0 | 0 | 0 | 0 | 0 | 0 | 0
Comprehensive Packaged Air Conditioning Systems | [15 empty] | #N/A | [17 empty] | 0 | 0 | 0 | 0 | 0 | 0 | 0 | 0 | 0 | 0 | 0 | 0 | 0 | 0 | 0 | 0 | 0 | 0 | 0 | 0 | 0 | 0 | 0 | 0 | 0 | 0 | 0 | 0 | 0
Comprehensive Packaged Air Conditioning Systems | [15 empty] | #N/A | [17 empty] | 0 | 0 | 0 | 0 | 0 | 0 | 0 | 0 | 0 | 0 | 0 | 0 | 0 | 0 | 0 | 0 | 0 | 0 | 0 | 0 | 0 | 0 | 0 | 0 | 0 | 0 | 0 | 0 | 0
Comprehensive Packaged Air Conditioning Systems | [15 empty] | #N/A | [17 empty] | 0 | 0 | 0 | 0 | 0 | 0 | 0 | 0 | 0 | 0 | 0 | 0 | 0 | 0 | 0 | 0 | 0 | 0 | 0 | 0 | 0 | 0 | 0 | 0 | 0 | 0 | 0 | 0 | 0
Comprehensive Packaged Air Conditioning Systems | [15 empty] | #N/A | [17 empty] | 0 | 0 | 0 | 0 | 0 | 0 | 0 | 0 | 0 | 0 | 0 | 0 | 0 | 0 | 0 | 0 | 0 | 0 | 0 | 0 | 0 | 0 | 0 | 0 | 0 | 0 | 0 | 0 | 0
Comprehensive Packaged Air Conditioning Systems | [15 empty] | #N/A | [17 empty] | 0 | 0 | 0 | 0 | 0 | 0 | 0 | 0 | 0 | 0 | 0 | 0 | 0 | 0 | 0 | 0 | 0 | 0 | 0 | 0 | 0 | 0 | 0 | 0 | 0 | 0 | 0 | 0 | 0
Comprehensive Packaged Air Conditioning Systems | [15 empty] | #N/A | [17 empty] | 0 | 0 | 0 | 0 | 0 | 0 | 0 | 0 | 0 | 0 | 0 | 0 | 0 | 0 | 0 | 0 | 0 | 0 | 0 | 0 | 0 | 0 | 0 | 0 | 0 | 0 | 0 | 0 | 0
Comprehensive Packaged Air Conditioning Systems | [15 empty] | #N/A | [17 empty] | 0 | 0 | 0 | 0 | 0 | 0 | 0 | 0 | 0 | 0 | 0 | 0 | 0 | 0 | 0 | 0 | 0 | 0 | 0 | 0 | 0 | 0 | 0 | 0 | 0 | 0 | 0 | 0 | 0
Comprehensive Packaged Air Conditioning Systems | [15 empty] | #N/A | [17 empty] | 0 | 0 | 0 | 0 | 0 | 0 | 0 | 0 | 0 | 0 | 0 | 0 | 0 | 0 | 0 | 0 | 0 | 0 | 0 | 0 | 0 | 0 | 0 | 0 | 0 | 0 | 0 | 0 | 0
Comprehensive Packaged Air Conditioning Systems | [15 empty] | #N/A | [17 empty] | 0 | 0 | 0 | 0 | 0 | 0 | 0 | 0 | 0 | 0 | 0 | 0 | 0 | 0 | 0 | 0 | 0 | 0 | 0 | 0 | 0 | 0 | 0 | 0 | 0 | 0 | 0 | 0 | 0
Comprehensive Packaged Air Conditioning Systems | [15 empty] | #N/A | [17 empty] | 0 | 0 | 0 | 0 | 0 | 0 | 0 | 0 | 0 | 0 | 0 | 0 | 0 | 0 | 0 | 0 | 0 | 0 | 0 | 0 | 0 | 0 | 0 | 0 | 0 | 0 | 0 | 0 | 0
Comprehensive Packaged Air Conditioning Systems | [15 empty] | #N/A | [17 empty] | 0 | 0 | 0 | 0 | 0 | 0 | 0 | 0 | 0 | 0 | 0 | 0 | 0 | 0 | 0 | 0 | 0 | 0 | 0 | 0 | 0 | 0 | 0 | 0 | 0 | 0 | 0 | 0 | 0
Comprehensive Packaged Air Conditioning Systems | [15 empty] | #N/A | [17 empty] | 0 | 0 | 0 | 0 | 0 | 0 | 0 | 0 | 0 | 0 | 0 | 0 | 0 | 0 | 0 | 0 | 0 | 0 | 0 | 0 | 0 | 0 | 0 | 0 | 0 | 0 | 0 | 0 | 0
Comprehensive Packaged Air Conditioning Systems | [15 empty] | #N/A | [17 empty] | 0 | 0 | 0 | 0 | 0 | 0 | 0 | 0 | 0 | 0 | 0 | 0 | 0 | 0 | 0 | 0 | 0 | 0 | 0 | 0 | 0 | 0 | 0 | 0 | 0 | 0 | 0 | 0 | 0
Comprehensive Packaged Air Conditioning Systems | [15 empty] | #N/A | [17 empty] | 0 | 0 | 0 | 0 | 0 | 0 | 0 | 0 | 0 | 0 | 0 | 0 | 0 | 0 | 0 | 0 | 0 | 0 | 0 | 0 | 0 | 0 | 0 | 0 | 0 | 0 | 0 | 0 | 0
Comprehensive Packaged Air Conditioning Systems | [15 empty] | #N/A | [17 empty] | 0 | 0 | 0 | 0 | 0 | 0 | 0 | 0 | 0 | 0 | 0 | 0 | 0 | 0 | 0 | 0 | 0 | 0 | 0 | 0 | 0 | 0 | 0 | 0 | 0 | 0 | 0 | 0 | 0
Comprehensive Packaged Air Conditioning Systems | [15 empty] | #N/A | [17 empty] | 0 | 0 | 0 | 0 | 0 | 0 | 0 | 0 | 0 | 0 | 0 | 0 | 0 | 0 | 0 | 0 | 0 | 0 | 0 | 0 | 0 | 0 | 0 | 0 | 0 | 0 | 0 | 0 | 0
Comprehensive Packaged Air Conditioning Systems | [15 empty] | #N/A | [17 empty] | 0 | 0 | 0 | 0 | 0 | 0 | 0 | 0 | 0 | 0 | 0 | 0 | 0 | 0 | 0 | 0 | 0 | 0 | 0 | 0 | 0 | 0 | 0 | 0 | 0 | 0 | 0 | 0 | 0
Comprehensive Packaged Air Conditioning Systems | [15 empty] | #N/A | [17 empty] | 0 | 0 | 0 | 0 | 0 | 0 | 0 | 0 | 0 | 0 | 0 | 0 | 0 | 0 | 0 | 0 | 0 | 0 | 0 | 0 | 0 | 0 | 0 | 0 | 0 | 0 | 0 | 0 | 0
Comprehensive Packaged Air Conditioning Systems | [15 empty] | #N/A | [17 empty] | 0 | 0 | 0 | 0 | 0 | 0 | 0 | 0 | 0 | 0 | 0 | 0 | 0 | 0 | 0 | 0 | 0 | 0 | 0 | 0 | 0 | 0 | 0 | 0 | 0 | 0 | 0 | 0 | 0
Comprehensive Packaged Air Conditioning Systems | [15 empty] | #N/A | [17 empty] | 0 | 0 | 0 | 0 | 0 | 0 | 0 | 0 | 0 | 0 | 0 | 0 | 0 | 0 | 0 | 0 | 0 | 0 | 0 | 0 | 0 | 0 | 0 | 0 | 0 | 0 | 0 | 0 | 0
Comprehensive Packaged Air Conditioning Systems | [15 empty] | #N/A | [17 empty] | 0 | 0 | 0 | 0 | 0 | 0 | 0 | 0 | 0 | 0 | 0 | 0 | 0 | 0 | 0 | 0 | 0 | 0 | 0 | 0 | 0 | 0 | 0 | 0 | 0 | 0 | 0 | 0 | 0
Comprehensive Packaged Air Conditioning Systems | [15 empty] | #N/A | [17 empty] | 0 | 0 | 0 | 0 | 0 | 0 | 0 | 0 | 0 | 0 | 0 | 0 | 0 | 0 | 0 | 0 | 0 | 0 | 0 | 0 | 0 | 0 | 0 | 0 | 0 | 0 | 0 | 0 | 0
Comprehensive Packaged Air Conditioning Systems | [15 empty] | #N/A | [17 empty] | 0 | 0 | 0 | 0 | 0 | 0 | 0 | 0 | 0 | 0 | 0 | 0 | 0 | 0 | 0 | 0 | 0 | 0 | 0 | 0 | 0 | 0 | 0 | 0 | 0 | 0 | 0 | 0 | 0
Comprehensive Packaged Air Conditioning Systems | [15 empty] | #N/A | [17 empty] | 0 | 0 | 0 | 0 | 0 | 0 | 0 | 0 | 0 | 0 | 0 | 0 | 0 | 0 | 0 | 0 | 0 | 0 | 0 | 0 | 0 | 0 | 0 | 0 | 0 | 0 | 0 | 0 | 0
Comprehensive Packaged Air Conditioning Systems | [15 empty] | #N/A | [17 empty] | 0 | 0 | 0 | 0 | 0 | 0 | 0 | 0 | 0 | 0 | 0 | 0 | 0 | 0 | 0 | 0 | 0 | 0 | 0 | 0 | 0 | 0 | 0 | 0 | 0 | 0 | 0 | 0 | 0
Comprehensive Packaged Air Conditioning Systems | [15 empty] | #N/A | [17 empty] | 0 | 0 | 0 | 0 | 0 | 0 | 0 | 0 | 0 | 0 | 0 | 0 | 0 | 0 | 0 | 0 | 0 | 0 | 0 | 0 | 0 | 0 | 0 | 0 | 0 | 0 | 0 | 0 | 0
Comprehensive Packaged Air Conditioning Systems | [15 empty] | #N/A | [17 empty] | 0 | 0 | 0 | 0 | 0 | 0 | 0 | 0 | 0 | 0 | 0 | 0 | 0 | 0 | 0 | 0 | 0 | 0 | 0 | 0 | 0 | 0 | 0 | 0 | 0 | 0 | 0 | 0 | 0
Comprehensive Packaged Air Conditioning Systems | [15 empty] | #N/A | [17 empty] | 0 | 0 | 0 | 0 | 0 | 0 | 0 | 0 | 0 | 0 | 0 | 0 | 0 | 0 | 0 | 0 | 0 | 0 | 0 | 0 | 0 | 0 | 0 | 0 | 0 | 0 | 0 | 0 | 0
Comprehensive Packaged Air Conditioning Systems | [15 empty] | #N/A | [17 empty] | 0 | 0 | 0 | 0 | 0 | 0 | 0 | 0 | 0 | 0 | 0 | 0 | 0 | 0 | 0 | 0 | 0 | 0 | 0 | 0 | 0 | 0 | 0 | 0 | 0 | 0 | 0 | 0 | 0
Comprehensive Packaged Air Conditioning Systems | [15 empty] | #N/A | [17 empty] | 0 | 0 | 0 | 0 | 0 | 0 | 0 | 0 | 0 | 0 | 0 | 0 | 0 | 0 | 0 | 0 | 0 | 0 | 0 | 0 | 0 | 0 | 0 | 0 | 0 | 0 | 0 | 0 | 0
Comprehensive Packaged Air Conditioning Systems | [15 empty] | #N/A | [17 empty] | 0 | 0 | 0 | 0 | 0 | 0 | 0 | 0 | 0 | 0 | 0 | 0 | 0 | 0 | 0 | 0 | 0 | 0 | 0 | 0 | 0 | 0 | 0 | 0 | 0 | 0 | 0 | 0 | 0
Comprehensive Packaged Air Conditioning Systems | [15 empty] | #N/A | [17 empty] | 0 | 0 | 0 | 0 | 0 | 0 | 0 | 0 | 0 | 0 | 0 | 0 | 0 | 0 | 0 | 0 | 0 | 0 | 0 | 0 | 0 | 0 | 0 | 0 | 0 | 0 | 0 | 0 | 0
Comprehensive Packaged Air Conditioning Systems | [15 empty] | #N/A | [17 empty] | 0 | 0 | 0 | 0 | 0 | 0 | 0 | 0 | 0 | 0 | 0 | 0 | 0 | 0 | 0 | 0 | 0 | 0 | 0 | 0 | 0 | 0 | 0 | 0 | 0 | 0 | 0 | 0 | 0
Comprehensive Packaged Air Conditioning Systems | [15 empty] | #N/A | [17 empty] | 0 | 0 | 0 | 0 | 0 | 0 | 0 | 0 | 0 | 0 | 0 | 0 | 0 | 0 | 0 | 0 | 0 | 0 | 0 | 0 | 0 | 0 | 0 | 0 | 0 | 0 | 0 | 0 | 0
Comprehensive Packaged Air Conditioning Systems | [15 empty] | #N/A | [17 empty] | 0 | 0 | 0 | 0 | 0 | 0 | 0 | 0 | 0 | 0 | 0 | 0 | 0 | 0 | 0 | 0 | 0 | 0 | 0 | 0 | 0 | 0 | 0 | 0 | 0 | 0 | 0 | 0 | 0
Comprehensive Packaged Air Conditioning Systems | [15 empty] | #N/A | [17 empty] | 0 | 0 | 0 | 0 | 0 | 0 | 0 | 0 | 0 | 0 | 0 | 0 | 0 | 0 | 0 | 0 | 0 | 0 | 0 | 0 | 0 | 0 | 0 | 0 | 0 | 0 | 0 | 0 | 0
Comprehensive Packaged Air Conditioning Systems | [15 empty] | #N/A | [17 empty] | 0 | 0 | 0 | 0 | 0 | 0 | 0 | 0 | 0 | 0 | 0 | 0 | 0 | 0 | 0 | 0 | 0 | 0 | 0 | 0 | 0 | 0 | 0 | 0 | 0 | 0 | 0 | 0 | 0
Comprehensive Packaged Air Conditioning Systems | [15 empty] | #N/A | [17 empty] | 0 | 0 | 0 | 0 | 0 | 0 | 0 | 0 | 0 | 0 | 0 | 0 | 0 | 0 | 0 | 0 | 0 | 0 | 0 | 0 | 0 | 0 | 0 | 0 | 0 | 0 | 0 | 0 | 0
Comprehensive Packaged Air Conditioning Systems | [15 empty] | #N/A | [17 empty] | 0 | 0 | 0 | 0 | 0 | 0 | 0 | 0 | 0 | 0 | 0 | 0 | 0 | 0 | 0 | 0 | 0 | 0 | 0 | 0 | 0 | 0 | 0 | 0 | 0 | 0 | 0 | 0 | 0
Comprehensive Packaged Air Conditioning Systems | [15 empty] | #N/A | [17 empty] | 0 | 0 | 0 | 0 | 0 | 0 | 0 | 0 | 0 | 0 | 0 | 0 | 0 | 0 | 0 | 0 | 0 | 0 | 0 | 0 | 0 | 0 | 0 | 0 | 0 | 0 | 0 | 0 | 0
Comprehensive Packaged Air Conditioning Systems | [15 empty] | #N/A | [17 empty] | 0 | 0 | 0 | 0 | 0 | 0 | 0 | 0 | 0 | 0 | 0 | 0 | 0 | 0 | 0 | 0 | 0 | 0 | 0 | 0 | 0 | 0 | 0 | 0 | 0 | 0 | 0 | 0 | 0
Comprehensive Packaged Air Conditioning Systems | [15 empty] | #N/A | [17 empty] | 0 | 0 | 0 | 0 | 0 | 0 | 0 | 0 | 0 | 0 | 0 | 0 | 0 | 0 | 0 | 0 | 0 | 0 | 0 | 0 | 0 | 0 | 0 | 0 | 0 | 0 | 0 | 0 | 0
Comprehensive Packaged Air Conditioning Systems | [15 empty] | #N/A | [17 empty] | 0 | 0 | 0 | 0 | 0 | 0 | 0 | 0 | 0 | 0 | 0 | 0 | 0 | 0 | 0 | 0 | 0 | 0 | 0 | 0 | 0 | 0 | 0 | 0 | 0 | 0 | 0 | 0 | 0
Comprehensive Packaged Air Conditioning Systems | [15 empty] | #N/A | [17 empty] | 0 | 0 | 0 | 0 | 0 | 0 | 0 | 0 | 0 | 0 | 0 | 0 | 0 | 0 | 0 | 0 | 0 | 0 | 0 | 0 | 0 | 0 | 0 | 0 | 0 | 0 | 0 | 0 | 0
Comprehensive Packaged Air Conditioning Systems | [15 empty] | #N/A | [17 empty] | 0 | 0 | 0 | 0 | 0 | 0 | 0 | 0 | 0 | 0 | 0 | 0 | 0 | 0 | 0 | 0 | 0 | 0 | 0 | 0 | 0 | 0 | 0 | 0 | 0 | 0 | 0 | 0 | 0
Comprehensive Packaged Air Conditioning Systems | [15 empty] | #N/A | [17 empty] | 0 | 0 | 0 | 0 | 0 | 0 | 0 | 0 | 0 | 0 | 0 | 0 | 0 | 0 | 0 | 0 | 0 | 0 | 0 | 0 | 0 | 0 | 0 | 0 | 0 | 0 | 0 | 0 | 0
Comprehensive Packaged Air Conditioning Systems | [15 empty] | #N/A | [17 empty] | 0 | 0 | 0 | 0 | 0 | 0 | 0 | 0 | 0 | 0 | 0 | 0 | 0 | 0 | 0 | 0 | 0 | 0 | 0 | 0 | 0 | 0 | 0 | 0 | 0 | 0 | 0 | 0 | 0
Comprehensive Packaged Air Conditioning Systems | [15 empty] | #N/A | [17 empty] | 0 | 0 | 0 | 0 | 0 | 0 | 0 | 0 | 0 | 0 | 0 | 0 | 0 | 0 | 0 | 0 | 0 | 0 | 0 | 0 | 0 | 0 | 0 | 0 | 0 | 0 | 0 | 0 | 0
Comprehensive Packaged Air Conditioning Systems | [15 empty] | #N/A | [17 empty] | 0 | 0 | 0 | 0 | 0 | 0 | 0 | 0 | 0 | 0 | 0 | 0 | 0 | 0 | 0 | 0 | 0 | 0 | 0 | 0 | 0 | 0 | 0 | 0 | 0 | 0 | 0 | 0 | 0
Comprehensive Packaged Air Conditioning Systems | [15 empty] | #N/A | [17 empty] | 0 | 0 | 0 | 0 | 0 | 0 | 0 | 0 | 0 | 0 | 0 | 0 | 0 | 0 | 0 | 0 | 0 | 0 | 0 | 0 | 0 | 0 | 0 | 0 | 0 | 0 | 0 | 0 | 0
Comprehensive Packaged Air Conditioning Systems | [15 empty] | #N/A | [17 empty] | 0 | 0 | 0 | 0 | 0 | 0 | 0 | 0 | 0 | 0 | 0 | 0 | 0 | 0 | 0 | 0 | 0 | 0 | 0 | 0 | 0 | 0 | 0 | 0 | 0 | 0 | 0 | 0 | 0
Comprehensive Packaged Air Conditioning Systems | [15 empty] | #N/A | [17 empty] | 0 | 0 | 0 | 0 | 0 | 0 | 0 | 0 | 0 | 0 | 0 | 0 | 0 | 0 | 0 | 0 | 0 | 0 | 0 | 0 | 0 | 0 | 0 | 0 | 0 | 0 | 0 | 0 | 0
Comprehensive Packaged Air Conditioning Systems | [15 empty] | #N/A | [17 empty] | 0 | 0 | 0 | 0 | 0 | 0 | 0 | 0 | 0 | 0 | 0 | 0 | 0 | 0 | 0 | 0 | 0 | 0 | 0 | 0 | 0 | 0 | 0 | 0 | 0 | 0 | 0 | 0 | 0
Comprehensive Packaged Air Conditioning Systems | [15 empty] | #N/A | [17 empty] | 0 | 0 | 0 | 0 | 0 | 0 | 0 | 0 | 0 | 0 | 0 | 0 | 0 | 0 | 0 | 0 | 0 | 0 | 0 | 0 | 0 | 0 | 0 | 0 | 0 | 0 | 0 | 0 | 0
Comprehensive Packaged Air Conditioning Systems | [15 empty] | #N/A | [17 empty] | 0 | 0 | 0 | 0 | 0 | 0 | 0 | 0 | 0 | 0 | 0 | 0 | 0 | 0 | 0 | 0 | 0 | 0 | 0 | 0 | 0 | 0 | 0 | 0 | 0 | 0 | 0 | 0 | 0
Comprehensive Packaged Air Conditioning Systems | [15 empty] | #N/A | [17 empty] | 0 | 0 | 0 | 0 | 0 | 0 | 0 | 0 | 0 | 0 | 0 | 0 | 0 | 0 | 0 | 0 | 0 | 0 | 0 | 0 | 0 | 0 | 0 | 0 | 0 | 0 | 0 | 0 | 0
Comprehensive Packaged Air Conditioning Systems | [15 empty] | #N/A | [17 empty] | 0 | 0 | 0 | 0 | 0 | 0 | 0 | 0 | 0 | 0 | 0 | 0 | 0 | 0 | 0 | 0 | 0 | 0 | 0 | 0 | 0 | 0 | 0 | 0 | 0 | 0 | 0 | 0 | 0
Comprehensive Packaged Air Conditioning Systems | [15 empty] | #N/A | [17 empty] | 0 | 0 | 0 | 0 | 0 | 0 | 0 | 0 | 0 | 0 | 0 | 0 | 0 | 0 | 0 | 0 | 0 | 0 | 0 | 0 | 0 | 0 | 0 | 0 | 0 | 0 | 0 | 0 | 0
Comprehensive Packaged Air Conditioning Systems | [15 empty] | #N/A | [17 empty] | 0 | 0 | 0 | 0 | 0 | 0 | 0 | 0 | 0 | 0 | 0 | 0 | 0 | 0 | 0 | 0 | 0 | 0 | 0 | 0 | 0 | 0 | 0 | 0 | 0 | 0 | 0 | 0 | 0
Comprehensive Packaged Air Conditioning Systems | [15 empty] | #N/A | [17 empty] | 0 | 0 | 0 | 0 | 0 | 0 | 0 | 0 | 0 | 0 | 0 | 0 | 0 | 0 | 0 | 0 | 0 | 0 | 0 | 0 | 0 | 0 | 0 | 0 | 0 | 0 | 0 | 0 | 0
Comprehensive Packaged Air Conditioning Systems | [15 empty] | #N/A | [17 empty] | 0 | 0 | 0 | 0 | 0 | 0 | 0 | 0 | 0 | 0 | 0 | 0 | 0 | 0 | 0 | 0 | 0 | 0 | 0 | 0 | 0 | 0 | 0 | 0 | 0 | 0 | 0 | 0 | 0
Comprehensive Packaged Air Conditioning Systems | [15 empty] | #N/A | [17 empty] | 0 | 0 | 0 | 0 | 0 | 0 | 0 | 0 | 0 | 0 | 0 | 0 | 0 | 0 | 0 | 0 | 0 | 0 | 0 | 0 | 0 | 0 | 0 | 0 | 0 | 0 | 0 | 0 | 0
Comprehensive Packaged Air Conditioning Systems | [15 empty] | #N/A | [17 empty] | 0 | 0 | 0 | 0 | 0 | 0 | 0 | 0 | 0 | 0 | 0 | 0 | 0 | 0 | 0 | 0 | 0 | 0 | 0 | 0 | 0 | 0 | 0 | 0 | 0 | 0 | 0 | 0 | 0
Comprehensive Packaged Air Conditioning Systems | [15 empty] | #N/A | [17 empty] | 0 | 0 | 0 | 0 | 0 | 0 | 0 | 0 | 0 | 0 | 0 | 0 | 0 | 0 | 0 | 0 | 0 | 0 | 0 | 0 | 0 | 0 | 0 | 0 | 0 | 0 | 0 | 0 | 0
Comprehensive Packaged Air Conditioning Systems | [15 empty] | #N/A | [17 empty] | 0 | 0 | 0 | 0 | 0 | 0 | 0 | 0 | 0 | 0 | 0 | 0 | 0 | 0 | 0 | 0 | 0 | 0 | 0 | 0 | 0 | 0 | 0 | 0 | 0 | 0 | 0 | 0 | 0
Comprehensive Packaged Air Conditioning Systems | [15 empty] | #N/A | [17 empty] | 0 | 0 | 0 | 0 | 0 | 0 | 0 | 0 | 0 | 0 | 0 | 0 | 0 | 0 | 0 | 0 | 0 | 0 | 0 | 0 | 0 | 0 | 0 | 0 | 0 | 0 | 0 | 0 | 0
Comprehensive Packaged Air Conditioning Systems | [15 empty] | #N/A | [17 empty] | 0 | 0 | 0 | 0 | 0 | 0 | 0 | 0 | 0 | 0 | 0 | 0 | 0 | 0 | 0 | 0 | 0 | 0 | 0 | 0 | 0 | 0 | 0 | 0 | 0 | 0 | 0 | 0 | 0
Comprehensive Packaged Air Conditioning Systems | [15 empty] | #N/A | [17 empty] | 0 | 0 | 0 | 0 | 0 | 0 | 0 | 0 | 0 | 0 | 0 | 0 | 0 | 0 | 0 | 0 | 0 | 0 | 0 | 0 | 0 | 0 | 0 | 0 | 0 | 0 | 0 | 0 | 0
Comprehensive Packaged Air Conditioning Systems | [15 empty] | #N/A | [17 empty] | 0 | 0 | 0 | 0 | 0 | 0 | 0 | 0 | 0 | 0 | 0 | 0 | 0 | 0 | 0 | 0 | 0 | 0 | 0 | 0 | 0 | 0 | 0 | 0 | 0 | 0 | 0 | 0 | 0
Comprehensive Packaged Air Conditioning Systems | [15 empty] | #N/A | [17 empty] | 0 | 0 | 0 | 0 | 0 | 0 | 0 | 0 | 0 | 0 | 0 | 0 | 0 | 0 | 0 | 0 | 0 | 0 | 0 | 0 | 0 | 0 | 0 | 0 | 0 | 0 | 0 | 0 | 0
Comprehensive Packaged Air Conditioning Systems | [15 empty] | #N/A | [17 empty] | 0 | 0 | 0 | 0 | 0 | 0 | 0 | 0 | 0 | 0 | 0 | 0 | 0 | 0 | 0 | 0 | 0 | 0 | 0 | 0 | 0 | 0 | 0 | 0 | 0 | 0 | 0 | 0 | 0
Comprehensive Packaged Air Conditioning Systems | [15 empty] | #N/A | [17 empty] | 0 | 0 | 0 | 0 | 0 | 0 | 0 | 0 | 0 | 0 | 0 | 0 | 0 | 0 | 0 | 0 | 0 | 0 | 0 | 0 | 0 | 0 | 0 | 0 | 0 | 0 | 0 | 0 | 0
Comprehensive Packaged Air Conditioning Systems | [15 empty] | #N/A | [17 empty] | 0 | 0 | 0 | 0 | 0 | 0 | 0 | 0 | 0 | 0 | 0 | 0 | 0 | 0 | 0 | 0 | 0 | 0 | 0 | 0 | 0 | 0 | 0 | 0 | 0 | 0 | 0 | 0 | 0
Comprehensive Packaged Air Conditioning Systems | [15 empty] | #N/A | [17 empty] | 0 | 0 | 0 | 0 | 0 | 0 | 0 | 0 | 0 | 0 | 0 | 0 | 0 | 0 | 0 | 0 | 0 | 0 | 0 | 0 | 0 | 0 | 0 | 0 | 0 | 0 | 0 | 0 | 0
Comprehensive Packaged Air Conditioning Systems | [15 empty] | #N/A | [17 empty] | 0 | 0 | 0 | 0 | 0 | 0 | 0 | 0 | 0 | 0 | 0 | 0 | 0 | 0 | 0 | 0 | 0 | 0 | 0 | 0 | 0 | 0 | 0 | 0 | 0 | 0 | 0 | 0 | 0
Comprehensive Packaged Air Conditioning Systems | [15 empty] | #N/A | [17 empty] | 0 | 0 | 0 | 0 | 0 | 0 | 0 | 0 | 0 | 0 | 0 | 0 | 0 | 0 | 0 | 0 | 0 | 0 | 0 | 0 | 0 | 0 | 0 | 0 | 0 | 0 | 0 | 0 | 0
Comprehensive Packaged Air Conditioning Systems | [15 empty] | #N/A | [17 empty] | 0 | 0 | 0 | 0 | 0 | 0 | 0 | 0 | 0 | 0 | 0 | 0 | 0 | 0 | 0 | 0 | 0 | 0 | 0 | 0 | 0 | 0 | 0 | 0 | 0 | 0 | 0 | 0 | 0
Do NOT enter program data in this row or below. The Spreadsheet will not evaluate any such data.
Lists of Dimensions and their Labels
|  |  | Climate Zones |  |  |  | Measure Types for Measure Life | Measure Types for NTGR | Gas Sector | Gas Savings Profile | Combustor Type |  | Residential | AC-NC | Heat_Pump-NC | Refrig-RC | AC_Cooling-RC | HeatPump_Heating_Only-RC | HeatPump_ThroughWall-RC | HeatPump_WtrHt-RC | HorizAxisClothesWasher-RC | CFL-RC | Residential Pool Pumps
|  |  | 6 |  |  |  | NONRESIDENTIAL MEASURES: |  | Residential | Summer Only | Large Boilers (>100 MMBtu/hr Heat Input):Uncontrolled |  | Small_Office | Hi_Perf_Glass-NC | Lo_Gain_Wndw-NC | Wtr_Cool_Chiller-NC | Package_AC-NC | <65K_AC_Split-NC | <65K_AC_Pckg-NC | <65K_EvapCool-NC | 65K-135K_Air_AC-NC | 65K-135_Wtr_AC-NC | >135K_Air_AC-NC | >135K_Wtr_AC-NC | Hi_Eff_AC_Mtr-NC | Var_Spd_AC_Mtr-NC | DayLt_Cntrl-NC | Lighting-NC | Economy_cycle-Ret | New_AC-Ret | New_HtPmp-Ret | Roof_insul-Ret | Wall_insul-Ret | 2006 Qtr 1: Window_Tint-Ret; 2006 Qtr 2: Reduce_Cooling_Load-Ret; 2006 Qtr 3: IndoorLt; 2006 Qtr 4: Occupancy Sensor; 2007 Qtr 1: Refrigeration; 2007 Qtr 2: DayLt & Controls; 2007 Qtr 3: Perimter Lt Control; 2007 Qtr 4: Pool HtPmp; 2008 Qtr 1: DHW HtPmp
|  |  | 8 |  |  |  | **************************************************************** | Appliance early retirement and replacement 0.80 | Commercial | Winter Only | Large Boilers (>100 MMBtu/hr Heat Input):Controlled Low NOx Burner |  | Large_Office | Hi_Perf_Glass-NC | Lo_Gain_Wndw-NC | Wtr_Cool_Chiller-NC | >135K_Air_AC-NC | >135K_Wtr_AC-NC | Hi_Eff_AC_Mtr-NC | Var_Spd_AC_Mtr-NC | DayLt_Cntrl-NC | Lighting-NC | Economy_cycle-Ret | New_AC-Ret | New_HtPmp-Ret | Roof_insul-Ret | Wall_insul-Ret | Window_Tint-Ret | Reduce_Cooling_Load-Ret | IndoorLt | Occupancy Sensor | Refrigeration | DayLt & Controls | 2006 Qtr 1: Perimter Lt Control; 2006 Qtr 2: Pool HtPmp; 2006 Qtr 3: DHW HtPmp
|  |  | 9 |  |  |  | Ballast – Dimmable: NR - 11 | California Home Energy Efficiency Rating System (CHEERS) | Core | Annual | Large Boilers (>100 MMBtu/hr Heat Input):Controlled – Flue Gas Recirculation |  | Small_Retail_Store | Package_AC-NC | <65K_AC_Split-NC | <65K_AC_Pckg-NC | <65K_EvapCool-NC | 65K-135K_Air_AC-NC | 65K-135_Wtr_AC-NC | Lighting-NC | Economy_cycle-Ret | Evap_Cooling-Ret | Replace_Chiller-Ret | New_AC-Ret | New_HtPmp-Ret | Roof_insul-Ret | Wall_insul-Ret | Reduce_Cooling_Load-Ret | IndoorLt | Occupancy Sensor | Refrigeration | DayLt & Controls | Perimter Lt Control | 2006 Qtr 1: Pool HtPmp; 2006 Qtr 2: DHW HtPmp
|  |  | 10 |  |  |  | Ballast – Electronic: NR - 11 | Residential Audits 0.72 |  |  | Small Boilers (<100 MMBtu/hr Heat Input):Uncontrolled |  | Large_Retail_Store | Wtr_Cool_Chiller-NC | >135K_Air_AC-NC | >135K_Wtr_AC-NC | Hi_Eff_AC_Mtr-NC | Var_Spd_AC_Mtr-NC | Lighting-NC | Economy_cycle-Ret | Evap_Cooling-Ret | Replace_Chiller-Ret | New_AC-Ret | New_HtPmp-Ret | Roof_insul-Ret | Wall_insul-Ret | Reduce_Cooling_Load-Ret | IndoorLt | Occupancy Sensor | Refrigeration | DayLt & Controls | Perimter Lt Control | Pool HtPmp | 2006 Qtr 1: DHW HtPmp
|  |  | 13 |  |  |  | Fluorescent Fixture – T8: C/I/A - 11 | Refrigerator Recycling 0.35 |  |  | Small Boilers (<100 MMBtu/hr Heat Input):Controlled Low NOx Burner |  | Grocery_Store | Hi_Perf_Glass-NC | Lo_Gain_Wndw-NC | Wtr_Cool_Chiller-NC | 65K-135_Wtr_AC-NC | >135K_Air_AC-NC | >135K_Wtr_AC-NC | Hi_Eff_AC_Mtr-NC | Var_Spd_AC_Mtr-NC | DayLt_Cntrl-NC | Lighting-NC | Refrigeration | DayLt & Controls | Perimter Lt Control | Pool HtPmp | DHW HtPmp | bar: 2006 Qtr 1 to 2008 Qtr 1
|  |  | 14 |  |  |  | Fixture: T8 Lamp & Electronic Ballast: C/I/A - 11 | Freezer Recycling 0.54 |  |  | Small Boilers (<100 MMBtu/hr Heat Input):Controlled – Flue Gas Recirculation |  | Food_Store | New_AC-Ret | New_HtPmp-Ret | Roof_insul-Ret | Wall_insul-Ret | Reduce_Cooling_Load-Ret | Lower_Cond_temp-Ret | IndoorLt | Refrigeration | DayLt & Controls | Perimter Lt Control | Pool HtPmp | DHW HtPmp | bar: 2006 Qtr 1 to 2008 Qtr 1
|  |  | 15 |  |  |  | T8 Fixtures – 17 Watt Lamp, 2ft or 32-watt Lamp, 4ft 11 | Residential Contractor Program 0.89 |  |  | Residential Furnaces (<0.3):Uncontrolled |  | Restaurant | Economy_cycle-Ret | Evap_Cooling-Ret | New_AC-Ret | New_HtPmp-Ret | IndoorLt | Refrigeration | DayLt & Controls | Perimter Lt Control | Pool HtPmp | DHW HtPmp | bar: 2006 Qtr 1 to 2008 Qtr 1
|  |  | 16 |  |  |  | T8 Lamps: C/I/A - 5 | Emerging Technologies 0.83 |  |  |  |  | Fast_Food_Restaurant | Hi_Perf_Glass-NC | Lo_Gain_Wndw-NC | Package_AC-NC | <65K_AC_Split-NC | <65K_AC_Pckg-NC | <65K_EvapCool-NC | 65K-135K_Air_AC-NC | 65K-135_Wtr_AC-NC | DayLt_Cntrl-NC | Lighting-NC | Refrigeration | DayLt & Controls | Perimter Lt Control | Pool HtPmp | DHW HtPmp | bar: 2006 Qtr 1 to 2008 Qtr 1
|  |  | System |  |  |  | High Efficiency Lighting (HID): NR - 16 | All other residential programs 0.80 |  |  |  |  | Sit_Down_Restaurant | Hi_Perf_Glass-NC | Lo_Gain_Wndw-NC | <65K_AC_Split-NC | <65K_AC_Pckg-NC | <65K_EvapCool-NC | 65K-135K_Air_AC-NC | 65K-135_Wtr_AC-NC | >135K_Air_AC-NC | >135K_Wtr_AC-NC | DayLt_Cntrl-NC | Lighting-NC | Refrigeration | DayLt & Controls | Perimter Lt Control | Pool HtPmp | DHW HtPmp | bar: 2006 Qtr 1 to 2008 Qtr 1
[7 empty] | High Output T5 Fixture: NR - 16 |  | Electric Rate | Gas Rate |  |  | Storage_Building | <65K_AC_Split-NC | <65K_AC_Pckg-NC | <65K_EvapCool-NC | >135K_Air_AC-NC | >135K_Wtr_AC-NC | Lighting-NC | Refrigeration | DayLt & Controls | Perimter Lt Control | Pool HtPmp | DHW HtPmp | bar: 2006 Qtr 1 to 2008 Qtr 1
[7 empty] | Indoor or Outdoor Lighting System Modification: NR - 13.5 | Advanced water heating systems 1.00 | System | System |  |  | Refrigerated_Warehouse | New_AC-Ret | New_HtPmp-Ret | IndoorLt | Refrigeration | DayLt & Controls | Perimter Lt Control | Pool HtPmp | DHW HtPmp | bar: 2006 Qtr 1 to 2008 Qtr 1
[7 empty] | Lighting Controls: NR - 16 | Agricultural and Dairy Incentives 0.75 | System | System |  |  | Non-Refrig._Warehouse | New_AC-Ret | New_HtPmp-Ret | Roof_insul-Ret | Wall_insul-Ret | Reduce_Cooling_Load-Ret | IndoorLt | Occupancy Sensor | Refrigeration | DayLt & Controls | Perimter Lt Control | Pool HtPmp | DHW HtPmp | bar: 2006 Qtr 1 to 2008 Qtr 1
[7 empty] | Daylighting Controls; NR - 16 | Coin Laundry and Dry Cleaner Education 0.70 | System | 0 |  |  | Hotel_Motel | Wtr_Cool_Chiller-NC | Package_AC-NC | >135K_Air_AC-NC | >135K_Wtr_AC-NC | Var_Spd_AC_Mtr-NC | Lighting-NC | Replace_Chiller-Ret | New_AC-Ret | New_HtPmp-Ret | Roof_insul-Ret | Wall_insul-Ret | Reduce_Cooling_Load-Ret | IndoorLt | Occupancy Sensor | Refrigeration | DayLt & Controls | Perimter Lt Control | Pool HtPmp | DHW HtPmp | bar: 2006 Qtr 1 to 2008 Qtr 1
[7 empty] | Lighting Power Density: NR - 11 | Commercial and agricultural information, tools, or design assistance services | System |  |  |  | Medical_Clinic | Replace_Chiller-Ret | New_AC-Ret | New_HtPmp-Ret | Roof_insul-Ret | Wall_insul-Ret | IndoorLt | Refrigeration | DayLt & Controls | Perimter Lt Control | Pool HtPmp | DHW HtPmp | bar: 2006 Qtr 1 to 2008 Qtr 1
[7 empty] | Exit Sign – CF Hardware Kit/LED/ Electro-Luminescent: NR - 16 | Comprehensive Space Conditioning 1.00 | System |  |  |  | School | Hi_Perf_Glass-NC | Lo_Gain_Wndw-NC | Wtr_Cool_Chiller-NC | Package_AC-NC | >135K_Air_AC-NC | >135K_Wtr_AC-NC | Hi_Eff_AC_Mtr-NC | Var_Spd_AC_Mtr-NC | DayLt_Cntrl-NC | Lighting-NC | Refrigeration | DayLt & Controls | Perimter Lt Control | Pool HtPmp | DHW HtPmp | bar: 2006 Qtr 1 to 2008 Qtr 1
[7 empty] | Occupancy Sensor: NR - 8 | Lodging Education 0.70 |  |  |  |  | K_thru_12_School | New_AC-Ret | New_HtPmp-Ret | Roof_insul-Ret | Wall_insul-Ret | IndoorLt | Occupancy Sensor | Refrigeration | DayLt & Controls | Perimter Lt Control | Pool HtPmp | DHW HtPmp | bar: 2006 Qtr 1 to 2008 Qtr 1
[7 empty] | Photocell: NR - 8 | Express Efficiency (rebates) 0.96 |  |  |  |  | College_University | Hi_Perf_Glass-NC | Lo_Gain_Wndw-NC | Wtr_Cool_Chiller-NC | 65K-135K_Air_AC-NC | 65K-135_Wtr_AC-NC | >135K_Air_AC-NC | >135K_Wtr_AC-NC | Hi_Eff_AC_Mtr-NC | Var_Spd_AC_Mtr-NC | DayLt_Cntrl-NC | Lighting-NC | Economy_cycle-Ret | Evap_Cooling-Ret | New_AC-Ret | New_HtPmp-Ret | Roof_insul-Ret | Wall_insul-Ret | Reduce_Cooling_Load-Ret | IndoorLt | Refrigeration | 2006 Qtr 1: DayLt & Controls; 2006 Qtr 2: Perimter Lt Control; 2006 Qtr 3: Pool HtPmp; 2006 Qtr 4: DHW HtPmp
[7 empty] | Time Clock – Lighting: NR - 8 | Energy Management Services, including audits (for small and medium customers) |  |  |  |  | Assembly | Hi_Perf_Glass-NC | Lo_Gain_Wndw-NC | Wtr_Cool_Chiller-NC | >135K_Air_AC-NC | >135K_Wtr_AC-NC | Hi_Eff_AC_Mtr-NC | Var_Spd_AC_Mtr-NC | DayLt_Cntrl-NC | Lighting-NC | Refrigeration | DayLt & Controls | Perimter Lt Control | Pool HtPmp | DHW HtPmp | bar: 2006 Qtr 1 to 2008 Qtr 1
[7 empty] | Induction Lamps: NR - 2 | Food Services Equipment Retrofit 1.00 |  |  |  |  | Trans_Comm_Util | Replace_Chiller-Ret | New_AC-Ret | New_HtPmp-Ret | Roof_insul-Ret | Wall_insul-Ret | Reduce_Cooling_Load-Ret | IndoorLt | Occupancy Sensor | Refrigeration | DayLt & Controls | Perimter Lt Control | Pool HtPmp | DHW HtPmp | bar: 2006 Qtr 1 to 2008 Qtr 1
[7 empty] | Induction Fixture: NR - 16 | Industrial Information and Services 0.74 |  |  |  |  | Misc._Commercial | Economy_cycle-Ret | New_AC-Ret | New_HtPmp-Ret | Roof_insul-Ret | Wall_insul-Ret | Reduce_Cooling_Load-Ret | IndoorLt | Outdoor Lt | DayLt & Controls | Perimter Lt Control | Pool HtPmp | DHW HtPmp | Frig Barrier | Refrigeration | Commercial Whole Building | Occupancy Sensor | bar: 2006 Qtr 1 to 2008 Qtr 1
[7 empty] | Delamp/reflectors: C/I - 11 | Large Standard Performance Contract 0.7011 |  |  |  |  | Industrial | Replace_Chiller-Ret | New_AC-Ret | New_HtPmp-Ret | Roof_insul-Ret | Wall_insul-Ret | Reduce_Cooling_Load-Ret | IndoorLt | Industrial | Occupancy Sensor | Refrigeration | DayLt & Controls | Perimter Lt Control | Pool HtPmp | DHW HtPmp | bar: 2006 Qtr 1 to 2008 Qtr 1
[7 empty] | Optical Reflectors- new construction: Ind, NRNC - 12 | All other nonresidential programs 0.80 |  |  |  |  | Agricultural | Replace_Chiller-Ret | New_AC-Ret | New_HtPmp-Ret | Roof_insul-Ret | Wall_insul-Ret | Reduce_Cooling_Load-Ret | IndoorLt | Ag & Water Pumping | Occupancy Sensor | Refrigeration | DayLt & Controls | Perimter Lt Control | Pool HtPmp | DHW HtPmp | bar: 2006 Qtr 1 to 2008 Qtr 1
[7 empty] | Optical Reflectors- retrofit: NR - 10 | New Construction |  |  |  |  | Hospital | Hi_Perf_Glass-NC | Lo_Gain_Wndw-NC | Wtr_Cool_Chiller-NC | >135K_Air_AC-NC | >135K_Wtr_AC-NC | Hi_Eff_AC_Mtr-NC | Var_Spd_AC_Mtr-NC | DayLt_Cntrl-NC | Lighting-NC | Replace_Chiller-Ret | New_AC-Ret | New_HtPmp-Ret | Roof_insul-Ret | Wall_insul-Ret | IndoorLt | Refrigeration | DayLt & Controls | Perimter Lt Control | Pool HtPmp | DHW HtPmp | bar: 2006 Qtr 1 to 2008 Qtr 1
[7 empty] | HID fixture: Interior, >= 176 Watts lamp: Ind - 16 | Industrial and Agricultural Process 0.94
[7 empty] | HID fixture: Interior, 251-400 Watt lamp: Com - 16 | Industrial new construction incentives 0.62
[7 empty] | CFL Fixture: Pin based CFL fixture: Com - 12.0 | Savings by Design 0.8212
[7 empty] | Screw-in CFL: Education - Primary School: NR - 5.6 | All other new construction programs 0.80
Screw-in CFL: Education - Secondary School: NR - 3.5
Screw-in CFL: Education - Community College: NR - 2.1
Screw-in CFL: Education - University: NR - 2.6
Screw-in CFL: Grocery: NR - 1.4
Screw-in CFL: Health/Medical - Hospital: NR - 0.9
Screw-in CFL: Health/Medical - Nursing Home: NR - 0.9
Screw-in CFL: Lodging - Hotel: NR - 0.9
Screw-in CFL: Lodging - Motel: NR - 0.9
Screw-in CFL: Lodging - Guest Rooms: NR - 7.0
Screw-in CFL: Manufacturing - Light Industrial: NR - 2.8
Screw-in CFL: Office - Large: NR - 2.9
Screw-in CFL: Office - Small: NR - 3.2
Screw-in CFL: Restaurant - Sit-Down: NR - 2.3
Screw-in CFL: Restaurant - Fast-Food: NR - 1.3
Screw-in CFL: Retail - 3-Story Large: NR - 1.9
Screw-in CFL: Retail - Single-Story Large: NR - 1.8
Screw-in CFL: Retail - Small: NR - 2.1
Screw-in CFL: Storage - Conditioned: NR - 2.8
Screw-in CFL: Storage - Unconditioned: NR - 2.8
Screw-in CFL: Warehouse - Refrigerated: NR - 3.1
HVAC/Refrigeration – SPC: NR - 16
Chiller – High Efficiency: NR - 20
Chiller – Variable Speed Drive: NR - 20
Water Cooled Chillers: NR - 20
Air Conditioners – High Efficiency: NR - 15
Packaged HVAC Systems: NR - 15
Install HVAC EMS: Com - 14
AC Packaged Terminal Units: NR - 15
Evaporative Coolers: NR - 15
Boiler – High Efficiency: NR - 20
Cooling Towers/Evaporative Condenser: NR - 15
Heat Pump – Split System: NR - 15
Heat Pump with Integrated Water Heating: NR - 10
Ground Source Heat Pump: NR - 15
Reduce Internal Load: NR - 15
Insulation: NR - 20
Insulation Package: NR - 20
Reflective Window Film: NR - 10
Bypass/Delay Timer(lighting): NR - 8
Set-Back Thermostat: NR - 11
Time Clock - HVAC: NR - 10
HVAC/Space Heating/Efficiency (Gas): NR - 18
Nonresidential Gas – AC: NR - 20
Adjustable speed drive, application unknown: Ag - 10
Adjustable speed drive, application unknown: Com - 10
Adjustable Speed Drive: HVAC fan, 50 HP Max: Com - 10
Pump repair: Ag - 11
Injection molding machines: Ind - 15
Plastic extusion equipment: Ind - 15
Process cooling: Ind - 15
Process equipment insulation: Ind - 15
Horizontal Clothes Washer: NR - 10
Efficient Dishwashing: NR - 5
Water Heater Controls: NR - 15
Cooking measures , Assorted: Com - 12
Water Heater – Gas: NR - 15
Domestic Hot Water Boiler (Gas): NR - 20
Auto Closer for Cooler/Freezer: NR - 8
Door Gaskets: NR - 4
Floating Head Pressure: NR - 16
Heatless Door: NR - 16
Humidistat Control for Anti-Sweat Heater: NR - 12
Insulation on Refrigeration Suction Line: NR - 11
Night Covers for Display Cases: NR - 5
PSC Evaporator Motor – Walkin/ Display: NR - 15
Refrigeration Case Doors – Glass/Acrylic: NR - 12
Refrigerator Case with Doors: NR - 12
Refrigerator Condensate Evaporator – Elec/Non Elec: NR - 8
Strip Curtains for Walk-Ins: NR - 4
Ballast: Electronic, for display case: NR - 11
Defrost: NR - 16
FHP & EFF Conditioner: NR - 16
High-efficiency Liquid Suction Heat Exchangers: NR - 16
Night Shields on Refrigerator and Freezer Cases: NR - 5
Walk-in Refrigerator or Freezer: Evaporative Fan Controller: NR - 5
Multiplec Refrigeration Systems/Supermarket Systems: NR - 10
Kiln/Oven/Furnace: NR - 18
Thermal Night Curtains: NR - 5
Custom Measures – SPC: NR - 15
Local Government Partnership: NR - 11
Audits: NR - 3
Plug Load Sensor: NR - 10
Information: NR - 1
High Efficiency Motors: NR - 15
Process Overhaul: NR - 20
System Controls: NR - 15
RESIDENTIAL MEASURES
****************************************************************
T8 Fixtures ; lamp or ballast: Res - 15
Pin based CFL Fixture: Res - 16
CFL: Indoor Screw in: Res - 9.4
CFL: Outdoor Screw in: Res - 7
Torchiere: Res - 9
Air Conditioners with SEER >= 11.0: Res - 18
Central Air Conditioners: Res - 18
Duct Testing: Res NC - 18
High Energy Efficiency Ducts: Res - 18
Whole House Fan: Res - 15
Evaporative Cooler: Res - 15
Glazing - Low E Double / Low Shade Coefficient: Res - 20
Heat Pump - Electric: Res - 15
Insulation - Ceiling / Floor / Walls: Res - 20
A/C with Integrated Water Heating: Res - 10
Programmable Thermostat: Res - 12
Audits: Res - 3
Gas Cooktops: Res - 20
Gas Dryer Stub: Res - 18
Energy-Efficient Furnaces: Res - 18
Refrigerator Recycling: Res - 10
Refrigerator - Energy Efficient; 20% more efficient: Res - 18
Refrigerators: Res - 18
GENERIC USEFUL LIVES:
****************************************************************
0.1
0.2
0.3
0.4
0.5
0.6
0.7
0.8
0.9
1
1.1
1.2
1.3
1.4
1.5
1.6
1.7
1.8
1.9
2
2.1
2.2
2.3
2.4
2.5
2.6
2.7
2.8
2.9
3
3.1
3.2
3.3
3.4
3.5
3.6
3.7
3.8
3.9
4
4.1
4.2
4.3
4.4
4.5
4.6
4.7
4.8
4.9
5
5.1
5.2
5.3
5.4
5.5
5.6
5.7
5.8
5.9
6
6.1
6.2
6.3
6.4
6.5
6.6
6.7
6.8
6.9
7
7.1
7.2
7.3
7.4
7.5
7.6
7.7
7.8
7.9
8
8.1
8.2
8.3
8.4
8.5
8.6
8.7
8.8
8.9
9
9.1
9.2
9.3
9.4
9.5
9.6
9.7
9.8
9.9
10
10.1
10.2
10.3
10.4
10.5
10.6
10.7
10.8
10.9
11
11.1
11.2
11.3
11.4
11.5
11.6
11.7
11.8
11.9
12
12.1
12.2
12.3
12.4
12.5
12.6
12.7
12.8
12.9
13
13.1
13.2
13.3
13.4
13.5
13.6
13.7
13.8
13.9
14
14.1
14.2
14.3
14.4
14.5
14.6
14.7
14.8
14.9
15
15.1
15.2
15.3
15.4
15.5
15.6
15.7
15.8
15.9
16
16.1
16.2
16.3
16.4
16.5
16.6
16.7
16.8
16.9
17
17.1
17.2
17.3
17.4
17.5
17.6
17.7
17.8
17.9
18
19
20