## Export
PROGRAM NAME | Residential Energy Efficiency Incentives
BUDGET
Administrative Costs
Overhead and G&A | 1521196
Other Administrative Costs | 5160112
Marketing/Outreach | 2496000
Direct Implementation
Incentives and Rebates
User Input Incentive | 0
Direct Install Rebate | 51463620.2991
Direct Install Labor | 0
Direct Install Materials | 0
Activity | 2715000
Installation | 0
Hardware & Materials | 0
Rebate Processing & Inspection | 3530294
EM&V Costs | 0
Budget | 66886222.2991
Costs recovered from other sources | 2241000
Budget (plus other costs) | 69127222.2991
PROGRAM IMPACTS
Program Reductions for Measures installed through 2008
User Entered kW (kW) | 109679.072
Net Jul-Sept Peak (kW) | 109679.072
Net Dec-Feb Peak (kW) | 183419.3519
Net NCP (kW) | 161331.8473
Net CEC (kW) | 174605.9456
Annual Net kWh | 804635693.8135
Lifecycle Net kWh | 8262852107.7458
Annual Net Therms | 0
Lifecycle Net Therms | 0
Program Reductions for Measures installed through 2012
User Entered kW (kW) | 110128.1434
Net Jul-Sept Peak (kW) | 110128.1434
Net Dec-Feb Peak (kW) | 183516.314
Net NCP (kW) | 203786.0571
Net CEC (kW) | 174700.5518
Annual Net kWh | 805071667.3321
Lifecycle Net kWh | 8269077458.0845
Annual Net Therms | 0
Lifecycle Net Therms | 0
Cost Effectiveness for all measures installed through 2012
TRC
Costs | 97870840.8416
Electric Benefits | 473492342.8263
Gas Benefits | 0
Net Benefits (NPV) | 375621501.9846
BC Ratio | 4.8379
PAC
Costs | 62928471.9477
Electric Benefits | 473492342.8263
Gas Benefits | 0
Net Benefits (NPV) | 410563870.8786
BC Ratio | 7.5243
Levelized Cost
Levelized Cost TRC ($/kWh )
Discounted kWh | 4984802945.9787
Cost | 0.019634
Benefits | 0.094987
Benefit-Cost | 0.075353
Levelized Cost PAC ($/kWh)
Discounted kWh | 4984802945.9787
Cost | 0.012624
Benefits | 0.094987
Benefit-Cost | 0.082363
Levelized Cost TRC ($/therm)
Discounted Therms | 0
Cost | #DIV/0!
Benefits | #DIV/0!
Benefit-Cost | #DIV/0!
Levelized Cost PAC ($/therm)
Discounted Therms | 0
Cost | #DIV/0!
Benefits | #DIV/0!
Benefit-Cost | #DIV/0!
Emission Annual Reductions (2006-2008)
Electric Annual CO2 (tons) - 2006 | 113495.061
2007 | 170221.5778
2008 | 174910.3425
Electric Lifecycle CO2 (tons) - 2006 | 1154537.3709
2007 | 1726172.3418
2008 | 1773569.077
Electric Annual NOX (tons) - 2006 | 15.3273
2007 | 22.985
2008 | 23.619
Electric Lifecycle NOX (tons) - 2006 | 154.2735
2007 | 230.5908
2008 | 236.9305
Electric Annual SO2 (lbs) - 2006
2007
2008
Electric Lifecycle SO2 (lbs) - 2006
2007
2008
Gas Annual CO2 (tons) - 2006 | 0
2007 | 0
2008 | 0
Gas Lifecycle CO2 (tons) - 2006 | 0
2007 | 0
2008 | 0
Gas Annual NOX (tons) - 2006 | 0
2007 | 0
2008 | 0
Gas Lifecycle NOX (tons) - 2006 | 0
2007 | 0
2008 | 0
Gas Annual SO2 (lbs) - 2006
2007
2008
Gas Lifecycle SO2 (lbs) - 2006
2007
2008
Data below not currently used in Energy Division workbook
Levelized Cost RIM ($/therm)
Discounted Therms | 0
Cost | #DIV/0!
Benefits | #DIV/0!
Benefit-Cost | #DIV/0!
Levelized Cost RIM ($/kWh)
Discounted kWh | 4984802945.9787
Cost | 0.16912
Benefits | 0.094987
Benefit-Cost | #DIV/0!
RIM
Costs | 843028528.6715
Electric Benefits | 473492342.8263
Gas Benefits | 0
Net Benefits (NPV) | -369536185.8452
BC Ratio | 0.56166
Impacts for all programs installed trhough 2012
Net July-Sept Peak (kW)
Clothes Dryer | 0
Clothes Washer | 0
Consumer Electronics | 0
Cooking | 0
Dishwasher | 0
Net Dec-Feb Pk (kW)
Clothes Dryer | 0
Clothes Washer | 0
Consumer Electronics | 0
Cooking | 0
Dishwasher | 0
Net CEC (kW)
Clothes Dryer | 0
Clothes Washer | 0
Consumer Electronics | 0
Cooking | 0
Dishwasher | 0
Annual Net kWh
Clothes Dryer | 0
Clothes Washer | 0
Consumer Electronics | 0
Cooking | 0
Dishwasher | 0
Lifecycle Net kWh
Clothes Dryer | 0
Clothes Washer | 0
Consumer Electronics | 0
Cooking | 0
Dishwasher | 0
Annual Net Therms
Clothes Dryer | 0
Clothes Washer | 0
Consumer Electronics | 0
Cooking | 0
Dishwasher | 0
Lifecycle Net Therms
Clothes Dryer | 0
Clothes Washer | 0
Consumer Electronics | 0
Cooking | 0
Dishwasher | 0

## Output by Measure
Southern California Edison
Residential Energy Efficiency Incentives
SCE | [8 empty] | Levelized Benefits less Costs (TRC) |  |  |  | Levelized Benefits less Costs (PAC) |  |  |  | Benefit Cost Ratios
Net Impacts by Measure | [8 empty] | No Allocated Admin |  | w/ Allocated Admin |  | No Allocated Admin |  | w/ Allocated Admin |  | No Allocated Admin |  | w/ Allocated Admin
| Net Avg Jul-Sep (kW) | Net Dec-Feb Pk (kW) | Net CEC (kW) | Net User Entered kW | Annual kWh adj for Net to gross | Lifecycle kWh (Annual * Measure Life) | Annual Therms | Lifecycle Therms | Electric ($/kWh) | Gas ($/Th) | Electric ($/kWh) | Gas ($/Th) | Electric ($/kWh) | Gas ($/Th) | Electric ($/kWh) | Gas ($/Th) | TRC | PAC | TRC | PAC
Total or Average | 110128.1434 | 183516.314 | 174700.5518 | 110128.1434 | 805071667.3321 | 8269077458.0845 | 0 | 0 | 0.078897 | #DIV/0! | 0.075353 | #DIV/0! | 0.085907 | #DIV/0! | 0.082363 | #DIV/0!
Single Family Rebates | 0 | 0 | 0 | 0 | 0 | 0 | 0 | 0 | 0 | 0 | 0 | 0 | 0 | 0 | 0 | 0 | 0 | 0 | 0 | 0
Pool Pump - Single Speed | 357.76 | 357.76 | 485.212 | 357.76 | 2236000 | 22360000 | 0 | 0 | 0.096902 | 0 | 0.092824 | 0 | 0.1015 | 0 | 0.097423 | 0 | 8.8054 | 13.9868 | 6.6281 | 9.1911
Pool Pump - Two Speed | 1382.4 | 1382.4 | 777.728 | 1382.4 | 3584000 | 35840000 | 0 | 0 | 0.11949 | 0 | 0.11503 | 0 | 0.08925 | 0 | 0.084793 | 0 | 0 | 3.9515 | 26.8061 | 3.4438
Pool Pump - Variable Speed | 383.616 | 383.616 | 215.8195 | 383.616 | 994560 | 9945600 | 0 | 0 | 0.12029 | 0 | 0.1158 | 0 | 0.090051 | 0 | 0.085563 | 0 | 0 | 3.9779 | 26.8061 | 3.4639
Energy Star Refrigerator | 1053.2507 | 766.0005 | 1345.3472 | 1053.2507 | 6199756.4573 | 111595616.231 | 0 | 0 | -0.12599 | 0 | -0.12962 | 0 | -0.0053545 | 0 | -0.0089831 | 0 | 0.43568 | 0.94782 | 0.42871 | 0.91545
Electric Water Heater | 13.872 | 23.641 | 13.6762 | 13.872 | 63024 | 945360 | 0 | 0 | 0.053568 | 0 | 0.049956 | 0 | 0.066724 | 0 | 0.063112 | 0 | 2.2389 | 3.218 | 2.0663 | 2.8731
Window Film/Glazings | 0 | 0 | 0 | 0 | 0 | 0 | 0 | 0 | 0 | 0 | 0 | 0 | 0 | 0 | 0 | 0 | 0 | 0 | 0 | 0
Window Film/Glazings | 0 | 0 | 0 | 0 | 0 | 0 | 0 | 0 | 0 | 0 | 0 | 0 | 0 | 0 | 0 | 0 | 0 | 0 | 0 | 0
Window Film/Glazings | 0 | 0 | 0 | 0 | 0 | 0 | 0 | 0 | 0 | 0 | 0 | 0 | 0 | 0 | 0 | 0 | 0 | 0 | 0 | 0
Window Film/Glazings | 0 | 0 | 0 | 0 | 0 | 0 | 0 | 0 | 0 | 0 | 0 | 0 | 0 | 0 | 0 | 0 | 0 | 0 | 0 | 0
Window Film/Glazings | 0 | 0 | 0 | 0 | 0 | 0 | 0 | 0 | 0 | 0 | 0 | 0 | 0 | 0 | 0 | 0 | 0 | 0 | 0 | 0
Window Film/Glazings | 0 | 0 | 0 | 0 | 0 | 0 | 0 | 0 | 0 | 0 | 0 | 0 | 0 | 0 | 0 | 0 | 0 | 0 | 0 | 0
Window Film/Glazings | 0 | 0 | 0 | 0 | 0 | 0 | 0 | 0 | 0 | 0 | 0 | 0 | 0 | 0 | 0 | 0 | 0 | 0 | 0 | 0
Window Film/Glazings | 0 | 0 | 0 | 0 | 0 | 0 | 0 | 0 | 0 | 0 | 0 | 0 | 0 | 0 | 0 | 0 | 0 | 0 | 0 | 0
Whole House Fan | 51.0362 | 4.6443 | 12.7672 | 51.0362 | 58835.1553 | 882527.3298 | 0 | 0 | -0.11563 | 0 | -0.12107 | 0 | 0.079408 | 0 | 0.073968 | 0 | 0.55777 | 2.1954 | 0.5464 | 2.0292
Whole House Fan | 2.5938 | 0.23604 | 35.1772 | 2.5938 | 162106.8485 | 2431602.7273 | 0 | 0 | -0.34062 | 0 | -0.34461 | 0 | -0.0068335 | 0 | -0.01082 | 0 | 0.23879 | 0.93989 | 0.23669 | 0.90805
Whole House Fan | 2.6545 | 0.24156 | 19.0384 | 2.6545 | 87734.5187 | 1316017.7802 | 0 | 0 | -0.75667 | 0 | -0.76069 | 0 | -0.11195 | 0 | -0.11597 | 0 | 0.12454 | 0.49019 | 0.12396 | 0.48138
Whole House Fan | 20.9917 | 1.9102 | 54.6109 | 20.9917 | 251663.2636 | 3774948.9542 | 0 | 0 | -1.3346 | 0 | -1.3387 | 0 | -0.25647 | 0 | -0.2606 | 0 | 0.076617 | 0.30157 | 0.076399 | 0.29821
Whole House Fan | 0.624 | 0.056784 | 2.0587 | 0.624 | 9486.9285 | 142303.9276 | 0 | 0 | -1.2175 | 0 | -1.2216 | 0 | -0.22757 | 0 | -0.23166 | 0 | 0.082584 | 0.32505 | 0.082331 | 0.32116
Whole House Fan | 1.8089 | 0.16461 | 3.1319 | 1.8089 | 14432.8321 | 216492.4813 | 0 | 0 | -1.0481 | 0 | -1.0524 | 0 | -0.18198 | 0 | -0.18619 | 0 | 0.097348 | 0.38316 | 0.096995 | 0.37776
Whole House Fan | 0 | 0 | 0.10641 | 0 | 490.375 | 7355.6247 | 0 | 0 | -2.7843 | 0 | -2.7883 | 0 | -0.6282 | 0 | -0.63216 | 0 | 0.036729 | 0.14457 | 0.036679 | 0.14379
Whole House Fan | 0.056855 | 0.0051738 | 0.34597 | 0.056855 | 1594.347 | 23915.2045 | 0 | 0 | -0.78054 | 0 | -0.78458 | 0 | -0.11738 | 0 | -0.12143 | 0 | 0.12203 | 0.48031 | 0.12148 | 0.47186
Energy Star Room AC, 5,000 to 18,000 BTU | 2626.882 | 239.0463 | 113.3412 | 2626.882 | 522309.7278 | 7834645.9163 | 0 | 0 | 0.15723 | 0 | 0.14388 | 0 | 0.23953 | 0 | 0.22618 | 0 | 1.784 | 3.0257 | 1.6727 | 2.7188
Energy Star Room AC, 5,000 to 18,000 BTU | 3832.7363 | 348.779 | 326.9995 | 3832.7363 | 1506910.1009 | 22603651.5141 | 0 | 0 | 0.14076 | 0 | 0.13173 | 0 | 0.18238 | 0 | 0.17335 | 0 | 2.3879 | 4.0499 | 2.1926 | 3.5184
Energy Star Room AC, 5,000 to 18,000 BTU | 12296.1162 | 1118.9466 | 1537.9355 | 12296.1162 | 7087260.2196 | 106308903.2947 | 0 | 0 | 0.14407 | 0 | 0.13611 | 0 | 0.17246 | 0 | 0.1645 | 0 | 3.0825 | 5.2279 | 2.7646 | 4.3747
Energy Star Room AC, 5,000 to 18,000 BTU | 2174.135 | 197.8463 | 332.0296 | 2174.135 | 1530090.4791 | 22951357.1862 | 0 | 0 | 0.14918 | 0 | 0.1415 | 0 | 0.17243 | 0 | 0.16475 | 0 | 3.633 | 6.1615 | 3.1994 | 5.0099
Energy Star Room AC, 5,000 to 18,000 BTU | 215.1735 | 19.5808 | 65.4351 | 215.1735 | 301544.1669 | 4523162.504 | 0 | 0 | 0.13656 | 0 | 0.13041 | 0 | 0.14824 | 0 | 0.14208 | 0 | 5.7996 | 9.8361 | 4.768 | 7.1958
Energy Star Room AC, 5,000 to 18,000 BTU | 322.7603 | 29.3712 | 59.8 | 322.7603 | 275576.1411 | 4133642.1162 | 0 | 0 | 0.14528 | 0 | 0.13812 | 0 | 0.16445 | 0 | 0.15728 | 0 | 4.1108 | 6.972 | 3.5642 | 5.5329
Energy Star Room AC, 5,000 to 18,000 BTU | 322.7603 | 29.3712 | 161.0966 | 322.7603 | 742380.7184 | 11135710.7765 | 0 | 0 | 0.13447 | 0 | 0.12881 | 0 | 0.14159 | 0 | 0.13592 | 0 | 8.7568 | 14.8516 | 6.6006 | 9.5568
Energy Star Room AC, 5,000 to 18,000 BTU | 107.5868 | 9.7904 | 5.121 | 107.5868 | 23599.2487 | 353988.7304 | 0 | 0 | 0.24241 | 0 | 0.22659 | 0 | 0.31701 | 0 | 0.30119 | 0 | 2.3335 | 3.9577 | 2.1467 | 3.4485
Attic Insulation | 0 | 0 | 0 | 0 | 0 | 0 | 0 | 0 | 0 | 0 | 0 | 0 | 0 | 0 | 0 | 0 | 0 | 0 | 0 | 0
Attic Insulation | 0.62519 | 0.056892 | 1.0141 | 0.62519 | 4673.2216 | 93464.4323 | 0 | 0 | 0.044711 | 0 | 0.040376 | 0 | 0.10187 | 0 | 0.09753 | 0 | 1.6254 | 8.1054 | 1.5325 | 6.2236
Attic Insulation | 0.64771 | 0.058942 | 1.5014 | 0.64771 | 6918.9508 | 138379.0168 | 0 | 0 | 0.057215 | 0 | 0.052938 | 0 | 0.10313 | 0 | 0.098851 | 0 | 1.9963 | 9.9547 | 1.8579 | 7.259
Attic Insulation | 2.9469 | 0.26817 | 5.424 | 2.9469 | 24995.2488 | 499904.9765 | 0 | 0 | 0.06742 | 0 | 0.063073 | 0 | 0.10667 | 0 | 0.10232 | 0 | 2.3732 | 11.8345 | 2.1802 | 8.2099
Attic Insulation | 0 | 0 | 0 | 0 | 0 | 0 | 0 | 0 | 0 | 0 | 0 | 0 | 0 | 0 | 0 | 0 | 0 | 0 | 0 | 0
Attic Insulation | 0 | 0 | 0 | 0 | 0 | 0 | 0 | 0 | 0 | 0 | 0 | 0 | 0 | 0 | 0 | 0 | 0 | 0 | 0 | 0
Attic Insulation | 0 | 0 | 0 | 0 | 0 | 0 | 0 | 0 | 0 | 0 | 0 | 0 | 0 | 0 | 0 | 0 | 0 | 0 | 0 | 0
Attic Insulation | 0.038408 | 0.0034952 | 0.078047 | 0.038408 | 359.6631 | 7193.2615 | 0 | 0 | 0.072245 | 0 | 0.06788 | 0 | 0.10803 | 0 | 0.10366 | 0 | 2.6142 | 13.0359 | 2.3819 | 8.7707
Wall Insulation | 0 | 0 | 0 | 0 | 0 | 0 | 0 | 0 | 0 | 0 | 0 | 0 | 0 | 0 | 0 | 0 | 0 | 0 | 0 | 0
Wall Insulation | 0 | 0 | 0 | 0 | 0 | 0 | 0 | 0 | 0 | 0 | 0 | 0 | 0 | 0 | 0 | 0 | 0 | 0 | 0 | 0
Wall Insulation | 0.76583 | 0.069691 | 1.0237 | 0.76583 | 4717.4708 | 94349.4165 | 0 | 0 | 0.063629 | 0 | 0.059219 | 0 | 0.10907 | 0 | 0.10466 | 0 | 2.1659 | 12.9378 | 2.004 | 8.7262
Wall Insulation | 0 | 0 | 0 | 0 | 0 | 0 | 0 | 0 | 0 | 0 | 0 | 0 | 0 | 0 | 0 | 0 | 0 | 0 | 0 | 0
Wall Insulation | 0 | 0 | 0 | 0 | 0 | 0 | 0 | 0 | 0 | 0 | 0 | 0 | 0 | 0 | 0 | 0 | 0 | 0 | 0 | 0
Wall Insulation | 0 | 0 | 0 | 0 | 0 | 0 | 0 | 0 | 0 | 0 | 0 | 0 | 0 | 0 | 0 | 0 | 0 | 0 | 0 | 0
Wall Insulation | 0 | 0 | 0 | 0 | 0 | 0 | 0 | 0 | 0 | 0 | 0 | 0 | 0 | 0 | 0 | 0 | 0 | 0 | 0 | 0
Wall Insulation | 0 | 0 | 0 | 0 | 0 | 0 | 0 | 0 | 0 | 0 | 0 | 0 | 0 | 0 | 0 | 0 | 0 | 0 | 0 | 0
0 | 0 | 0 | 0 | 0 | 0 | 0 | 0 | 0 | 0 | 0 | 0 | 0 | 0 | 0 | 0 | 0 | 0 | 0 | 0 | 0
Upstream Lighting | 0 | 0 | 0 | 0 | 0 | 0 | 0 | 0 | 0 | 0 | 0 | 0 | 0 | 0 | 0 | 0 | 0 | 0 | 0 | 0
Screw-in CFL 5 Watt <450 Lumens | 1.503 | 4.6948 | 3.7124 | 1.503 | 17107.9646 | 160814.8676 | 0 | 0 | 0.050159 | 0 | 0.046776 | 0 | 0.079173 | 0 | 0.07579 | 0 | 2.2382 | 7.8872 | 2.0657 | 6.0941
Screw-in CFL 7 Watt 450 to 799 Lumens | 9.9199 | 30.9854 | 24.502 | 9.9199 | 112912.5666 | 1061378.1263 | 0 | 0 | 0.066117 | 0 | 0.062735 | 0 | 0.083701 | 0 | 0.080319 | 0 | 3.693 | 13.0139 | 3.2458 | 8.7607
Screw-in CFL 9 Watt 450 to 799 Lumens | 9.3187 | 29.1075 | 23.0171 | 9.3187 | 106069.3808 | 997052.1792 | 0 | 0 | 0.064533 | 0 | 0.061151 | 0 | 0.083252 | 0 | 0.079869 | 0 | 3.4692 | 12.2252 | 3.0717 | 8.3961
Screw-in CFL 10 Watt <450 Lumens | 1.1273 | 3.5211 | 2.7843 | 1.1273 | 12830.9735 | 120611.1507 | 0 | 0 | 0.036656 | 0 | 0.033273 | 0 | 0.075341 | 0 | 0.071958 | 0 | 1.6786 | 5.9154 | 1.5797 | 4.846
Screw-in CFL 10 Watt 450 to 799 Lumens | 0 | 0 | 0 | 0 | 0 | 0 | 0 | 0 | 0 | 0 | 0 | 0 | 0 | 0 | 0 | 0 | 0 | 0 | 0 | 0
Screw-in CFL 10 Watt 800 to 1,099 Lumens | 0 | 0 | 0 | 0 | 0 | 0 | 0 | 0 | 0 | 0 | 0 | 0 | 0 | 0 | 0 | 0 | 0 | 0 | 0 | 0
Screw-in CFL 11 Watt <450 Lumens | 0 | 0 | 0 | 0 | 0 | 0 | 0 | 0 | 0 | 0 | 0 | 0 | 0 | 0 | 0 | 0 | 0 | 0 | 0 | 0
Screw-in CFL 11 Watt 450 to 799 Lumens | 0 | 0 | 0 | 0 | 0 | 0 | 0 | 0 | 0 | 0 | 0 | 0 | 0 | 0 | 0 | 0 | 0 | 0 | 0 | 0
Screw-in CFL 11 Watt 800 to 1,099 Lumens | 0 | 0 | 0 | 0 | 0 | 0 | 0 | 0 | 0 | 0 | 0 | 0 | 0 | 0 | 0 | 0 | 0 | 0 | 0 | 0
Screw-in CFL 12 Watt <450 Lumens | 0 | 0 | 0 | 0 | 0 | 0 | 0 | 0 | 0 | 0 | 0 | 0 | 0 | 0 | 0 | 0 | 0 | 0 | 0 | 0
Screw-in CFL 12 Watt 450 to 799 Lumens | 0 | 0 | 0 | 0 | 0 | 0 | 0 | 0 | 0 | 0 | 0 | 0 | 0 | 0 | 0 | 0 | 0 | 0 | 0 | 0
Screw-in CFL 12 Watt 800 to 1,099 Lumens | 0 | 0 | 0 | 0 | 0 | 0 | 0 | 0 | 0 | 0 | 0 | 0 | 0 | 0 | 0 | 0 | 0 | 0 | 0 | 0
Screw-in CFL 13 Watt <450 Lumens | 0 | 0 | 0 | 0 | 0 | 0 | 0 | 0 | 0 | 0 | 0 | 0 | 0 | 0 | 0 | 0 | 0 | 0 | 0 | 0
Screw-in CFL 13 Watt 450 to 799 Lumens | 284.0502 | 887.2506 | 701.6021 | 284.0502 | 3233189.4688 | 30391981.0068 | 0 | 0 | 0.060661 | 0 | 0.057279 | 0 | 0.082153 | 0 | 0.078771 | 0 | 3.0216 | 10.6477 | 2.7155 | 7.6207
Screw-in CFL 13 Watt 800 to 1,099 Lumens | 2119.1013 | 6619.161 | 5234.1664 | 2119.1013 | 24120582.686 | 226733477.2483 | 0 | 0 | 0.074207 | 0 | 0.070825 | 0 | 0.084554 | 0 | 0.081171 | 0 | 5.5081 | 14.828 | 4.5692 | 9.547
Screw-in CFL 14 Watt 450 to 799 Lumens | 0 | 0 | 0 | 0 | 0 | 0 | 0 | 0 | 0 | 0 | 0 | 0 | 0 | 0 | 0 | 0 | 0 | 0 | 0 | 0
Screw-in CFL 14 Watt 800 to 1,099 Lumens | 2074.0141 | 6478.3277 | 5122.8012 | 2074.0141 | 23607378.7991 | 221909360.7111 | 0 | 0 | 0.073849 | 0 | 0.070467 | 0 | 0.084421 | 0 | 0.081038 | 0 | 5.3909 | 14.5125 | 4.4883 | 9.4152
Screw-in CFL 15 Watt 450 to 799 Lumens | 0 | 0 | 0 | 0 | 0 | 0 | 0 | 0 | 0 | 0 | 0 | 0 | 0 | 0 | 0 | 0 | 0 | 0 | 0 | 0
Screw-in CFL 15 Watt 800 to 1,099 Lumens | 541.0476 | 1690.0001 | 1336.3841 | 541.0476 | 6158452.1778 | 57889450.4713 | 0 | 0 | 0.070449 | 0 | 0.067066 | 0 | 0.084282 | 0 | 0.080899 | 0 | 4.4842 | 14.197 | 3.8416 | 9.2814
Screw-in CFL 15 Watt 1,100 to 1,399 Lumens | 180.3484 | 563.3308 | 445.4594 | 180.3484 | 2052808.1683 | 19296396.7822 | 0 | 0 | 0.075504 | 0 | 0.072121 | 0 | 0.083962 | 0 | 0.08058 | 0 | 5.9789 | 13.5209 | 4.8886 | 8.9876
Screw-in CFL 16 Watt 800 to 1,099 Lumens | 0 | 0 | 0 | 0 | 0 | 0 | 0 | 0 | 0 | 0 | 0 | 0 | 0 | 0 | 0 | 0 | 0 | 0 | 0 | 0
Screw-in CFL 16 Watt 1,100 to 1,399 Lumens | 0 | 0 | 0 | 0 | 0 | 0 | 0 | 0 | 0 | 0 | 0 | 0 | 0 | 0 | 0 | 0 | 0 | 0 | 0 | 0
Screw-in CFL 17 Watt 450 to 799 Lumens | 0 | 0 | 0 | 0 | 0 | 0 | 0 | 0 | 0 | 0 | 0 | 0 | 0 | 0 | 0 | 0 | 0 | 0 | 0 | 0
Screw-in CFL 17 Watt 800 to 1,099 Lumens | 0 | 0 | 0 | 0 | 0 | 0 | 0 | 0 | 0 | 0 | 0 | 0 | 0 | 0 | 0 | 0 | 0 | 0 | 0 | 0
Screw-in CFL 17 Watt 1,100 to 1,399 Lumens | 0 | 0 | 0 | 0 | 0 | 0 | 0 | 0 | 0 | 0 | 0 | 0 | 0 | 0 | 0 | 0 | 0 | 0 | 0 | 0
Screw-in CFL 18 Watt 450 to 799 Lumens | 0 | 0 | 0 | 0 | 0 | 0 | 0 | 0 | 0 | 0 | 0 | 0 | 0 | 0 | 0 | 0 | 0 | 0 | 0 | 0
Screw-in CFL 18 Watt 800 to 1,099 Lumens | 0 | 0 | 0 | 0 | 0 | 0 | 0 | 0 | 0 | 0 | 0 | 0 | 0 | 0 | 0 | 0 | 0 | 0 | 0 | 0
Screw-in CFL 18 Watt 1,100 to 1,399 Lumens | 4283.2899 | 13379.1551 | 10579.6981 | 4283.2899 | 48754369.2589 | 458291071.0338 | 0 | 0 | 0.074354 | 0 | 0.070972 | 0 | 0.08361 | 0 | 0.080227 | 0 | 5.5576 | 12.8449 | 4.6032 | 8.6838
Screw-in CFL 19 Watt 450 to 799 Lumens | 0 | 0 | 0 | 0 | 0 | 0 | 0 | 0 | 0 | 0 | 0 | 0 | 0 | 0 | 0 | 0 | 0 | 0 | 0 | 0
Screw-in CFL 19 Watt 800 to 1,099 Lumens | 0 | 0 | 0 | 0 | 0 | 0 | 0 | 0 | 0 | 0 | 0 | 0 | 0 | 0 | 0 | 0 | 0 | 0 | 0 | 0
Screw-in CFL 19 Watt 1,100 to 1,399 Lumens | 0 | 0 | 0 | 0 | 0 | 0 | 0 | 0 | 0 | 0 | 0 | 0 | 0 | 0 | 0 | 0 | 0 | 0 | 0 | 0
Screw-in CFL 20 Watt 800 to 1,099 Lumens | 0 | 0 | 0 | 0 | 0 | 0 | 0 | 0 | 0 | 0 | 0 | 0 | 0 | 0 | 0 | 0 | 0 | 0 | 0 | 0
Screw-in CFL 20 Watt 1,100 to 1,399 Lumens | 4959.5989 | 15491.6533 | 12250.1768 | 4959.5989 | 56452427.563 | 530652819.0918 | 0 | 0 | 0.071656 | 0 | 0.068274 | 0 | 0.083353 | 0 | 0.07997 | 0 | 4.769 | 12.3942 | 4.0487 | 8.4754
Screw-in CFL 21 Watt 800 to 1,099 Lumens | 0 | 0 | 0 | 0 | 0 | 0 | 0 | 0 | 0 | 0 | 0 | 0 | 0 | 0 | 0 | 0 | 0 | 0 | 0 | 0
Screw-in CFL 21 Watt 1,100 to 1,399 Lumens | 0 | 0 | 0 | 0 | 0 | 0 | 0 | 0 | 0 | 0 | 0 | 0 | 0 | 0 | 0 | 0 | 0 | 0 | 0 | 0
Screw-in CFL 22 Watt 800 to 1,099 Lumens | 0 | 0 | 0 | 0 | 0 | 0 | 0 | 0 | 0 | 0 | 0 | 0 | 0 | 0 | 0 | 0 | 0 | 0 | 0 | 0
Screw-in CFL 22 Watt 1,100 to 1,399 Lumens | 0 | 0 | 0 | 0 | 0 | 0 | 0 | 0 | 0 | 0 | 0 | 0 | 0 | 0 | 0 | 0 | 0 | 0 | 0 | 0
Screw-in CFL 23 Watt 800 to 1,099 Lumens | 0 | 0 | 0 | 0 | 0 | 0 | 0 | 0 | 0 | 0 | 0 | 0 | 0 | 0 | 0 | 0 | 0 | 0 | 0 | 0
Screw-in CFL 23 Watt 1,100 to 1,399 Lumens | 265.7156 | 829.9811 | 656.3157 | 265.7156 | 3024496.2833 | 28430265.0633 | 0 | 0 | 0.070913 | 0 | 0.06753 | 0 | 0.082931 | 0 | 0.079548 | 0 | 4.5895 | 11.7181 | 3.9186 | 8.1538
Screw-in CFL 23 Watt 1400 to 1,599 Lumens | 0 | 0 | 0 | 0 | 0 | 0 | 0 | 0 | 0 | 0 | 0 | 0 | 0 | 0 | 0 | 0 | 0 | 0 | 0 | 0
Screw-in CFL 23 Watt 1,600 to 1,999 Lumens | 5786.1987 | 18073.5955 | 14291.8729 | 5786.1987 | 65861165.4901 | 619094955.6071 | 0 | 0 | 0.076041 | 0 | 0.072658 | 0 | 0.084697 | 0 | 0.081314 | 0 | 6.1984 | 15.1829 | 5.0343 | 9.6929
Screw-in CFL 24 Watt 800 to 1,099 Lumens | 0 | 0 | 0 | 0 | 0 | 0 | 0 | 0 | 0 | 0 | 0 | 0 | 0 | 0 | 0 | 0 | 0 | 0 | 0 | 0
Screw-in CFL 24 Watt 1,100 to 1,399 Lumens | 0 | 0 | 0 | 0 | 0 | 0 | 0 | 0 | 0 | 0 | 0 | 0 | 0 | 0 | 0 | 0 | 0 | 0 | 0 | 0
Screw-in CFL 24 Watt 1400 to 1,599 Lumens | 0 | 0 | 0 | 0 | 0 | 0 | 0 | 0 | 0 | 0 | 0 | 0 | 0 | 0 | 0 | 0 | 0 | 0 | 0 | 0
Screw-in CFL 24 Watt 1,600 to 1,999 Lumens | 0 | 0 | 0 | 0 | 0 | 0 | 0 | 0 | 0 | 0 | 0 | 0 | 0 | 0 | 0 | 0 | 0 | 0 | 0 | 0
Screw-in CFL 25 Watt 800 to 1,099 Lumens | 0 | 0 | 0 | 0 | 0 | 0 | 0 | 0 | 0 | 0 | 0 | 0 | 0 | 0 | 0 | 0 | 0 | 0 | 0 | 0
Screw-in CFL 25 Watt 1,100 to 1,399 Lumens | 0 | 0 | 0 | 0 | 0 | 0 | 0 | 0 | 0 | 0 | 0 | 0 | 0 | 0 | 0 | 0 | 0 | 0 | 0 | 0
Screw-in CFL 25 Watt 1400 to 1,599 Lumens | 97.6887 | 305.1375 | 241.2905 | 97.6887 | 1111937.7578 | 10452214.9237 | 0 | 0 | 0.073346 | 0 | 0.069963 | 0 | 0.084478 | 0 | 0.081096 | 0 | 5.2341 | 14.6477 | 4.3791 | 9.4719
Screw-in CFL 25 Watt 1,600 to 1,999 Lumens | 6763.0894 | 21124.9818 | 16704.7865 | 6763.0894 | 76980583.0404 | 723617480.5798 | 0 | 0 | 0.075651 | 0 | 0.072268 | 0 | 0.084537 | 0 | 0.081155 | 0 | 6.0374 | 14.7885 | 4.9276 | 9.5306
Screw-in CFL 26 Watt 800 to 1,099 Lumens | 0 | 0 | 0 | 0 | 0 | 0 | 0 | 0 | 0 | 0 | 0 | 0 | 0 | 0 | 0 | 0 | 0 | 0 | 0 | 0
Screw-in CFL 26 Watt 1,100 to 1,399 Lumens | 0 | 0 | 0 | 0 | 0 | 0 | 0 | 0 | 0 | 0 | 0 | 0 | 0 | 0 | 0 | 0 | 0 | 0 | 0 | 0
Screw-in CFL 26 Watt 1400 to 1,599 Lumens | 192.3716 | 600.8862 | 475.1567 | 192.3716 | 2189662.0462 | 20582823.2344 | 0 | 0 | 0.072295 | 0 | 0.068913 | 0 | 0.084382 | 0 | 0.080999 | 0 | 4.9349 | 14.4223 | 4.1677 | 9.3772
Screw-in CFL 26 Watt 1,600 to 1,999 Lumens | 4448.6099 | 13895.5436 | 10988.0374 | 4448.6099 | 50636116.8444 | 475979498.3369 | 0 | 0 | 0.074778 | 0 | 0.071396 | 0 | 0.084454 | 0 | 0.081072 | 0 | 5.706 | 14.5913 | 4.7046 | 9.4483
Screw-in CFL 27 Watt 800 to 1,099 Lumens | 0 | 0 | 0 | 0 | 0 | 0 | 0 | 0 | 0 | 0 | 0 | 0 | 0 | 0 | 0 | 0 | 0 | 0 | 0 | 0
Screw-in CFL 27 Watt 1,100 to 1,399 Lumens | 0 | 0 | 0 | 0 | 0 | 0 | 0 | 0 | 0 | 0 | 0 | 0 | 0 | 0 | 0 | 0 | 0 | 0 | 0 | 0
Screw-in CFL 27 Watt 1400 to 1,599 Lumens | 0 | 0 | 0 | 0 | 0 | 0 | 0 | 0 | 0 | 0 | 0 | 0 | 0 | 0 | 0 | 0 | 0 | 0 | 0 | 0
Screw-in CFL 27 Watt 1,600 to 1,999 Lumens | 43.8879 | 137.087 | 108.4029 | 43.8879 | 499552.5675 | 4695794.1344 | 0 | 0 | 0.074561 | 0 | 0.071178 | 0 | 0.084369 | 0 | 0.080987 | 0 | 5.6289 | 14.3942 | 4.652 | 9.3653
Screw-in CFL 28 Watt 1,100 to 1,399 Lumens | 0 | 0 | 0 | 0 | 0 | 0 | 0 | 0 | 0 | 0 | 0 | 0 | 0 | 0 | 0 | 0 | 0 | 0 | 0 | 0
Screw-in CFL 28 Watt 1400 to 1,599 Lumens | 0 | 0 | 0 | 0 | 0 | 0 | 0 | 0 | 0 | 0 | 0 | 0 | 0 | 0 | 0 | 0 | 0 | 0 | 0 | 0
Screw-in CFL 28 Watt 1,600 to 1,999 Lumens | 0 | 0 | 0 | 0 | 0 | 0 | 0 | 0 | 0 | 0 | 0 | 0 | 0 | 0 | 0 | 0 | 0 | 0 | 0 | 0
Screw-in CFL 29 Watt 1,100 to 1,399 Lumens | 0 | 0 | 0 | 0 | 0 | 0 | 0 | 0 | 0 | 0 | 0 | 0 | 0 | 0 | 0 | 0 | 0 | 0 | 0 | 0
Screw-in CFL 29 Watt 1400 to 1,599 Lumens | 0 | 0 | 0 | 0 | 0 | 0 | 0 | 0 | 0 | 0 | 0 | 0 | 0 | 0 | 0 | 0 | 0 | 0 | 0 | 0
Screw-in CFL 29 Watt 1,600 to 1,999 Lumens | 0 | 0 | 0 | 0 | 0 | 0 | 0 | 0 | 0 | 0 | 0 | 0 | 0 | 0 | 0 | 0 | 0 | 0 | 0 | 0
Screw-in CFL 30 Watt 1,100 to 1,399 Lumens | 0 | 0 | 0 | 0 | 0 | 0 | 0 | 0 | 0 | 0 | 0 | 0 | 0 | 0 | 0 | 0 | 0 | 0 | 0 | 0
Screw-in CFL 30 Watt 1400 to 1,599 Lumens | 0 | 0 | 0 | 0 | 0 | 0 | 0 | 0 | 0 | 0 | 0 | 0 | 0 | 0 | 0 | 0 | 0 | 0 | 0 | 0
Screw-in CFL 30 Watt 1,600 to 1,999 Lumens | 0 | 0 | 0 | 0 | 0 | 0 | 0 | 0 | 0 | 0 | 0 | 0 | 0 | 0 | 0 | 0 | 0 | 0 | 0 | 0
Screw-in CFL 30 Watt 2,000 to 2,599 Lumens | 0 | 0 | 0 | 0 | 0 | 0 | 0 | 0 | 0 | 0 | 0 | 0 | 0 | 0 | 0 | 0 | 0 | 0 | 0 | 0
Screw-in CFL 31 Watt 1,100 to 1,399 Lumens | 0 | 0 | 0 | 0 | 0 | 0 | 0 | 0 | 0 | 0 | 0 | 0 | 0 | 0 | 0 | 0 | 0 | 0 | 0 | 0
Screw-in CFL 31 Watt 1400 to 1,599 Lumens | 0 | 0 | 0 | 0 | 0 | 0 | 0 | 0 | 0 | 0 | 0 | 0 | 0 | 0 | 0 | 0 | 0 | 0 | 0 | 0
Screw-in CFL 31 Watt 1,600 to 1,999 Lumens | 0 | 0 | 0 | 0 | 0 | 0 | 0 | 0 | 0 | 0 | 0 | 0 | 0 | 0 | 0 | 0 | 0 | 0 | 0 | 0
Screw-in CFL 32 Watt 1,100 to 1,399 Lumens | 0 | 0 | 0 | 0 | 0 | 0 | 0 | 0 | 0 | 0 | 0 | 0 | 0 | 0 | 0 | 0 | 0 | 0 | 0 | 0
Screw-in CFL 32 Watt 1400 to 1,599 Lumens | 0 | 0 | 0 | 0 | 0 | 0 | 0 | 0 | 0 | 0 | 0 | 0 | 0 | 0 | 0 | 0 | 0 | 0 | 0 | 0
Screw-in CFL 32 Watt 1,600 to 1,999 Lumens | 0 | 0 | 0 | 0 | 0 | 0 | 0 | 0 | 0 | 0 | 0 | 0 | 0 | 0 | 0 | 0 | 0 | 0 | 0 | 0
Screw-in CFL 33 Watt 1,100 to 1,399 Lumens | 0 | 0 | 0 | 0 | 0 | 0 | 0 | 0 | 0 | 0 | 0 | 0 | 0 | 0 | 0 | 0 | 0 | 0 | 0 | 0
Screw-in CFL 33 Watt 1400 to 1,599 Lumens | 0 | 0 | 0 | 0 | 0 | 0 | 0 | 0 | 0 | 0 | 0 | 0 | 0 | 0 | 0 | 0 | 0 | 0 | 0 | 0
Screw-in CFL 33 Watt 1,600 to 1,999 Lumens | 0 | 0 | 0 | 0 | 0 | 0 | 0 | 0 | 0 | 0 | 0 | 0 | 0 | 0 | 0 | 0 | 0 | 0 | 0 | 0
Screw-in CFL 34 Watt 1,100 to 1,399 Lumens | 0 | 0 | 0 | 0 | 0 | 0 | 0 | 0 | 0 | 0 | 0 | 0 | 0 | 0 | 0 | 0 | 0 | 0 | 0 | 0
Screw-in CFL 34 Watt 1400 to 1,599 Lumens | 0 | 0 | 0 | 0 | 0 | 0 | 0 | 0 | 0 | 0 | 0 | 0 | 0 | 0 | 0 | 0 | 0 | 0 | 0 | 0
Screw-in CFL 34 Watt 1,600 to 1,999 Lumens | 0 | 0 | 0 | 0 | 0 | 0 | 0 | 0 | 0 | 0 | 0 | 0 | 0 | 0 | 0 | 0 | 0 | 0 | 0 | 0
Screw-in CFL 35 Watt 1400 to 1,599 Lumens | 0 | 0 | 0 | 0 | 0 | 0 | 0 | 0 | 0 | 0 | 0 | 0 | 0 | 0 | 0 | 0 | 0 | 0 | 0 | 0
Screw-in CFL 35 Watt 1,600 to 1,999 Lumens | 0 | 0 | 0 | 0 | 0 | 0 | 0 | 0 | 0 | 0 | 0 | 0 | 0 | 0 | 0 | 0 | 0 | 0 | 0 | 0
Screw-in CFL 35 Watt 2,000 to 2,599 Lumens | 0 | 0 | 0 | 0 | 0 | 0 | 0 | 0 | 0 | 0 | 0 | 0 | 0 | 0 | 0 | 0 | 0 | 0 | 0 | 0
Screw-in CFL 36 Watt 1400 to 1,599 Lumens | 0 | 0 | 0 | 0 | 0 | 0 | 0 | 0 | 0 | 0 | 0 | 0 | 0 | 0 | 0 | 0 | 0 | 0 | 0 | 0
Screw-in CFL 36 Watt 1,600 to 1,999 Lumens | 0 | 0 | 0 | 0 | 0 | 0 | 0 | 0 | 0 | 0 | 0 | 0 | 0 | 0 | 0 | 0 | 0 | 0 | 0 | 0
Screw-in CFL 36 Watt 2,000 to 2,599 Lumens | 0 | 0 | 0 | 0 | 0 | 0 | 0 | 0 | 0 | 0 | 0 | 0 | 0 | 0 | 0 | 0 | 0 | 0 | 0 | 0
Screw-in CFL 37 Watt 1400 to 1,599 Lumens | 0 | 0 | 0 | 0 | 0 | 0 | 0 | 0 | 0 | 0 | 0 | 0 | 0 | 0 | 0 | 0 | 0 | 0 | 0 | 0
Screw-in CFL 37 Watt 1,600 to 1,999 Lumens | 0 | 0 | 0 | 0 | 0 | 0 | 0 | 0 | 0 | 0 | 0 | 0 | 0 | 0 | 0 | 0 | 0 | 0 | 0 | 0
Screw-in CFL 37 Watt 2,000 to 2,599 Lumens | 0 | 0 | 0 | 0 | 0 | 0 | 0 | 0 | 0 | 0 | 0 | 0 | 0 | 0 | 0 | 0 | 0 | 0 | 0 | 0
Screw-in CFL 38 Watt 1400 to 1,599 Lumens | 0 | 0 | 0 | 0 | 0 | 0 | 0 | 0 | 0 | 0 | 0 | 0 | 0 | 0 | 0 | 0 | 0 | 0 | 0 | 0
Screw-in CFL 38 Watt 1,600 to 1,999 Lumens | 0 | 0 | 0 | 0 | 0 | 0 | 0 | 0 | 0 | 0 | 0 | 0 | 0 | 0 | 0 | 0 | 0 | 0 | 0 | 0
Screw-in CFL 38 Watt 2,000 to 2,599 Lumens | 0 | 0 | 0 | 0 | 0 | 0 | 0 | 0 | 0 | 0 | 0 | 0 | 0 | 0 | 0 | 0 | 0 | 0 | 0 | 0
Screw-in CFL 38 Watt 2,600 to 3,599 Lumens | 0 | 0 | 0 | 0 | 0 | 0 | 0 | 0 | 0 | 0 | 0 | 0 | 0 | 0 | 0 | 0 | 0 | 0 | 0 | 0
Screw-in CFL 39 Watt 1400 to 1,599 Lumens | 0 | 0 | 0 | 0 | 0 | 0 | 0 | 0 | 0 | 0 | 0 | 0 | 0 | 0 | 0 | 0 | 0 | 0 | 0 | 0
Screw-in CFL 39 Watt 1,600 to 1,999 Lumens | 0 | 0 | 0 | 0 | 0 | 0 | 0 | 0 | 0 | 0 | 0 | 0 | 0 | 0 | 0 | 0 | 0 | 0 | 0 | 0
Screw-in CFL 39 Watt 2,000 to 2,599 Lumens | 0 | 0 | 0 | 0 | 0 | 0 | 0 | 0 | 0 | 0 | 0 | 0 | 0 | 0 | 0 | 0 | 0 | 0 | 0 | 0
Screw-in CFL 39 Watt 2,600 to 3,599 Lumens | 0 | 0 | 0 | 0 | 0 | 0 | 0 | 0 | 0 | 0 | 0 | 0 | 0 | 0 | 0 | 0 | 0 | 0 | 0 | 0
Screw-in CFL 40 Watt 1,600 to 1,999 Lumens | 0 | 0 | 0 | 0 | 0 | 0 | 0 | 0 | 0 | 0 | 0 | 0 | 0 | 0 | 0 | 0 | 0 | 0 | 0 | 0
Screw-in CFL 40 Watt 2,000 to 2,599 Lumens | 0 | 0 | 0 | 0 | 0 | 0 | 0 | 0 | 0 | 0 | 0 | 0 | 0 | 0 | 0 | 0 | 0 | 0 | 0 | 0
Screw-in CFL 40 Watt 2,600 to 3,599 Lumens | 0 | 0 | 0 | 0 | 0 | 0 | 0 | 0 | 0 | 0 | 0 | 0 | 0 | 0 | 0 | 0 | 0 | 0 | 0 | 0
Screw-in CFL 41 Watt 1,600 to 1,999 Lumens | 0 | 0 | 0 | 0 | 0 | 0 | 0 | 0 | 0 | 0 | 0 | 0 | 0 | 0 | 0 | 0 | 0 | 0 | 0 | 0
Screw-in CFL 41 Watt 2,000 to 2,599 Lumens | 0 | 0 | 0 | 0 | 0 | 0 | 0 | 0 | 0 | 0 | 0 | 0 | 0 | 0 | 0 | 0 | 0 | 0 | 0 | 0
Screw-in CFL 41 Watt 2,600 to 3,599 Lumens | 0 | 0 | 0 | 0 | 0 | 0 | 0 | 0 | 0 | 0 | 0 | 0 | 0 | 0 | 0 | 0 | 0 | 0 | 0 | 0
Screw-in CFL 42 Watt 1,600 to 1,999 Lumens | 0 | 0 | 0 | 0 | 0 | 0 | 0 | 0 | 0 | 0 | 0 | 0 | 0 | 0 | 0 | 0 | 0 | 0 | 0 | 0
Screw-in CFL 42 Watt 2,000 to 2,599 Lumens | 117.2265 | 366.165 | 289.5486 | 117.2265 | 1334325.3094 | 12542657.9084 | 0 | 0 | 0.065793 | 0 | 0.062411 | 0 | 0.084773 | 0 | 0.081391 | 0 | 3.645 | 15.3801 | 3.2087 | 9.7729
Screw-in CFL 42 Watt 2,600 to 3,599 Lumens | 0 | 0 | 0 | 0 | 0 | 0 | 0 | 0 | 0 | 0 | 0 | 0 | 0 | 0 | 0 | 0 | 0 | 0 | 0 | 0
Screw-in CFL 43 Watt 1,600 to 1,999 Lumens | 0 | 0 | 0 | 0 | 0 | 0 | 0 | 0 | 0 | 0 | 0 | 0 | 0 | 0 | 0 | 0 | 0 | 0 | 0 | 0
Screw-in CFL 43 Watt 2,000 to 2,599 Lumens | 0 | 0 | 0 | 0 | 0 | 0 | 0 | 0 | 0 | 0 | 0 | 0 | 0 | 0 | 0 | 0 | 0 | 0 | 0 | 0
Screw-in CFL 43 Watt 2,600 to 3,599 Lumens | 0 | 0 | 0 | 0 | 0 | 0 | 0 | 0 | 0 | 0 | 0 | 0 | 0 | 0 | 0 | 0 | 0 | 0 | 0 | 0
Screw-in CFL 44 Watt 1,600 to 1,999 Lumens | 0 | 0 | 0 | 0 | 0 | 0 | 0 | 0 | 0 | 0 | 0 | 0 | 0 | 0 | 0 | 0 | 0 | 0 | 0 | 0
Screw-in CFL 44 Watt 2,000 to 2,599 Lumens | 0 | 0 | 0 | 0 | 0 | 0 | 0 | 0 | 0 | 0 | 0 | 0 | 0 | 0 | 0 | 0 | 0 | 0 | 0 | 0
Screw-in CFL 44 Watt 2,600 to 3,599 Lumens | 0 | 0 | 0 | 0 | 0 | 0 | 0 | 0 | 0 | 0 | 0 | 0 | 0 | 0 | 0 | 0 | 0 | 0 | 0 | 0
Screw-in CFL 45 Watt 1,600 to 1,999 Lumens | 0 | 0 | 0 | 0 | 0 | 0 | 0 | 0 | 0 | 0 | 0 | 0 | 0 | 0 | 0 | 0 | 0 | 0 | 0 | 0
Screw-in CFL 45 Watt 2,000 to 2,599 Lumens | 112.7178 | 352.0818 | 278.4121 | 112.7178 | 1283005.1052 | 12060247.9889 | 0 | 0 | 0.064798 | 0 | 0.061416 | 0 | 0.084537 | 0 | 0.081155 | 0 | 3.5048 | 14.7885 | 3.0995 | 9.5306
Screw-in CFL 45 Watt 2,600 to 3,599 Lumens | 0 | 0 | 0 | 0 | 0 | 0 | 0 | 0 | 0 | 0 | 0 | 0 | 0 | 0 | 0 | 0 | 0 | 0 | 0 | 0
Screw-in CFL 46 Watt 1,600 to 1,999 Lumens | 0 | 0 | 0 | 0 | 0 | 0 | 0 | 0 | 0 | 0 | 0 | 0 | 0 | 0 | 0 | 0 | 0 | 0 | 0 | 0
Screw-in CFL 46 Watt 2,000 to 2,599 Lumens | 0 | 0 | 0 | 0 | 0 | 0 | 0 | 0 | 0 | 0 | 0 | 0 | 0 | 0 | 0 | 0 | 0 | 0 | 0 | 0
Screw-in CFL 46 Watt 2,600 to 3,599 Lumens | 0 | 0 | 0 | 0 | 0 | 0 | 0 | 0 | 0 | 0 | 0 | 0 | 0 | 0 | 0 | 0 | 0 | 0 | 0 | 0
Screw-in CFL 47 Watt 1,600 to 1,999 Lumens | 0 | 0 | 0 | 0 | 0 | 0 | 0 | 0 | 0 | 0 | 0 | 0 | 0 | 0 | 0 | 0 | 0 | 0 | 0 | 0
Screw-in CFL 47 Watt 2,000 to 2,599 Lumens | 0 | 0 | 0 | 0 | 0 | 0 | 0 | 0 | 0 | 0 | 0 | 0 | 0 | 0 | 0 | 0 | 0 | 0 | 0 | 0
Screw-in CFL 47 Watt 2,600 to 3,599 Lumens | 0 | 0 | 0 | 0 | 0 | 0 | 0 | 0 | 0 | 0 | 0 | 0 | 0 | 0 | 0 | 0 | 0 | 0 | 0 | 0
Screw-in CFL 48 Watt 1,600 to 1,999 Lumens | 0 | 0 | 0 | 0 | 0 | 0 | 0 | 0 | 0 | 0 | 0 | 0 | 0 | 0 | 0 | 0 | 0 | 0 | 0 | 0
Screw-in CFL 48 Watt 2,000 to 2,599 Lumens | 0 | 0 | 0 | 0 | 0 | 0 | 0 | 0 | 0 | 0 | 0 | 0 | 0 | 0 | 0 | 0 | 0 | 0 | 0 | 0
Screw-in CFL 48 Watt 2,600 to 3,599 Lumens | 0 | 0 | 0 | 0 | 0 | 0 | 0 | 0 | 0 | 0 | 0 | 0 | 0 | 0 | 0 | 0 | 0 | 0 | 0 | 0
Screw-in CFL 49 Watt 1,600 to 1,999 Lumens | 0 | 0 | 0 | 0 | 0 | 0 | 0 | 0 | 0 | 0 | 0 | 0 | 0 | 0 | 0 | 0 | 0 | 0 | 0 | 0
Screw-in CFL 49 Watt 2,000 to 2,599 Lumens | 0 | 0 | 0 | 0 | 0 | 0 | 0 | 0 | 0 | 0 | 0 | 0 | 0 | 0 | 0 | 0 | 0 | 0 | 0 | 0
Screw-in CFL 49 Watt 2,600 to 3,599 Lumens | 0 | 0 | 0 | 0 | 0 | 0 | 0 | 0 | 0 | 0 | 0 | 0 | 0 | 0 | 0 | 0 | 0 | 0 | 0 | 0
Screw-in CFL 50 Watt 2,000 to 2,599 Lumens | 0 | 0 | 0 | 0 | 0 | 0 | 0 | 0 | 0 | 0 | 0 | 0 | 0 | 0 | 0 | 0 | 0 | 0 | 0 | 0
Screw-in CFL 50 Watt 2,600 to 3,599 Lumens | 0 | 0 | 0 | 0 | 0 | 0 | 0 | 0 | 0 | 0 | 0 | 0 | 0 | 0 | 0 | 0 | 0 | 0 | 0 | 0
Screw-in CFL 50 Watt 3,600 to 4,599 Lumens | 0 | 0 | 0 | 0 | 0 | 0 | 0 | 0 | 0 | 0 | 0 | 0 | 0 | 0 | 0 | 0 | 0 | 0 | 0 | 0
Screw-in CFL 51 Watt 2,000 to 2,599 Lumens | 0 | 0 | 0 | 0 | 0 | 0 | 0 | 0 | 0 | 0 | 0 | 0 | 0 | 0 | 0 | 0 | 0 | 0 | 0 | 0
Screw-in CFL 51 Watt 2,600 to 3,599 Lumens | 0 | 0 | 0 | 0 | 0 | 0 | 0 | 0 | 0 | 0 | 0 | 0 | 0 | 0 | 0 | 0 | 0 | 0 | 0 | 0
Screw-in CFL 51 Watt 3,600 to 4,599 Lumens | 0 | 0 | 0 | 0 | 0 | 0 | 0 | 0 | 0 | 0 | 0 | 0 | 0 | 0 | 0 | 0 | 0 | 0 | 0 | 0
Screw-in CFL 52 Watt 2,000 to 2,599 Lumens | 0 | 0 | 0 | 0 | 0 | 0 | 0 | 0 | 0 | 0 | 0 | 0 | 0 | 0 | 0 | 0 | 0 | 0 | 0 | 0
Screw-in CFL 52 Watt 2,600 to 3,599 Lumens | 0 | 0 | 0 | 0 | 0 | 0 | 0 | 0 | 0 | 0 | 0 | 0 | 0 | 0 | 0 | 0 | 0 | 0 | 0 | 0
Screw-in CFL 52 Watt 3,600 to 4,599 Lumens | 0 | 0 | 0 | 0 | 0 | 0 | 0 | 0 | 0 | 0 | 0 | 0 | 0 | 0 | 0 | 0 | 0 | 0 | 0 | 0
Screw-in CFL 53 Watt 2,000 to 2,599 Lumens | 0 | 0 | 0 | 0 | 0 | 0 | 0 | 0 | 0 | 0 | 0 | 0 | 0 | 0 | 0 | 0 | 0 | 0 | 0 | 0
Screw-in CFL 53 Watt 2,600 to 3,599 Lumens | 0 | 0 | 0 | 0 | 0 | 0 | 0 | 0 | 0 | 0 | 0 | 0 | 0 | 0 | 0 | 0 | 0 | 0 | 0 | 0
Screw-in CFL 53 Watt 3,600 to 4,599 Lumens | 0 | 0 | 0 | 0 | 0 | 0 | 0 | 0 | 0 | 0 | 0 | 0 | 0 | 0 | 0 | 0 | 0 | 0 | 0 | 0
Screw-in CFL 54 Watt 2,000 to 2,599 Lumens | 0 | 0 | 0 | 0 | 0 | 0 | 0 | 0 | 0 | 0 | 0 | 0 | 0 | 0 | 0 | 0 | 0 | 0 | 0 | 0
Screw-in CFL 54 Watt 2,600 to 3,599 Lumens | 0 | 0 | 0 | 0 | 0 | 0 | 0 | 0 | 0 | 0 | 0 | 0 | 0 | 0 | 0 | 0 | 0 | 0 | 0 | 0
Screw-in CFL 54 Watt 3,600 to 4,599 Lumens | 0 | 0 | 0 | 0 | 0 | 0 | 0 | 0 | 0 | 0 | 0 | 0 | 0 | 0 | 0 | 0 | 0 | 0 | 0 | 0
Screw-in CFL 55 Watt 2,000 to 2,599 Lumens | 0 | 0 | 0 | 0 | 0 | 0 | 0 | 0 | 0 | 0 | 0 | 0 | 0 | 0 | 0 | 0 | 0 | 0 | 0 | 0
Screw-in CFL 55 Watt 2,600 to 3,599 Lumens | 0 | 0 | 0 | 0 | 0 | 0 | 0 | 0 | 0 | 0 | 0 | 0 | 0 | 0 | 0 | 0 | 0 | 0 | 0 | 0
Screw-in CFL 55 Watt 3,600 to 4,599 Lumens | 0 | 0 | 0 | 0 | 0 | 0 | 0 | 0 | 0 | 0 | 0 | 0 | 0 | 0 | 0 | 0 | 0 | 0 | 0 | 0
Interior Fixture 7 Watt 450 to 799 Lumens | 0 | 0 | 0 | 0 | 0 | 0 | 0 | 0 | 0 | 0 | 0 | 0 | 0 | 0 | 0 | 0 | 0 | 0 | 0 | 0
Interior Fixture 8 Watt 450 to 799 Lumens | 28.3882 | 88.6724 | 47.9443 | 28.3882 | 220941.6832 | 3535066.9312 | 0 | 0 | 0.075961 | 0 | 0.072394 | 0 | 0.031578 | 0 | 0.028011 | 0 | 4.8673 | 1.4932 | 4.1193 | 1.4144
Interior Fixture 11 Watt 450 to 799 Lumens | 48.4269 | 151.2648 | 39.4836 | 48.4269 | 181951.9744 | 2911231.5904 | 0 | 0 | 0.079812 | 0 | 0.075945 | 0 | 0.025918 | 0 | 0.022051 | 0 | 4.3463 | 1.3334 | 3.7399 | 1.2702
Interior Fixture 13 Watt 450 to 799 Lumens | 20.0387 | 62.5923 | 33.8431 | 20.0387 | 155958.8352 | 2495341.3632 | 0 | 0 | 0.067777 | 0 | 0.06421 | 0 | 0.0049005 | 0 | 0.0013341 | 0 | 3.4357 | 1.054 | 3.0454 | 1.0142
Interior Fixture 13 Watt 800 to 1,099 Lumens | 185.3581 | 578.9789 | 228.4407 | 185.3581 | 1052722.1376 | 16843554.2016 | 0 | 0 | 0.086022 | 0 | 0.082351 | 0 | 0.058077 | 0 | 0.054406 | 0 | 7.9557 | 2.4407 | 6.1349 | 2.237
Interior Fixture 15 Watt 800 to 1,099 Lumens | 0 | 0 | 0 | 0 | 0 | 0 | 0 | 0 | 0 | 0 | 0 | 0 | 0 | 0 | 0 | 0 | 0 | 0 | 0 | 0
Interior Fixture 16 Watt 800 to 1,099 Lumens | 0 | 0 | 0 | 0 | 0 | 0 | 0 | 0 | 0 | 0 | 0 | 0 | 0 | 0 | 0 | 0 | 0 | 0 | 0 | 0
Interior Fixture 17 Watt 800 to 1,099 Lumens | 0 | 0 | 0 | 0 | 0 | 0 | 0 | 0 | 0 | 0 | 0 | 0 | 0 | 0 | 0 | 0 | 0 | 0 | 0 | 0
Interior Fixture 18 Watt 800 to 1,099 Lumens | 7.0141 | 21.9089 | 11.8459 | 7.0141 | 54589.5168 | 873432.2688 | 0 | 0 | 0.086772 | 0 | 0.083205 | 0 | 0.069688 | 0 | 0.066121 | 0 | 10.8259 | 3.6891 | 7.7115 | 3.2428
Interior Fixture 18 Watt 1,100 to 1,399 Lumens | 475.9228 | 1486.5781 | 803.7786 | 475.9228 | 3704048.9664 | 59264783.4624 | 0 | 0 | 0.088994 | 0 | 0.085428 | 0 | 0.076507 | 0 | 0.072941 | 0 | 14.4667 | 5.0066 | 9.3959 | 4.2187
Interior Fixture 18 Watt 1,600 to 1,999 Lumens | 684.6609 | 2138.5861 | 1156.3131 | 684.6609 | 5328631.8464 | 85258109.5424 | 0 | 0 | 0.091009 | 0 | 0.087442 | 0 | 0.069056 | 0 | 0.065489 | 0 | 20.8117 | 3.6013 | 11.7158 | 3.1748
Interior Fixture 19 Watt 800 to 1,099 Lumens | 0 | 0 | 0 | 0 | 0 | 0 | 0 | 0 | 0 | 0 | 0 | 0 | 0 | 0 | 0 | 0 | 0 | 0 | 0 | 0
Interior Fixture 20 Watt 800 to 1,099 Lumens | 0 | 0 | 0 | 0 | 0 | 0 | 0 | 0 | 0 | 0 | 0 | 0 | 0 | 0 | 0 | 0 | 0 | 0 | 0 | 0
Interior Fixture 20 Watt 1,100 to 1,399 Lumens | 459.2238 | 1434.4175 | 775.5759 | 459.2238 | 3574082.336 | 57185317.376 | 0 | 0 | 0.08859 | 0 | 0.085024 | 0 | 0.056024 | 0 | 0.052457 | 0 | 13.6332 | 2.4155 | 9.0371 | 2.2158
Interior Fixture 21 Watt 800 to 1,099 Lumens | 0 | 0 | 0 | 0 | 0 | 0 | 0 | 0 | 0 | 0 | 0 | 0 | 0 | 0 | 0 | 0 | 0 | 0 | 0 | 0
Interior Fixture 21 Watt 1,100 to 1,399 Lumens | 0 | 0 | 0 | 0 | 0 | 0 | 0 | 0 | 0 | 0 | 0 | 0 | 0 | 0 | 0 | 0 | 0 | 0 | 0 | 0
Interior Fixture 22 Watt 800 to 1,099 Lumens | 0 | 0 | 0 | 0 | 0 | 0 | 0 | 0 | 0 | 0 | 0 | 0 | 0 | 0 | 0 | 0 | 0 | 0 | 0 | 0
Interior Fixture 22 Watt 1,100 to 1,399 Lumens | 354.0172 | 1105.7975 | 597.8942 | 354.0172 | 2755272.7552 | 44084364.0832 | 0 | 0 | 0.088326 | 0 | 0.084759 | 0 | 0.05453 | 0 | 0.050964 | 0 | 13.1375 | 2.3276 | 8.8166 | 2.1417
Interior Fixture 23 Watt 1,100 to 1,399 Lumens | 0 | 0 | 0 | 0 | 0 | 0 | 0 | 0 | 0 | 0 | 0 | 0 | 0 | 0 | 0 | 0 | 0 | 0 | 0 | 0
Interior Fixture 23 Watt 1400 to 1,599 Lumens | 0 | 0 | 0 | 0 | 0 | 0 | 0 | 0 | 0 | 0 | 0 | 0 | 0 | 0 | 0 | 0 | 0 | 0 | 0 | 0
Interior Fixture 24 Watt 1,100 to 1,399 Lumens | 0 | 0 | 0 | 0 | 0 | 0 | 0 | 0 | 0 | 0 | 0 | 0 | 0 | 0 | 0 | 0 | 0 | 0 | 0 | 0
Interior Fixture 24 Watt 1400 to 1,599 Lumens | 0 | 0 | 0 | 0 | 0 | 0 | 0 | 0 | 0 | 0 | 0 | 0 | 0 | 0 | 0 | 0 | 0 | 0 | 0 | 0
Interior Fixture 25 Watt 1400 to 1,599 Lumens | 0 | 0 | 0 | 0 | 0 | 0 | 0 | 0 | 0 | 0 | 0 | 0 | 0 | 0 | 0 | 0 | 0 | 0 | 0 | 0
Interior Fixture 25 Watt 1,600 to 1,999 Lumens | 0 | 0 | 0 | 0 | 0 | 0 | 0 | 0 | 0 | 0 | 0 | 0 | 0 | 0 | 0 | 0 | 0 | 0 | 0 | 0
Interior Fixture 26 Watt 1,100 to 1,399 Lumens | 0 | 0 | 0 | 0 | 0 | 0 | 0 | 0 | 0 | 0 | 0 | 0 | 0 | 0 | 0 | 0 | 0 | 0 | 0 | 0
Interior Fixture 26 Watt 1400 to 1,599 Lumens | 0 | 0 | 0 | 0 | 0 | 0 | 0 | 0 | 0 | 0 | 0 | 0 | 0 | 0 | 0 | 0 | 0 | 0 | 0 | 0
Interior Fixture 26 Watt 1,600 to 1,999 Lumens | 370.7162 | 1157.9578 | 626.0967 | 370.7162 | 2885238.4512 | 46163815.2192 | 0 | 0 | 0.089722 | 0 | 0.086155 | 0 | 0.066186 | 0 | 0.062619 | 0 | 16.2561 | 3.2499 | 10.1194 | 2.8985
Interior Fixture 27 Watt 1400 to 1,599 Lumens | 0 | 0 | 0 | 0 | 0 | 0 | 0 | 0 | 0 | 0 | 0 | 0 | 0 | 0 | 0 | 0 | 0 | 0 | 0 | 0
Interior Fixture 27 Watt 1,600 to 1,999 Lumens | 0 | 0 | 0 | 0 | 0 | 0 | 0 | 0 | 0 | 0 | 0 | 0 | 0 | 0 | 0 | 0 | 0 | 0 | 0 | 0
Interior Fixture 28 Watt 1,600 to 1,999 Lumens | 0 | 0 | 0 | 0 | 0 | 0 | 0 | 0 | 0 | 0 | 0 | 0 | 0 | 0 | 0 | 0 | 0 | 0 | 0 | 0
Interior Fixture 29 Watt 1,600 to 1,999 Lumens | 0 | 0 | 0 | 0 | 0 | 0 | 0 | 0 | 0 | 0 | 0 | 0 | 0 | 0 | 0 | 0 | 0 | 0 | 0 | 0
Interior Fixture 30 Watt 1,600 to 1,999 Lumens | 259.762 | 811.3848 | 932.2545 | 259.762 | 4296103.728 | 68737659.648 | 0 | 0 | 0.08853 | 0 | 0.085112 | 0 | 0.076986 | 0 | 0.073568 | 0 | 29.6499 | 6.2606 | 14.0782 | 5.0753
Interior Fixture 30 Watt 2,000 to 2,599 Lumens | 1669.8986 | 5216.0449 | 5993.0647 | 1669.8986 | 27617809.68 | 441884954.88 | 0 | 0 | 0.089217 | 0 | 0.085799 | 0 | 0.080238 | 0 | 0.07682 | 0 | 38.1213 | 8.0494 | 15.7389 | 6.1905
Interior Fixture 32 Watt 2,000 to 2,599 Lumens | 326.558 | 1020.0266 | 1171.9771 | 326.558 | 5400816.1152 | 86413057.8432 | 0 | 0 | 0.089162 | 0 | 0.085744 | 0 | 0.079979 | 0 | 0.076561 | 0 | 37.2741 | 7.8705 | 15.5926 | 6.0841
Interior Fixture 36 Watt 1,600 to 1,999 Lumens | 0 | 0 | 0 | 0 | 0 | 0 | 0 | 0 | 0 | 0 | 0 | 0 | 0 | 0 | 0 | 0 | 0 | 0 | 0 | 0
Interior Fixture 38 Watt 2,000 to 2,599 Lumens | 0 | 0 | 0 | 0 | 0 | 0 | 0 | 0 | 0 | 0 | 0 | 0 | 0 | 0 | 0 | 0 | 0 | 0 | 0 | 0
Interior Fixture 40 Watt 2,000 to 2,599 Lumens | 593.7417 | 1854.5937 | 2929.9427 | 593.7417 | 13502040.288 | 216032644.608 | 0 | 0 | 0.088372 | 0 | 0.08499 | 0 | 0.081342 | 0 | 0.07796 | 0 | 39.713 | 9.7345 | 16.0037 | 7.1412
Interior Fixture 42 Watt 2,000 to 2,599 Lumens | 0 | 0 | 0 | 0 | 0 | 0 | 0 | 0 | 0 | 0 | 0 | 0 | 0 | 0 | 0 | 0 | 0 | 0 | 0 | 0
Interior Fixture 44 Watt 2,000 to 2,599 Lumens | 0 | 0 | 0 | 0 | 0 | 0 | 0 | 0 | 0 | 0 | 0 | 0 | 0 | 0 | 0 | 0 | 0 | 0 | 0 | 0
Interior Fixture 45 Watt 2,000 to 2,599 Lumens | 0 | 0 | 0 | 0 | 0 | 0 | 0 | 0 | 0 | 0 | 0 | 0 | 0 | 0 | 0 | 0 | 0 | 0 | 0 | 0
Interior Fixture 48 Watt 3,600 to 4,599 Lumens | 28.2036 | 88.0961 | 101.2195 | 28.2036 | 466449.2096 | 7463187.3536 | 0 | 0 | 0.088316 | 0 | 0.084898 | 0 | 0.08488 | 0 | 0.081463 | 0 | 27.7303 | 13.5945 | 13.6302 | 9.0201
Interior Fixture 50 Watt 2,600 to 3,599 Lumens | 0 | 0 | 0 | 0 | 0 | 0 | 0 | 0 | 0 | 0 | 0 | 0 | 0 | 0 | 0 | 0 | 0 | 0 | 0 | 0
Interior Fixture 52 Watt 3,600 to 4,599 Lumens | 41.1877 | 128.6527 | 147.8178 | 41.1877 | 681187.8784 | 10899006.0544 | 0 | 0 | 0.088227 | 0 | 0.084809 | 0 | 0.084698 | 0 | 0.08128 | 0 | 27.0006 | 13.2368 | 13.4515 | 8.8612
Interior Fixture 54 Watt 3,600 to 4,599 Lumens | 27.0903 | 84.6186 | 97.224 | 27.0903 | 448036.7408 | 7168587.8528 | 0 | 0 | 0.08818 | 0 | 0.084762 | 0 | 0.084604 | 0 | 0.081186 | 0 | 26.6357 | 13.0579 | 13.3603 | 8.7806
Interior Fixture 55 Watt 2,600 to 3,599 Lumens | 0 | 0 | 0 | 0 | 0 | 0 | 0 | 0 | 0 | 0 | 0 | 0 | 0 | 0 | 0 | 0 | 0 | 0 | 0 | 0
Interior Fixture 55 Watt 3,600 to 4,599 Lumens | 29.093 | 90.8742 | 96.5581 | 29.093 | 444967.996 | 7119487.936 | 0 | 0 | 0.087724 | 0 | 0.084296 | 0 | 0.084843 | 0 | 0.081414 | 0 | 21.9679 | 13.0092 | 12.0735 | 8.7586
Interior Fixture 64 Watt 3,600 to 4,599 Lumens | 126.1742 | 394.1139 | 452.824 | 126.1742 | 2086746.464 | 33387943.424 | 0 | 0 | 0.086648 | 0 | 0.08323 | 0 | 0.084088 | 0 | 0.08067 | 0 | 18.4256 | 12.1635 | 10.9197 | 8.3669
Interior Fixture 78 Watt ≥4,600 Lumens | 22.6371 | 70.7087 | 81.2419 | 22.6371 | 374386.8656 | 5990189.8496 | 0 | 0 | 0.086077 | 0 | 0.082659 | 0 | 0.083223 | 0 | 0.079805 | 0 | 16.5288 | 10.9114 | 10.2244 | 7.7548
Torchiere 55 Watt | 50.0986 | 156.4864 | 153.4294 | 50.0986 | 707047.704 | 6363429.336 | 0 | 0 | 0.084684 | 0 | 0.081335 | 0 | 0.077037 | 0 | 0.073687 | 0 | 17.6096 | 7.0438 | 10.6279 | 5.5781
Torchiere 63 Watt | 0 | 0 | 0 | 0 | 0 | 0 | 0 | 0 | 0 | 0 | 0 | 0 | 0 | 0 | 0 | 0 | 0 | 0 | 0 | 0
Torchiere 65 Watt | 0 | 0 | 0 | 0 | 0 | 0 | 0 | 0 | 0 | 0 | 0 | 0 | 0 | 0 | 0 | 0 | 0 | 0 | 0 | 0
Torchiere 70 Watt | 89.0641 | 278.1981 | 272.7633 | 89.0641 | 1256973.696 | 11312763.264 | 0 | 0 | 0.069134 | 0 | 0.065785 | 0 | 0.075443 | 0 | 0.072094 | 0 | 4.348 | 6.2612 | 3.7412 | 5.0756
Exterior Fixture 7 Watt 450 to 799 Lumens | 0 | 0 | 0 | 0 | 0 | 0 | 0 | 0 | 0 | 0 | 0 | 0 | 0 | 0 | 0 | 0 | 0 | 0 | 0 | 0
Exterior Fixture 11 Watt 450 to 799 Lumens | 0 | 0 | 0 | 0 | 0 | 0 | 0 | 0 | 0 | 0 | 0 | 0 | 0 | 0 | 0 | 0 | 0 | 0 | 0 | 0
Exterior Fixture 13 Watt 450 to 799 Lumens | 0 | 0 | 0 | 0 | 0 | 0 | 0 | 0 | 0 | 0 | 0 | 0 | 0 | 0 | 0 | 0 | 0 | 0 | 0 | 0
Exterior Fixture 13 Watt 800 to 1,099 Lumens | 0 | 0 | 28.5365 | 0 | 131504.7404 | 2104075.8464 | 0 | 0 | 0.063219 | 0 | 0.059933 | 0 | 0.076127 | 0 | 0.072841 | 0 | 3.5429 | 7.3691 | 3.1293 | 5.7801
Exterior Fixture 16 Watt 800 to 1,099 Lumens | 0 | 0 | 0 | 0 | 0 | 0 | 0 | 0 | 0 | 0 | 0 | 0 | 0 | 0 | 0 | 0 | 0 | 0 | 0 | 0
Exterior Fixture 18 Watt 800 to 1,099 Lumens | 0 | 0 | 0 | 0 | 0 | 0 | 0 | 0 | 0 | 0 | 0 | 0 | 0 | 0 | 0 | 0 | 0 | 0 | 0 | 0
Exterior Fixture 18 Watt 1,100 to 1,399 Lumens | 0 | 0 | 0 | 0 | 0 | 0 | 0 | 0 | 0 | 0 | 0 | 0 | 0 | 0 | 0 | 0 | 0 | 0 | 0 | 0
Exterior Fixture 18 Watt 1,600 to 1,999 Lumens | 0 | 0 | 149.3614 | 0 | 688301.4072 | 11012822.5152 | 0 | 0 | 0.07383 | 0 | 0.070544 | 0 | 0.074378 | 0 | 0.071092 | 0 | 6.1812 | 6.4284 | 5.0229 | 5.185
Exterior Fixture 19 Watt 800 to 1,099 Lumens | 0 | 0 | 0 | 0 | 0 | 0 | 0 | 0 | 0 | 0 | 0 | 0 | 0 | 0 | 0 | 0 | 0 | 0 | 0 | 0
Exterior Fixture 19 Watt 1,100 to 1,399 Lumens | 0 | 0 | 0 | 0 | 0 | 0 | 0 | 0 | 0 | 0 | 0 | 0 | 0 | 0 | 0 | 0 | 0 | 0 | 0 | 0
Exterior Fixture 20 Watt 800 to 1,099 Lumens | 0 | 0 | 0 | 0 | 0 | 0 | 0 | 0 | 0 | 0 | 0 | 0 | 0 | 0 | 0 | 0 | 0 | 0 | 0 | 0
Exterior Fixture 20 Watt 1,100 to 1,399 Lumens | 0 | 0 | 33.3938 | 0 | 153888.526 | 2462216.416 | 0 | 0 | 0.066835 | 0 | 0.063549 | 0 | 0.067652 | 0 | 0.064366 | 0 | 4.1459 | 4.3117 | 3.5906 | 3.7143
Exterior Fixture 21 Watt 1,100 to 1,399 Lumens | 0 | 0 | 0 | 0 | 0 | 0 | 0 | 0 | 0 | 0 | 0 | 0 | 0 | 0 | 0 | 0 | 0 | 0 | 0 | 0
Exterior Fixture 22 Watt 1,100 to 1,399 Lumens | 0 | 0 | 0 | 0 | 0 | 0 | 0 | 0 | 0 | 0 | 0 | 0 | 0 | 0 | 0 | 0 | 0 | 0 | 0 | 0
Exterior Fixture 23 Watt 1,100 to 1,399 Lumens | 0 | 0 | 0 | 0 | 0 | 0 | 0 | 0 | 0 | 0 | 0 | 0 | 0 | 0 | 0 | 0 | 0 | 0 | 0 | 0
Exterior Fixture 25 Watt 1,600 to 1,999 Lumens | 0 | 0 | 0 | 0 | 0 | 0 | 0 | 0 | 0 | 0 | 0 | 0 | 0 | 0 | 0 | 0 | 0 | 0 | 0 | 0
Exterior Fixture 26 Watt 1400 to 1,599 Lumens | 0 | 0 | 38.8583 | 0 | 179070.2848 | 2865124.5568 | 0 | 0 | 0.061396 | 0 | 0.05811 | 0 | 0.070524 | 0 | 0.067239 | 0 | 3.3008 | 5.0173 | 2.939 | 4.2263
Exterior Fixture 26 Watt 1,600 to 1,999 Lumens | 0 | 0 | 89.8597 | 0 | 414100.0336 | 6625600.5376 | 0 | 0 | 0.065002 | 0 | 0.061716 | 0 | 0.072897 | 0 | 0.069611 | 0 | 3.8166 | 5.8012 | 3.3409 | 4.7691
Exterior Fixture 27 Watt 1,600 to 1,999 Lumens | 0 | 0 | 0 | 0 | 0 | 0 | 0 | 0 | 0 | 0 | 0 | 0 | 0 | 0 | 0 | 0 | 0 | 0 | 0 | 0
Exterior Fixture 30 Watt 1,600 to 1,999 Lumens | 0 | 0 | 0 | 0 | 0 | 0 | 0 | 0 | 0 | 0 | 0 | 0 | 0 | 0 | 0 | 0 | 0 | 0 | 0 | 0
Exterior Fixture 32 Watt 1,600 to 1,999 Lumens | 0 | 0 | 0 | 0 | 0 | 0 | 0 | 0 | 0 | 0 | 0 | 0 | 0 | 0 | 0 | 0 | 0 | 0 | 0 | 0
Exterior Fixture 36 Watt 1,600 to 1,999 Lumens | 0 | 0 | 0 | 0 | 0 | 0 | 0 | 0 | 0 | 0 | 0 | 0 | 0 | 0 | 0 | 0 | 0 | 0 | 0 | 0
Exterior Fixture 38 Watt 2,000 to 2,599 Lumens | 0 | 0 | 0 | 0 | 0 | 0 | 0 | 0 | 0 | 0 | 0 | 0 | 0 | 0 | 0 | 0 | 0 | 0 | 0 | 0
Exterior Fixture 40 Watt 2,000 to 2,599 Lumens | 0 | 0 | 0 | 0 | 0 | 0 | 0 | 0 | 0 | 0 | 0 | 0 | 0 | 0 | 0 | 0 | 0 | 0 | 0 | 0
Exterior Fixture 42 Watt 2,000 to 2,599 Lumens | 0 | 0 | 0 | 0 | 0 | 0 | 0 | 0 | 0 | 0 | 0 | 0 | 0 | 0 | 0 | 0 | 0 | 0 | 0 | 0
Exterior Fixture 48 Watt 2,000 to 2,599 Lumens | 0 | 0 | 0 | 0 | 0 | 0 | 0 | 0 | 0 | 0 | 0 | 0 | 0 | 0 | 0 | 0 | 0 | 0 | 0 | 0
Exterior Fixture 50 Watt 2,600 to 3,599 Lumens | 0 | 0 | 0 | 0 | 0 | 0 | 0 | 0 | 0 | 0 | 0 | 0 | 0 | 0 | 0 | 0 | 0 | 0 | 0 | 0
Exterior Fixture 55 Watt 2,600 to 3,599 Lumens | 0 | 0 | 0 | 0 | 0 | 0 | 0 | 0 | 0 | 0 | 0 | 0 | 0 | 0 | 0 | 0 | 0 | 0 | 0 | 0
Exterior Fixture 55 Watt 3,600 to 4,599 Lumens | 0 | 0 | 0 | 0 | 0 | 0 | 0 | 0 | 0 | 0 | 0 | 0 | 0 | 0 | 0 | 0 | 0 | 0 | 0 | 0
Exterior Fixture 65 Watt 2,600 to 3,599 Lumens | 0 | 0 | 0 | 0 | 0 | 0 | 0 | 0 | 0 | 0 | 0 | 0 | 0 | 0 | 0 | 0 | 0 | 0 | 0 | 0
Exterior Fixture 65 Watt 3,600 to 4,599 Lumens | 0 | 0 | 29063.7077 | 0 | 133934136.984 | 2142946191.744 | 0 | 0 | 0.084869 | 0 | 0.081583 | 0 | 0.085967 | 0 | 0.082682 | 0 | 27.4325 | 41.6973 | 13.5578 | 16.3166
Exterior Fixture 70 Watt 3,600 to 4,599 Lumens | 0 | 0 | 0 | 0 | 0 | 0 | 0 | 0 | 0 | 0 | 0 | 0 | 0 | 0 | 0 | 0 | 0 | 0 | 0 | 0
Exterior Fixture 70 Watt ≥4,600 Lumens | 0 | 0 | 0 | 0 | 0 | 0 | 0 | 0 | 0 | 0 | 0 | 0 | 0 | 0 | 0 | 0 | 0 | 0 | 0 | 0
Electroluminescent or Neon Night Light | 0 | 0 | 78.9769 | 0 | 363948.6822 | 1091846.0467 | 0 | 0 | 0.072106 | 0 | 0.068873 | 0 | 0.080612 | 0 | 0.077378 | 0 | 5.9452 | 14.2684 | 4.866 | 9.3119
LED Plug-in Night Lights | 0 | 0 | 78.9769 | 0 | 363948.6822 | 5823178.9158 | 0 | 0 | 0.083934 | 0 | 0.080648 | 0 | 0.08592 | 0 | 0.082635 | 0 | 21.2444 | 40.7893 | 11.8517 | 16.1757
LED Hardwired Night Lights | 0 | 0 | 78.9769 | 0 | 363948.6822 | 7278973.6448 | 0 | 0 | 0.065873 | 0 | 0.062491 | 0 | 0.08872 | 0 | 0.085338 | 0 | 3.6581 | 46.8231 | 3.2188 | 17.0468
LED Holiday Lights | 0 | 0 | 88.4742 | 0 | 407715.264 | 6523444.224 | 0 | 0 | 0.068341 | 0 | 0.065055 | 0 | 0.084996 | 0 | 0.08171 | 0 | 4.4623 | 28.559 | 3.8255 | 13.8274
LED Task, Accent Lights | 28.8924 | 90.2475 | 65.9964 | 28.8924 | 304130.6611 | 4866090.5779 | 0 | 0 | 0.027489 | 0 | 0.023996 | 0 | 0.089507 | 0 | 0.086014 | 0 | 1.4155 | 22.6485 | 1.3445 | 12.2763
LED Room Lights | 20.0642 | 62.6718 | 45.8308 | 20.0642 | 211201.848 | 4224036.96 | 0 | 0 | 0.032317 | 0 | 0.028722 | 0 | 0.083031 | 0 | 0.079435 | 0 | 1.5045 | 7.2216 | 1.4245 | 5.689
Table, Floor, or Desk Lamps | 188.6575 | 589.2847 | 378.096 | 188.6575 | 1742377.6656 | 27878042.6496 | 0 | 0 | 0.035964 | 0 | 0.032442 | 0 | 0.080888 | 0 | 0.077366 | 0 | 1.6152 | 6.9778 | 1.5234 | 5.5366
High Per formance Reflectors R30 | 9.092 | 28.3994 | 101.0569 | 9.092 | 465700.0748 | 4191300.6736 | 0 | 0 | 0.06371 | 0 | 0.060467 | 0 | 0.074837 | 0 | 0.071594 | 0 | 3.7434 | 7.1874 | 3.2847 | 5.6677
High Per formance Reflectors R40 | 9.6486 | 30.1381 | 107.2441 | 9.6486 | 494212.3243 | 4447910.9189 | 0 | 0 | 0.061402 | 0 | 0.058159 | 0 | 0.073255 | 0 | 0.070012 | 0 | 3.4051 | 6.3562 | 3.0213 | 5.1379
Dimmable CFLs average for projection | 1.7813 | 5.564 | 24.2871 | 1.7813 | 111921.9841 | 1007297.857 | 0 | 0 | 0.064185 | 0 | 0.06095 | 0 | 0.074653 | 0 | 0.071418 | 0 | 3.8468 | 7.1807 | 3.3641 | 5.6636
Dimmer Switches | 0 | 0 | 32.5582 | 0 | 150037.7928 | 3000755.8564 | 0 | 0 | 0.081638 | 0 | 0.078256 | 0 | 0.086898 | 0 | 0.083517 | 0 | 10.0535 | 24.1285 | 7.3114 | 12.6985
Time Clocks | 0 | 0 | 15.5613 | 0 | 71711.2 | 1434224 | 0 | 0 | 0.04349 | 0 | 0.040108 | 0 | 0.082795 | 0 | 0.079413 | 0 | 1.9221 | 11.5323 | 1.7935 | 8.0634
Occupancy Detectors | 0 | 0 | 13.4311 | 0 | 61894.656 | 1237893.12 | 0 | 0 | -0.18693 | 0 | -0.19031 | 0 | 0.038608 | 0 | 0.035226 | 0 | 0.32658 | 1.7418 | 0.32265 | 1.6355
Cold Cathode - Hardwired exterior on photocell | 0 | 0 | 179.4114 | 0 | 826780.68 | 16535613.6 | 0 | 0 | 0.063383 | 0 | 0.060001 | 0 | 0.082133 | 0 | 0.078751 | 0 | 3.324 | 10.6368 | 2.9573 | 7.6151
Cold Cathode - Screw-in Interior | 0.55665 | 1.7387 | 6.8746 | 0.55665 | 31680.2772 | 506884.4352 | 0 | 0 | 0.0097248 | 0 | 0.0064006 | 0 | 0.069263 | 0 | 0.065938 | 0 | 1.1225 | 4.49 | 1.0774 | 3.8458
Cold Cathode - Hardwired Interior | 2.7833 | 8.6937 | 6.8746 | 2.7833 | 31680.2772 | 633605.544 | 0 | 0 | -0.046407 | 0 | -0.049986 | 0 | 0.078152 | 0 | 0.074573 | 0 | 0.674 | 5.392 | 0.65747 | 4.489
Ext Security Light Motion Controlled Incandescent | 0 | 0 | 449.9371 | 0 | 2073442.8 | 41468856 | 0 | 0 | 0.085218 | 0 | 0.081836 | 0 | 0.087257 | 0 | 0.083875 | 0 | 16.6722 | 26.6755 | 10.2791 | 13.3703
Ext Security Light Motion Controlled Fluorescent | 0 | 0 | 27.628 | 0 | 127317.888 | 2546357.76 | 0 | 0 | 0.083573 | 0 | 0.080191 | 0 | 0.088442 | 0 | 0.08506 | 0 | 12.8008 | 40.9626 | 8.6636 | 16.2029
Fluorescent address sign with photocell | 0 | 0 | 15.544 | 0 | 71631.144 | 1146098.304 | 0 | 0 | 0.052982 | 0 | 0.049696 | 0 | 0.077111 | 0 | 0.073826 | 0 | 2.5096 | 8.0306 | 2.2947 | 6.1794
Cold Cathode address sign with photocell | 0 | 0 | 17.9353 | 0 | 82651.32 | 1653026.4 | 0 | 0 | 0.063382 | 0 | 0.06 | 0 | 0.082132 | 0 | 0.07875 | 0 | 3.324 | 10.6367 | 2.9573 | 7.6151
LED address sign with photocell | 0 | 0 | 20.3267 | 0 | 93671.496 | 1873429.92 | 0 | 0 | 0.066591 | 0 | 0.063209 | 0 | 0.083135 | 0 | 0.079753 | 0 | 3.7672 | 12.055 | 3.303 | 8.3154
Screw-in CFL with motion/occupancy sensor | 3.9231 | 12.2541 | 1.5399 | 3.9231 | 7096.4752 | 63868.2764 | 0 | 0 | -0.086579 | 0 | -0.090927 | 0 | 0.037202 | 0 | 0.032855 | 0 | 0.57377 | 1.4689 | 0.56175 | 1.3926
Screw-in CFL with photocell | 3.9231 | 12.2541 | 50.5776 | 3.9231 | 233076.7224 | 2097690.5016 | 0 | 0 | 0.080598 | 0 | 0.077361 | 0 | 0.084367 | 0 | 0.081129 | 0 | 14.032 | 35.9218 | 9.2106 | 15.3508
Screw-in Globe, Candelabra, A lamp CFL | 3.9485 | 12.3335 | 9.7528 | 3.9485 | 44943.7669 | 404493.9023 | 0 | 0 | 0.054411 | 0 | 0.051027 | 0 | 0.078118 | 0 | 0.074733 | 0 | 2.4983 | 7.195 | 2.2853 | 5.6725
Screw-in 3 Way CFL | 1.7161 | 5.3605 | 6.0816 | 1.7161 | 28025.7573 | 252231.8154 | 0 | 0 | 0.028052 | 0 | 0.024722 | 0 | 0.076164 | 0 | 0.072835 | 0 | 1.4584 | 6.8208 | 1.3831 | 5.4373
50 Watt Exterior Metal Halide On Photocell | 0 | 0 | 373.1757 | 0 | 1719703.8144 | 27515261.0304 | 0 | 0 | 0.082523 | 0 | 0.079237 | 0 | 0.084424 | 0 | 0.081138 | 0 | 15.8499 | 24.0918 | 9.9605 | 12.6883
70 Watt Exterior Metal Halide On Photocell | 0 | 0 | 143.5291 | 0 | 661424.544 | 10582792.704 | 0 | 0 | 0.073631 | 0 | 0.070345 | 0 | 0.078574 | 0 | 0.075288 | 0 | 6.0961 | 9.2661 | 4.9666 | 6.8858
100 Watt Exterior Metal Halide On Photocell | 0 | 0 | 368.3914 | 0 | 1697656.3296 | 27162501.2736 | 0 | 0 | 0.08245 | 0 | 0.079165 | 0 | 0.084376 | 0 | 0.08109 | 0 | 15.6467 | 23.7829 | 9.8798 | 12.6021
Dimmable Interior Fluorescent Fixtures | 875.7686 | 2735.5243 | 2770.5929 | 875.7686 | 12767709.2327 | 255354184.6541 | 0 | 0 | 0.061443 | 0 | 0.057907 | 0 | 0.081762 | 0 | 0.078226 | 0 | 2.8428 | 7.2775 | 2.5702 | 5.7236
Alternative-Inducement Activities | 7.5181 | 23.4833 | 335.3791 | 7.5181 | 1545526 | 13909734 | 0 | 0 | 0.06601 | 0 | 0.062797 | 0 | 0.086118 | 0 | 0.082905 | 0 | 4.2828 | 0 | 3.6928 | 26.8061
Screw-in CFL 5 Watt <450 Lumens (Nonres.) | 1.7633 | 1.7633 | 1.5596 | 1.7633 | 7187.04 | 15092.784 | 0 | 0 | 0.070607 | 0 | 0.066569 | 0 | 0.097558 | 0 | 0.09352 | 0 | 2.8764 | 10.1363 | 2.5977 | 7.3551
Screw-in CFL 7 Watt 450 to 799 Lumens (Nonres.) | 11.6001 | 11.6001 | 10.2601 | 11.6001 | 47281.4496 | 99291.0442 | 0 | 0 | 0.085424 | 0 | 0.081387 | 0 | 0.10176 | 0 | 0.09772 | 0 | 4.7458 | 16.7239 | 4.032 | 10.2987
Screw-in CFL 9 Watt 450 to 799 Lumens (Nonres.) | 10.8971 | 10.8971 | 9.6383 | 10.8971 | 44415.9072 | 93273.4051 | 0 | 0 | 0.083953 | 0 | 0.079915 | 0 | 0.10134 | 0 | 0.097303 | 0 | 4.4582 | 15.7103 | 3.8225 | 9.9052
Screw-in CFL 10 Watt <450 Lumens (Nonres.) | 1.3225 | 1.3225 | 1.1697 | 1.3225 | 5390.28 | 11319.588 | 0 | 0 | 0.058064 | 0 | 0.054026 | 0 | 0.093998 | 0 | 0.089961 | 0 | 2.1573 | 7.6022 | 1.9966 | 5.9226
Screw-in CFL 10 Watt 450 to 799 Lumens (Nonres.) | 0 | 0 | 0 | 0 | 0 | 0 | 0 | 0 | 0 | 0 | 0 | 0 | 0 | 0 | 0 | 0 | 0 | 0 | 0 | 0
Screw-in CFL 10 Watt 800 to 1,099 Lumens (Nonres.) | 0 | 0 | 0 | 0 | 0 | 0 | 0 | 0 | 0 | 0 | 0 | 0 | 0 | 0 | 0 | 0 | 0 | 0 | 0 | 0
Screw-in CFL 11 Watt <450 Lumens (Nonres.) | 0 | 0 | 0 | 0 | 0 | 0 | 0 | 0 | 0 | 0 | 0 | 0 | 0 | 0 | 0 | 0 | 0 | 0 | 0 | 0
Screw-in CFL 11 Watt 450 to 799 Lumens (Nonres.) | 0 | 0 | 0 | 0 | 0 | 0 | 0 | 0 | 0 | 0 | 0 | 0 | 0 | 0 | 0 | 0 | 0 | 0 | 0 | 0
Screw-in CFL 11 Watt 800 to 1,099 Lumens (Nonres.) | 0 | 0 | 0 | 0 | 0 | 0 | 0 | 0 | 0 | 0 | 0 | 0 | 0 | 0 | 0 | 0 | 0 | 0 | 0 | 0
Screw-in CFL 12 Watt <450 Lumens (Nonres.) | 0 | 0 | 0 | 0 | 0 | 0 | 0 | 0 | 0 | 0 | 0 | 0 | 0 | 0 | 0 | 0 | 0 | 0 | 0 | 0
Screw-in CFL 12 Watt 450 to 799 Lumens (Nonres.) | 0 | 0 | 0 | 0 | 0 | 0 | 0 | 0 | 0 | 0 | 0 | 0 | 0 | 0 | 0 | 0 | 0 | 0 | 0 | 0
Screw-in CFL 12 Watt 800 to 1,099 Lumens (Nonres.) | 0 | 0 | 0 | 0 | 0 | 0 | 0 | 0 | 0 | 0 | 0 | 0 | 0 | 0 | 0 | 0 | 0 | 0 | 0 | 0
Screw-in CFL 13 Watt <450 Lumens (Nonres.) | 0 | 0 | 0 | 0 | 0 | 0 | 0 | 0 | 0 | 0 | 0 | 0 | 0 | 0 | 0 | 0 | 0 | 0 | 0 | 0
Screw-in CFL 13 Watt 450 to 799 Lumens (Nonres.) | 332.277 | 332.277 | 293.8927 | 332.277 | 1354344.3648 | 2844123.1661 | 0 | 0 | 0.080357 | 0 | 0.076319 | 0 | 0.10032 | 0 | 0.096283 | 0 | 3.883 | 13.6832 | 3.3917 | 9.059
Screw-in CFL 13 Watt 800 to 1,099 Lumens (Nonres.) | 2478.9265 | 2478.9265 | 2192.5634 | 2478.9265 | 10103979.0096 | 21218355.9202 | 0 | 0 | 0.09294 | 0 | 0.088902 | 0 | 0.10255 | 0 | 0.098513 | 0 | 7.0784 | 19.0552 | 5.5997 | 11.1378
Screw-in CFL 14 Watt 450 to 799 Lumens (Nonres.) | 0 | 0 | 0 | 0 | 0 | 0 | 0 | 0 | 0 | 0 | 0 | 0 | 0 | 0 | 0 | 0 | 0 | 0 | 0 | 0
Screw-in CFL 14 Watt 800 to 1,099 Lumens (Nonres.) | 2426.1834 | 2426.1834 | 2145.9132 | 2426.1834 | 9889000.7328 | 20766901.5389 | 0 | 0 | 0.092607 | 0 | 0.08857 | 0 | 0.10243 | 0 | 0.098389 | 0 | 6.9278 | 18.6497 | 5.505 | 10.9981
Screw-in CFL 15 Watt 450 to 799 Lumens (Nonres.) | 0 | 0 | 0 | 0 | 0 | 0 | 0 | 0 | 0 | 0 | 0 | 0 | 0 | 0 | 0 | 0 | 0 | 0 | 0 | 0
Screw-in CFL 15 Watt 800 to 1,099 Lumens (Nonres.) | 632.9123 | 632.9123 | 559.7989 | 632.9123 | 2579718.456 | 5417408.7576 | 0 | 0 | 0.089448 | 0 | 0.085411 | 0 | 0.1023 | 0 | 0.09826 | 0 | 5.7625 | 18.2443 | 4.7429 | 10.8558
Screw-in CFL 15 Watt 1,100 to 1,399 Lumens (Nonres.) | 210.9793 | 210.9793 | 186.6072 | 210.9793 | 859940.928 | 1805875.9488 | 0 | 0 | 0.094144 | 0 | 0.090106 | 0 | 0.102 | 0 | 0.097964 | 0 | 7.6834 | 17.3755 | 5.9717 | 10.5422
Screw-in CFL 16 Watt 800 to 1,099 Lumens (Nonres.) | 0 | 0 | 0 | 0 | 0 | 0 | 0 | 0 | 0 | 0 | 0 | 0 | 0 | 0 | 0 | 0 | 0 | 0 | 0 | 0
Screw-in CFL 16 Watt 1,100 to 1,399 Lumens (Nonres.) | 0 | 0 | 0 | 0 | 0 | 0 | 0 | 0 | 0 | 0 | 0 | 0 | 0 | 0 | 0 | 0 | 0 | 0 | 0 | 0
Screw-in CFL 17 Watt 450 to 799 Lumens (Nonres.) | 0 | 0 | 0 | 0 | 0 | 0 | 0 | 0 | 0 | 0 | 0 | 0 | 0 | 0 | 0 | 0 | 0 | 0 | 0 | 0
Screw-in CFL 17 Watt 800 to 1,099 Lumens (Nonres.) | 0 | 0 | 0 | 0 | 0 | 0 | 0 | 0 | 0 | 0 | 0 | 0 | 0 | 0 | 0 | 0 | 0 | 0 | 0 | 0
Screw-in CFL 17 Watt 1,100 to 1,399 Lumens (Nonres.) | 0 | 0 | 0 | 0 | 0 | 0 | 0 | 0 | 0 | 0 | 0 | 0 | 0 | 0 | 0 | 0 | 0 | 0 | 0 | 0
Screw-in CFL 18 Watt 450 to 799 Lumens (Nonres.) | 0 | 0 | 0 | 0 | 0 | 0 | 0 | 0 | 0 | 0 | 0 | 0 | 0 | 0 | 0 | 0 | 0 | 0 | 0 | 0
Screw-in CFL 18 Watt 800 to 1,099 Lumens (Nonres.) | 0 | 0 | 0 | 0 | 0 | 0 | 0 | 0 | 0 | 0 | 0 | 0 | 0 | 0 | 0 | 0 | 0 | 0 | 0 | 0
Screw-in CFL 18 Watt 1,100 to 1,399 Lumens (Nonres.) | 5010.5962 | 5010.5962 | 4431.7772 | 5010.5962 | 20422936.296 | 42888166.2216 | 0 | 0 | 0.093076 | 0 | 0.089039 | 0 | 0.10167 | 0 | 0.097636 | 0 | 7.142 | 16.5068 | 5.6395 | 10.2159
Screw-in CFL 19 Watt 450 to 799 Lumens (Nonres.) | 0 | 0 | 0 | 0 | 0 | 0 | 0 | 0 | 0 | 0 | 0 | 0 | 0 | 0 | 0 | 0 | 0 | 0 | 0 | 0
Screw-in CFL 19 Watt 800 to 1,099 Lumens (Nonres.) | 0 | 0 | 0 | 0 | 0 | 0 | 0 | 0 | 0 | 0 | 0 | 0 | 0 | 0 | 0 | 0 | 0 | 0 | 0 | 0
Screw-in CFL 19 Watt 1,100 to 1,399 Lumens (Nonres.) | 0 | 0 | 0 | 0 | 0 | 0 | 0 | 0 | 0 | 0 | 0 | 0 | 0 | 0 | 0 | 0 | 0 | 0 | 0 | 0
Screw-in CFL 20 Watt 800 to 1,099 Lumens (Nonres.) | 0 | 0 | 0 | 0 | 0 | 0 | 0 | 0 | 0 | 0 | 0 | 0 | 0 | 0 | 0 | 0 | 0 | 0 | 0 | 0
Screw-in CFL 20 Watt 1,100 to 1,399 Lumens (Nonres.) | 5801.7429 | 5801.7429 | 5131.5315 | 5801.7429 | 23647610.448 | 49659981.9408 | 0 | 0 | 0.09057 | 0 | 0.086533 | 0 | 0.10143 | 0 | 0.097397 | 0 | 6.1286 | 15.9276 | 4.9882 | 9.9911
Screw-in CFL 21 Watt 800 to 1,099 Lumens (Nonres.) | 0 | 0 | 0 | 0 | 0 | 0 | 0 | 0 | 0 | 0 | 0 | 0 | 0 | 0 | 0 | 0 | 0 | 0 | 0 | 0
Screw-in CFL 21 Watt 1,100 to 1,399 Lumens (Nonres.) | 0 | 0 | 0 | 0 | 0 | 0 | 0 | 0 | 0 | 0 | 0 | 0 | 0 | 0 | 0 | 0 | 0 | 0 | 0 | 0
Screw-in CFL 22 Watt 800 to 1,099 Lumens (Nonres.) | 0 | 0 | 0 | 0 | 0 | 0 | 0 | 0 | 0 | 0 | 0 | 0 | 0 | 0 | 0 | 0 | 0 | 0 | 0 | 0
Screw-in CFL 22 Watt 1,100 to 1,399 Lumens (Nonres.) | 0 | 0 | 0 | 0 | 0 | 0 | 0 | 0 | 0 | 0 | 0 | 0 | 0 | 0 | 0 | 0 | 0 | 0 | 0 | 0
Screw-in CFL 23 Watt 800 to 1,099 Lumens (Nonres.) | 0 | 0 | 0 | 0 | 0 | 0 | 0 | 0 | 0 | 0 | 0 | 0 | 0 | 0 | 0 | 0 | 0 | 0 | 0 | 0
Screw-in CFL 23 Watt 1,100 to 1,399 Lumens (Nonres.) | 310.831 | 310.831 | 274.9241 | 310.831 | 1266931.4112 | 2660555.9635 | 0 | 0 | 0.08988 | 0 | 0.085842 | 0 | 0.10104 | 0 | 0.097005 | 0 | 5.8979 | 15.0588 | 4.8343 | 9.6422
Screw-in CFL 23 Watt 1400 to 1,599 Lumens (Nonres.) | 0 | 0 | 0 | 0 | 0 | 0 | 0 | 0 | 0 | 0 | 0 | 0 | 0 | 0 | 0 | 0 | 0 | 0 | 0 | 0
Screw-in CFL 23 Watt 1,600 to 1,999 Lumens (Nonres.) | 6768.7001 | 6768.7001 | 5986.7867 | 6768.7001 | 27588878.856 | 57936645.5976 | 0 | 0 | 0.094643 | 0 | 0.090605 | 0 | 0.10268 | 0 | 0.098646 | 0 | 7.9655 | 19.5113 | 6.1407 | 11.2921
Screw-in CFL 24 Watt 800 to 1,099 Lumens (Nonres.) | 0 | 0 | 0 | 0 | 0 | 0 | 0 | 0 | 0 | 0 | 0 | 0 | 0 | 0 | 0 | 0 | 0 | 0 | 0 | 0
Screw-in CFL 24 Watt 1,100 to 1,399 Lumens (Nonres.) | 0 | 0 | 0 | 0 | 0 | 0 | 0 | 0 | 0 | 0 | 0 | 0 | 0 | 0 | 0 | 0 | 0 | 0 | 0 | 0
Screw-in CFL 24 Watt 1400 to 1,599 Lumens (Nonres.) | 0 | 0 | 0 | 0 | 0 | 0 | 0 | 0 | 0 | 0 | 0 | 0 | 0 | 0 | 0 | 0 | 0 | 0 | 0 | 0
Screw-in CFL 24 Watt 1,600 to 1,999 Lumens (Nonres.) | 0 | 0 | 0 | 0 | 0 | 0 | 0 | 0 | 0 | 0 | 0 | 0 | 0 | 0 | 0 | 0 | 0 | 0 | 0 | 0
Screw-in CFL 25 Watt 800 to 1,099 Lumens (Nonres.) | 0 | 0 | 0 | 0 | 0 | 0 | 0 | 0 | 0 | 0 | 0 | 0 | 0 | 0 | 0 | 0 | 0 | 0 | 0 | 0
Screw-in CFL 25 Watt 1,100 to 1,399 Lumens (Nonres.) | 0 | 0 | 0 | 0 | 0 | 0 | 0 | 0 | 0 | 0 | 0 | 0 | 0 | 0 | 0 | 0 | 0 | 0 | 0 | 0
Screw-in CFL 25 Watt 1400 to 1,599 Lumens (Nonres.) | 114.2805 | 114.2805 | 101.0789 | 114.2805 | 465801.336 | 978182.8056 | 0 | 0 | 0.09214 | 0 | 0.088102 | 0 | 0.10248 | 0 | 0.098443 | 0 | 6.7263 | 18.8235 | 5.3771 | 11.0583
Screw-in CFL 25 Watt 1,600 to 1,999 Lumens (Nonres.) | 7911.4676 | 7911.4676 | 6997.5429 | 7911.4676 | 32246741.52 | 67718157.192 | 0 | 0 | 0.09428 | 0 | 0.090243 | 0 | 0.10254 | 0 | 0.098498 | 0 | 7.7586 | 19.0045 | 6.017 | 11.1205
Screw-in CFL 26 Watt 800 to 1,099 Lumens (Nonres.) | 0 | 0 | 0 | 0 | 0 | 0 | 0 | 0 | 0 | 0 | 0 | 0 | 0 | 0 | 0 | 0 | 0 | 0 | 0 | 0
Screw-in CFL 26 Watt 1,100 to 1,399 Lumens (Nonres.) | 0 | 0 | 0 | 0 | 0 | 0 | 0 | 0 | 0 | 0 | 0 | 0 | 0 | 0 | 0 | 0 | 0 | 0 | 0 | 0
Screw-in CFL 26 Watt 1400 to 1,599 Lumens (Nonres.) | 225.0446 | 225.0446 | 199.0477 | 225.0446 | 917270.3232 | 1926267.6787 | 0 | 0 | 0.091164 | 0 | 0.087126 | 0 | 0.10239 | 0 | 0.098353 | 0 | 6.3418 | 18.5339 | 5.1285 | 10.9577
Screw-in CFL 26 Watt 1,600 to 1,999 Lumens (Nonres.) | 5203.9876 | 5203.9876 | 4602.8282 | 5203.9876 | 21211189.9776 | 44543498.953 | 0 | 0 | 0.09347 | 0 | 0.089433 | 0 | 0.10246 | 0 | 0.098421 | 0 | 7.3327 | 18.7511 | 5.7577 | 11.0332
Screw-in CFL 27 Watt 800 to 1,099 Lumens (Nonres.) | 0 | 0 | 0 | 0 | 0 | 0 | 0 | 0 | 0 | 0 | 0 | 0 | 0 | 0 | 0 | 0 | 0 | 0 | 0 | 0
Screw-in CFL 27 Watt 1,100 to 1,399 Lumens (Nonres.) | 0 | 0 | 0 | 0 | 0 | 0 | 0 | 0 | 0 | 0 | 0 | 0 | 0 | 0 | 0 | 0 | 0 | 0 | 0 | 0
Screw-in CFL 27 Watt 1400 to 1,599 Lumens (Nonres.) | 0 | 0 | 0 | 0 | 0 | 0 | 0 | 0 | 0 | 0 | 0 | 0 | 0 | 0 | 0 | 0 | 0 | 0 | 0 | 0
Screw-in CFL 27 Watt 1,600 to 1,999 Lumens (Nonres.) | 51.3217 | 51.3217 | 45.3931 | 51.3217 | 209184.5952 | 439287.6499 | 0 | 0 | 0.093267 | 0 | 0.08923 | 0 | 0.10238 | 0 | 0.098341 | 0 | 7.2335 | 18.4976 | 5.6964 | 10.945
Screw-in CFL 28 Watt 1,100 to 1,399 Lumens (Nonres.) | 0 | 0 | 0 | 0 | 0 | 0 | 0 | 0 | 0 | 0 | 0 | 0 | 0 | 0 | 0 | 0 | 0 | 0 | 0 | 0
Screw-in CFL 28 Watt 1400 to 1,599 Lumens (Nonres.) | 0 | 0 | 0 | 0 | 0 | 0 | 0 | 0 | 0 | 0 | 0 | 0 | 0 | 0 | 0 | 0 | 0 | 0 | 0 | 0
Screw-in CFL 28 Watt 1,600 to 1,999 Lumens (Nonres.) | 0 | 0 | 0 | 0 | 0 | 0 | 0 | 0 | 0 | 0 | 0 | 0 | 0 | 0 | 0 | 0 | 0 | 0 | 0 | 0
Screw-in CFL 29 Watt 1,100 to 1,399 Lumens (Nonres.) | 0 | 0 | 0 | 0 | 0 | 0 | 0 | 0 | 0 | 0 | 0 | 0 | 0 | 0 | 0 | 0 | 0 | 0 | 0 | 0
Screw-in CFL 29 Watt 1400 to 1,599 Lumens (Nonres.) | 0 | 0 | 0 | 0 | 0 | 0 | 0 | 0 | 0 | 0 | 0 | 0 | 0 | 0 | 0 | 0 | 0 | 0 | 0 | 0
Screw-in CFL 29 Watt 1,600 to 1,999 Lumens (Nonres.) | 0 | 0 | 0 | 0 | 0 | 0 | 0 | 0 | 0 | 0 | 0 | 0 | 0 | 0 | 0 | 0 | 0 | 0 | 0 | 0
Screw-in CFL 30 Watt 1,100 to 1,399 Lumens (Nonres.) | 0 | 0 | 0 | 0 | 0 | 0 | 0 | 0 | 0 | 0 | 0 | 0 | 0 | 0 | 0 | 0 | 0 | 0 | 0 | 0
Screw-in CFL 30 Watt 1400 to 1,599 Lumens (Nonres.) | 0 | 0 | 0 | 0 | 0 | 0 | 0 | 0 | 0 | 0 | 0 | 0 | 0 | 0 | 0 | 0 | 0 | 0 | 0 | 0
Screw-in CFL 30 Watt 1,600 to 1,999 Lumens (Nonres.) | 0 | 0 | 0 | 0 | 0 | 0 | 0 | 0 | 0 | 0 | 0 | 0 | 0 | 0 | 0 | 0 | 0 | 0 | 0 | 0
Screw-in CFL 30 Watt 2,000 to 2,599 Lumens (Nonres.) | 0 | 0 | 0 | 0 | 0 | 0 | 0 | 0 | 0 | 0 | 0 | 0 | 0 | 0 | 0 | 0 | 0 | 0 | 0 | 0
Screw-in CFL 31 Watt 1,100 to 1,399 Lumens (Nonres.) | 0 | 0 | 0 | 0 | 0 | 0 | 0 | 0 | 0 | 0 | 0 | 0 | 0 | 0 | 0 | 0 | 0 | 0 | 0 | 0
Screw-in CFL 31 Watt 1400 to 1,599 Lumens (Nonres.) | 0 | 0 | 0 | 0 | 0 | 0 | 0 | 0 | 0 | 0 | 0 | 0 | 0 | 0 | 0 | 0 | 0 | 0 | 0 | 0
Screw-in CFL 31 Watt 1,600 to 1,999 Lumens (Nonres.) | 0 | 0 | 0 | 0 | 0 | 0 | 0 | 0 | 0 | 0 | 0 | 0 | 0 | 0 | 0 | 0 | 0 | 0 | 0 | 0
Screw-in CFL 32 Watt 1,100 to 1,399 Lumens (Nonres.) | 0 | 0 | 0 | 0 | 0 | 0 | 0 | 0 | 0 | 0 | 0 | 0 | 0 | 0 | 0 | 0 | 0 | 0 | 0 | 0
Screw-in CFL 32 Watt 1400 to 1,599 Lumens (Nonres.) | 0 | 0 | 0 | 0 | 0 | 0 | 0 | 0 | 0 | 0 | 0 | 0 | 0 | 0 | 0 | 0 | 0 | 0 | 0 | 0
Screw-in CFL 32 Watt 1,600 to 1,999 Lumens (Nonres.) | 0 | 0 | 0 | 0 | 0 | 0 | 0 | 0 | 0 | 0 | 0 | 0 | 0 | 0 | 0 | 0 | 0 | 0 | 0 | 0
Screw-in CFL 33 Watt 1,100 to 1,399 Lumens (Nonres.) | 0 | 0 | 0 | 0 | 0 | 0 | 0 | 0 | 0 | 0 | 0 | 0 | 0 | 0 | 0 | 0 | 0 | 0 | 0 | 0
Screw-in CFL 33 Watt 1400 to 1,599 Lumens (Nonres.) | 0 | 0 | 0 | 0 | 0 | 0 | 0 | 0 | 0 | 0 | 0 | 0 | 0 | 0 | 0 | 0 | 0 | 0 | 0 | 0
Screw-in CFL 33 Watt 1,600 to 1,999 Lumens (Nonres.) | 0 | 0 | 0 | 0 | 0 | 0 | 0 | 0 | 0 | 0 | 0 | 0 | 0 | 0 | 0 | 0 | 0 | 0 | 0 | 0
Screw-in CFL 34 Watt 1,100 to 1,399 Lumens (Nonres.) | 0 | 0 | 0 | 0 | 0 | 0 | 0 | 0 | 0 | 0 | 0 | 0 | 0 | 0 | 0 | 0 | 0 | 0 | 0 | 0
Screw-in CFL 34 Watt 1400 to 1,599 Lumens (Nonres.) | 0 | 0 | 0 | 0 | 0 | 0 | 0 | 0 | 0 | 0 | 0 | 0 | 0 | 0 | 0 | 0 | 0 | 0 | 0 | 0
Screw-in CFL 34 Watt 1,600 to 1,999 Lumens (Nonres.) | 0 | 0 | 0 | 0 | 0 | 0 | 0 | 0 | 0 | 0 | 0 | 0 | 0 | 0 | 0 | 0 | 0 | 0 | 0 | 0
Screw-in CFL 35 Watt 1400 to 1,599 Lumens (Nonres.) | 0 | 0 | 0 | 0 | 0 | 0 | 0 | 0 | 0 | 0 | 0 | 0 | 0 | 0 | 0 | 0 | 0 | 0 | 0 | 0
Screw-in CFL 35 Watt 1,600 to 1,999 Lumens (Nonres.) | 0 | 0 | 0 | 0 | 0 | 0 | 0 | 0 | 0 | 0 | 0 | 0 | 0 | 0 | 0 | 0 | 0 | 0 | 0 | 0
Screw-in CFL 35 Watt 2,000 to 2,599 Lumens (Nonres.) | 0 | 0 | 0 | 0 | 0 | 0 | 0 | 0 | 0 | 0 | 0 | 0 | 0 | 0 | 0 | 0 | 0 | 0 | 0 | 0
Screw-in CFL 36 Watt 1400 to 1,599 Lumens (Nonres.) | 0 | 0 | 0 | 0 | 0 | 0 | 0 | 0 | 0 | 0 | 0 | 0 | 0 | 0 | 0 | 0 | 0 | 0 | 0 | 0
Screw-in CFL 36 Watt 1,600 to 1,999 Lumens (Nonres.) | 0 | 0 | 0 | 0 | 0 | 0 | 0 | 0 | 0 | 0 | 0 | 0 | 0 | 0 | 0 | 0 | 0 | 0 | 0 | 0
Screw-in CFL 36 Watt 2,000 to 2,599 Lumens (Nonres.) | 0 | 0 | 0 | 0 | 0 | 0 | 0 | 0 | 0 | 0 | 0 | 0 | 0 | 0 | 0 | 0 | 0 | 0 | 0 | 0
Screw-in CFL 37 Watt 1400 to 1,599 Lumens (Nonres.) | 0 | 0 | 0 | 0 | 0 | 0 | 0 | 0 | 0 | 0 | 0 | 0 | 0 | 0 | 0 | 0 | 0 | 0 | 0 | 0
Screw-in CFL 37 Watt 1,600 to 1,999 Lumens (Nonres.) | 0 | 0 | 0 | 0 | 0 | 0 | 0 | 0 | 0 | 0 | 0 | 0 | 0 | 0 | 0 | 0 | 0 | 0 | 0 | 0
Screw-in CFL 37 Watt 2,000 to 2,599 Lumens (Nonres.) | 0 | 0 | 0 | 0 | 0 | 0 | 0 | 0 | 0 | 0 | 0 | 0 | 0 | 0 | 0 | 0 | 0 | 0 | 0 | 0
Screw-in CFL 38 Watt 1400 to 1,599 Lumens (Nonres.) | 0 | 0 | 0 | 0 | 0 | 0 | 0 | 0 | 0 | 0 | 0 | 0 | 0 | 0 | 0 | 0 | 0 | 0 | 0 | 0
Screw-in CFL 38 Watt 1,600 to 1,999 Lumens (Nonres.) | 0 | 0 | 0 | 0 | 0 | 0 | 0 | 0 | 0 | 0 | 0 | 0 | 0 | 0 | 0 | 0 | 0 | 0 | 0 | 0
Screw-in CFL 38 Watt 2,000 to 2,599 Lumens (Nonres.) | 0 | 0 | 0 | 0 | 0 | 0 | 0 | 0 | 0 | 0 | 0 | 0 | 0 | 0 | 0 | 0 | 0 | 0 | 0 | 0
Screw-in CFL 38 Watt 2,600 to 3,599 Lumens (Nonres.) | 0 | 0 | 0 | 0 | 0 | 0 | 0 | 0 | 0 | 0 | 0 | 0 | 0 | 0 | 0 | 0 | 0 | 0 | 0 | 0
Screw-in CFL 39 Watt 1400 to 1,599 Lumens (Nonres.) | 0 | 0 | 0 | 0 | 0 | 0 | 0 | 0 | 0 | 0 | 0 | 0 | 0 | 0 | 0 | 0 | 0 | 0 | 0 | 0
Screw-in CFL 39 Watt 1,600 to 1,999 Lumens (Nonres.) | 0 | 0 | 0 | 0 | 0 | 0 | 0 | 0 | 0 | 0 | 0 | 0 | 0 | 0 | 0 | 0 | 0 | 0 | 0 | 0
Screw-in CFL 39 Watt 2,000 to 2,599 Lumens (Nonres.) | 0 | 0 | 0 | 0 | 0 | 0 | 0 | 0 | 0 | 0 | 0 | 0 | 0 | 0 | 0 | 0 | 0 | 0 | 0 | 0
Screw-in CFL 39 Watt 2,600 to 3,599 Lumens (Nonres.) | 0 | 0 | 0 | 0 | 0 | 0 | 0 | 0 | 0 | 0 | 0 | 0 | 0 | 0 | 0 | 0 | 0 | 0 | 0 | 0
Screw-in CFL 40 Watt 1,600 to 1,999 Lumens (Nonres.) | 0 | 0 | 0 | 0 | 0 | 0 | 0 | 0 | 0 | 0 | 0 | 0 | 0 | 0 | 0 | 0 | 0 | 0 | 0 | 0
Screw-in CFL 40 Watt 2,000 to 2,599 Lumens (Nonres.) | 0 | 0 | 0 | 0 | 0 | 0 | 0 | 0 | 0 | 0 | 0 | 0 | 0 | 0 | 0 | 0 | 0 | 0 | 0 | 0
Screw-in CFL 40 Watt 2,600 to 3,599 Lumens (Nonres.) | 0 | 0 | 0 | 0 | 0 | 0 | 0 | 0 | 0 | 0 | 0 | 0 | 0 | 0 | 0 | 0 | 0 | 0 | 0 | 0
Screw-in CFL 41 Watt 1,600 to 1,999 Lumens (Nonres.) | 0 | 0 | 0 | 0 | 0 | 0 | 0 | 0 | 0 | 0 | 0 | 0 | 0 | 0 | 0 | 0 | 0 | 0 | 0 | 0
Screw-in CFL 41 Watt 2,000 to 2,599 Lumens (Nonres.) | 0 | 0 | 0 | 0 | 0 | 0 | 0 | 0 | 0 | 0 | 0 | 0 | 0 | 0 | 0 | 0 | 0 | 0 | 0 | 0
Screw-in CFL 41 Watt 2,600 to 3,599 Lumens (Nonres.) | 0 | 0 | 0 | 0 | 0 | 0 | 0 | 0 | 0 | 0 | 0 | 0 | 0 | 0 | 0 | 0 | 0 | 0 | 0 | 0
Screw-in CFL 42 Watt 1,600 to 1,999 Lumens (Nonres.) | 0 | 0 | 0 | 0 | 0 | 0 | 0 | 0 | 0 | 0 | 0 | 0 | 0 | 0 | 0 | 0 | 0 | 0 | 0 | 0
Screw-in CFL 42 Watt 2,000 to 2,599 Lumens (Nonres.) | 137.1365 | 137.1365 | 121.2947 | 137.1365 | 558961.6032 | 1173819.3667 | 0 | 0 | 0.085124 | 0 | 0.081087 | 0 | 0.10275 | 0 | 0.098717 | 0 | 4.6841 | 19.7647 | 3.9874 | 11.3765
Screw-in CFL 42 Watt 2,600 to 3,599 Lumens (Nonres.) | 0 | 0 | 0 | 0 | 0 | 0 | 0 | 0 | 0 | 0 | 0 | 0 | 0 | 0 | 0 | 0 | 0 | 0 | 0 | 0
Screw-in CFL 43 Watt 1,600 to 1,999 Lumens (Nonres.) | 0 | 0 | 0 | 0 | 0 | 0 | 0 | 0 | 0 | 0 | 0 | 0 | 0 | 0 | 0 | 0 | 0 | 0 | 0 | 0
Screw-in CFL 43 Watt 2,000 to 2,599 Lumens (Nonres.) | 0 | 0 | 0 | 0 | 0 | 0 | 0 | 0 | 0 | 0 | 0 | 0 | 0 | 0 | 0 | 0 | 0 | 0 | 0 | 0
Screw-in CFL 43 Watt 2,600 to 3,599 Lumens (Nonres.) | 0 | 0 | 0 | 0 | 0 | 0 | 0 | 0 | 0 | 0 | 0 | 0 | 0 | 0 | 0 | 0 | 0 | 0 | 0 | 0
Screw-in CFL 44 Watt 1,600 to 1,999 Lumens (Nonres.) | 0 | 0 | 0 | 0 | 0 | 0 | 0 | 0 | 0 | 0 | 0 | 0 | 0 | 0 | 0 | 0 | 0 | 0 | 0 | 0
Screw-in CFL 44 Watt 2,000 to 2,599 Lumens (Nonres.) | 0 | 0 | 0 | 0 | 0 | 0 | 0 | 0 | 0 | 0 | 0 | 0 | 0 | 0 | 0 | 0 | 0 | 0 | 0 | 0
Screw-in CFL 44 Watt 2,600 to 3,599 Lumens (Nonres.) | 0 | 0 | 0 | 0 | 0 | 0 | 0 | 0 | 0 | 0 | 0 | 0 | 0 | 0 | 0 | 0 | 0 | 0 | 0 | 0
Screw-in CFL 45 Watt 1,600 to 1,999 Lumens (Nonres.) | 0 | 0 | 0 | 0 | 0 | 0 | 0 | 0 | 0 | 0 | 0 | 0 | 0 | 0 | 0 | 0 | 0 | 0 | 0 | 0
Screw-in CFL 45 Watt 2,000 to 2,599 Lumens (Nonres.) | 131.8621 | 131.8621 | 116.6295 | 131.8621 | 537463.08 | 1128672.468 | 0 | 0 | 0.0842 | 0 | 0.080163 | 0 | 0.10254 | 0 | 0.098498 | 0 | 4.504 | 19.0045 | 3.8561 | 11.1205
Screw-in CFL 45 Watt 2,600 to 3,599 Lumens (Nonres.) | 0 | 0 | 0 | 0 | 0 | 0 | 0 | 0 | 0 | 0 | 0 | 0 | 0 | 0 | 0 | 0 | 0 | 0 | 0 | 0
Screw-in CFL 46 Watt 1,600 to 1,999 Lumens (Nonres.) | 0 | 0 | 0 | 0 | 0 | 0 | 0 | 0 | 0 | 0 | 0 | 0 | 0 | 0 | 0 | 0 | 0 | 0 | 0 | 0
Screw-in CFL 46 Watt 2,000 to 2,599 Lumens (Nonres.) | 0 | 0 | 0 | 0 | 0 | 0 | 0 | 0 | 0 | 0 | 0 | 0 | 0 | 0 | 0 | 0 | 0 | 0 | 0 | 0
Screw-in CFL 46 Watt 2,600 to 3,599 Lumens (Nonres.) | 0 | 0 | 0 | 0 | 0 | 0 | 0 | 0 | 0 | 0 | 0 | 0 | 0 | 0 | 0 | 0 | 0 | 0 | 0 | 0
Screw-in CFL 47 Watt 1,600 to 1,999 Lumens (Nonres.) | 0 | 0 | 0 | 0 | 0 | 0 | 0 | 0 | 0 | 0 | 0 | 0 | 0 | 0 | 0 | 0 | 0 | 0 | 0 | 0
Screw-in CFL 47 Watt 2,000 to 2,599 Lumens (Nonres.) | 0 | 0 | 0 | 0 | 0 | 0 | 0 | 0 | 0 | 0 | 0 | 0 | 0 | 0 | 0 | 0 | 0 | 0 | 0 | 0
Screw-in CFL 47 Watt 2,600 to 3,599 Lumens (Nonres.) | 0 | 0 | 0 | 0 | 0 | 0 | 0 | 0 | 0 | 0 | 0 | 0 | 0 | 0 | 0 | 0 | 0 | 0 | 0 | 0
Screw-in CFL 48 Watt 1,600 to 1,999 Lumens (Nonres.) | 0 | 0 | 0 | 0 | 0 | 0 | 0 | 0 | 0 | 0 | 0 | 0 | 0 | 0 | 0 | 0 | 0 | 0 | 0 | 0
Screw-in CFL 48 Watt 2,000 to 2,599 Lumens (Nonres.) | 0 | 0 | 0 | 0 | 0 | 0 | 0 | 0 | 0 | 0 | 0 | 0 | 0 | 0 | 0 | 0 | 0 | 0 | 0 | 0
Screw-in CFL 48 Watt 2,600 to 3,599 Lumens (Nonres.) | 0 | 0 | 0 | 0 | 0 | 0 | 0 | 0 | 0 | 0 | 0 | 0 | 0 | 0 | 0 | 0 | 0 | 0 | 0 | 0
Screw-in CFL 49 Watt 1,600 to 1,999 Lumens (Nonres.) | 0 | 0 | 0 | 0 | 0 | 0 | 0 | 0 | 0 | 0 | 0 | 0 | 0 | 0 | 0 | 0 | 0 | 0 | 0 | 0
Screw-in CFL 49 Watt 2,000 to 2,599 Lumens (Nonres.) | 0 | 0 | 0 | 0 | 0 | 0 | 0 | 0 | 0 | 0 | 0 | 0 | 0 | 0 | 0 | 0 | 0 | 0 | 0 | 0
Screw-in CFL 49 Watt 2,600 to 3,599 Lumens (Nonres.) | 0 | 0 | 0 | 0 | 0 | 0 | 0 | 0 | 0 | 0 | 0 | 0 | 0 | 0 | 0 | 0 | 0 | 0 | 0 | 0
Screw-in CFL 50 Watt 2,000 to 2,599 Lumens (Nonres.) | 0 | 0 | 0 | 0 | 0 | 0 | 0 | 0 | 0 | 0 | 0 | 0 | 0 | 0 | 0 | 0 | 0 | 0 | 0 | 0
Screw-in CFL 50 Watt 2,600 to 3,599 Lumens (Nonres.) | 0 | 0 | 0 | 0 | 0 | 0 | 0 | 0 | 0 | 0 | 0 | 0 | 0 | 0 | 0 | 0 | 0 | 0 | 0 | 0
Screw-in CFL 50 Watt 3,600 to 4,599 Lumens (Nonres.) | 0 | 0 | 0 | 0 | 0 | 0 | 0 | 0 | 0 | 0 | 0 | 0 | 0 | 0 | 0 | 0 | 0 | 0 | 0 | 0
Screw-in CFL 51 Watt 2,000 to 2,599 Lumens (Nonres.) | 0 | 0 | 0 | 0 | 0 | 0 | 0 | 0 | 0 | 0 | 0 | 0 | 0 | 0 | 0 | 0 | 0 | 0 | 0 | 0
Screw-in CFL 51 Watt 2,600 to 3,599 Lumens (Nonres.) | 0 | 0 | 0 | 0 | 0 | 0 | 0 | 0 | 0 | 0 | 0 | 0 | 0 | 0 | 0 | 0 | 0 | 0 | 0 | 0
Screw-in CFL 51 Watt 3,600 to 4,599 Lumens (Nonres.) | 0 | 0 | 0 | 0 | 0 | 0 | 0 | 0 | 0 | 0 | 0 | 0 | 0 | 0 | 0 | 0 | 0 | 0 | 0 | 0
Screw-in CFL 52 Watt 2,000 to 2,599 Lumens (Nonres.) | 0 | 0 | 0 | 0 | 0 | 0 | 0 | 0 | 0 | 0 | 0 | 0 | 0 | 0 | 0 | 0 | 0 | 0 | 0 | 0
Screw-in CFL 52 Watt 2,600 to 3,599 Lumens (Nonres.) | 0 | 0 | 0 | 0 | 0 | 0 | 0 | 0 | 0 | 0 | 0 | 0 | 0 | 0 | 0 | 0 | 0 | 0 | 0 | 0
Screw-in CFL 52 Watt 3,600 to 4,599 Lumens (Nonres.) | 0 | 0 | 0 | 0 | 0 | 0 | 0 | 0 | 0 | 0 | 0 | 0 | 0 | 0 | 0 | 0 | 0 | 0 | 0 | 0
Screw-in CFL 53 Watt 2,000 to 2,599 Lumens (Nonres.) | 0 | 0 | 0 | 0 | 0 | 0 | 0 | 0 | 0 | 0 | 0 | 0 | 0 | 0 | 0 | 0 | 0 | 0 | 0 | 0
Screw-in CFL 53 Watt 2,600 to 3,599 Lumens (Nonres.) | 0 | 0 | 0 | 0 | 0 | 0 | 0 | 0 | 0 | 0 | 0 | 0 | 0 | 0 | 0 | 0 | 0 | 0 | 0 | 0
Screw-in CFL 53 Watt 3,600 to 4,599 Lumens (Nonres.) | 0 | 0 | 0 | 0 | 0 | 0 | 0 | 0 | 0 | 0 | 0 | 0 | 0 | 0 | 0 | 0 | 0 | 0 | 0 | 0
Screw-in CFL 54 Watt 2,000 to 2,599 Lumens (Nonres.) | 0 | 0 | 0 | 0 | 0 | 0 | 0 | 0 | 0 | 0 | 0 | 0 | 0 | 0 | 0 | 0 | 0 | 0 | 0 | 0
Screw-in CFL 54 Watt 2,600 to 3,599 Lumens (Nonres.) | 0 | 0 | 0 | 0 | 0 | 0 | 0 | 0 | 0 | 0 | 0 | 0 | 0 | 0 | 0 | 0 | 0 | 0 | 0 | 0
Screw-in CFL 54 Watt 3,600 to 4,599 Lumens (Nonres.) | 0 | 0 | 0 | 0 | 0 | 0 | 0 | 0 | 0 | 0 | 0 | 0 | 0 | 0 | 0 | 0 | 0 | 0 | 0 | 0
Screw-in CFL 55 Watt 2,000 to 2,599 Lumens (Nonres.) | 0 | 0 | 0 | 0 | 0 | 0 | 0 | 0 | 0 | 0 | 0 | 0 | 0 | 0 | 0 | 0 | 0 | 0 | 0 | 0
Screw-in CFL 55 Watt 2,600 to 3,599 Lumens (Nonres.) | 0 | 0 | 0 | 0 | 0 | 0 | 0 | 0 | 0 | 0 | 0 | 0 | 0 | 0 | 0 | 0 | 0 | 0 | 0 | 0
Screw-in CFL 55 Watt 3,600 to 4,599 Lumens (Nonres.) | 0 | 0 | 0 | 0 | 0 | 0 | 0 | 0 | 0 | 0 | 0 | 0 | 0 | 0 | 0 | 0 | 0 | 0 | 0 | 0
Interior Fixture 7 Watt 450 to 799 Lumens (Nonres.) | 0 | 0 | 0 | 0 | 0 | 0 | 0 | 0 | 0 | 0 | 0 | 0 | 0 | 0 | 0 | 0 | 0 | 0 | 0 | 0
Interior Fixture 8 Watt 450 to 799 Lumens (Nonres.) | 33.2097 | 33.2097 | 29.3734 | 33.2097 | 135361.072 | 2165777.152 | 0 | 0 | 0.10928 | 0 | 0.10507 | 0 | 0.10123 | 0 | 0.097025 | 0 | 31.6774 | 9.7181 | 14.5194 | 7.1324
Interior Fixture 11 Watt 450 to 799 Lumens (Nonres.) | 56.6518 | 56.6518 | 24.1898 | 56.6518 | 111473.824 | 1783581.184 | 0 | 0 | 0.12093 | 0 | 0.11625 | 0 | 0.11115 | 0 | 0.10648 | 0 | 28.9553 | 8.883 | 13.9196 | 6.672
Interior Fixture 13 Watt 450 to 799 Lumens (Nonres.) | 23.4421 | 23.4421 | 20.7341 | 23.4421 | 95548.992 | 1528783.872 | 0 | 0 | 0.1078 | 0 | 0.10359 | 0 | 0.096396 | 0 | 0.092187 | 0 | 22.3605 | 6.8599 | 12.1912 | 5.4621
Interior Fixture 13 Watt 800 to 1,099 Lumens (Nonres.) | 216.8398 | 216.8398 | 191.7907 | 216.8398 | 883828.176 | 14141250.816 | 0 | 0 | 0.11121 | 0 | 0.107 | 0 | 0.10751 | 0 | 0.1033 | 0 | 68.945 | 21.1512 | 19.3016 | 11.8226
Interior Fixture 15 Watt 800 to 1,099 Lumens (Nonres.) | 0 | 0 | 0 | 0 | 0 | 0 | 0 | 0 | 0 | 0 | 0 | 0 | 0 | 0 | 0 | 0 | 0 | 0 | 0 | 0
Interior Fixture 16 Watt 800 to 1,099 Lumens (Nonres.) | 0 | 0 | 0 | 0 | 0 | 0 | 0 | 0 | 0 | 0 | 0 | 0 | 0 | 0 | 0 | 0 | 0 | 0 | 0 | 0
Interior Fixture 17 Watt 800 to 1,099 Lumens (Nonres.) | 0 | 0 | 0 | 0 | 0 | 0 | 0 | 0 | 0 | 0 | 0 | 0 | 0 | 0 | 0 | 0 | 0 | 0 | 0 | 0
Interior Fixture 18 Watt 800 to 1,099 Lumens (Nonres.) | 8.2021 | 8.2021 | 7.2546 | 8.2021 | 33431.328 | 534901.248 | 0 | 0 | 0.11124 | 0 | 0.10703 | 0 | 0.10815 | 0 | 0.10394 | 0 | 70.4566 | 24.0094 | 19.4182 | 12.6654
Interior Fixture 18 Watt 1,100 to 1,399 Lumens (Nonres.) | 556.7509 | 556.7509 | 492.4356 | 556.7509 | 2269288.56 | 36308616.96 | 0 | 0 | 0.11165 | 0 | 0.10744 | 0 | 0.10938 | 0 | 0.10517 | 0 | 94.1525 | 32.5843 | 20.8655 | 14.7071
Interior Fixture 18 Watt 1,600 to 1,999 Lumens (Nonres.) | 800.9399 | 800.9399 | 708.4162 | 800.9399 | 3264590.56 | 52233448.96 | 0 | 0 | 0.11201 | 0 | 0.1078 | 0 | 0.10803 | 0 | 0.10382 | 0 | 135.4475 | 23.4378 | 22.3774 | 12.5045
Interior Fixture 19 Watt 800 to 1,099 Lumens (Nonres.) | 0 | 0 | 0 | 0 | 0 | 0 | 0 | 0 | 0 | 0 | 0 | 0 | 0 | 0 | 0 | 0 | 0 | 0 | 0 | 0
Interior Fixture 20 Watt 800 to 1,099 Lumens (Nonres.) | 0 | 0 | 0 | 0 | 0 | 0 | 0 | 0 | 0 | 0 | 0 | 0 | 0 | 0 | 0 | 0 | 0 | 0 | 0 | 0
Interior Fixture 20 Watt 1,100 to 1,399 Lumens (Nonres.) | 537.2158 | 537.2158 | 475.1572 | 537.2158 | 2189664.4 | 35034630.4 | 0 | 0 | 0.11157 | 0 | 0.10737 | 0 | 0.10567 | 0 | 0.10146 | 0 | 88.7281 | 15.7205 | 20.5866 | 9.9092
Interior Fixture 21 Watt 800 to 1,099 Lumens (Nonres.) | 0 | 0 | 0 | 0 | 0 | 0 | 0 | 0 | 0 | 0 | 0 | 0 | 0 | 0 | 0 | 0 | 0 | 0 | 0 | 0
Interior Fixture 21 Watt 1,100 to 1,399 Lumens (Nonres.) | 0 | 0 | 0 | 0 | 0 | 0 | 0 | 0 | 0 | 0 | 0 | 0 | 0 | 0 | 0 | 0 | 0 | 0 | 0 | 0
Interior Fixture 22 Watt 800 to 1,099 Lumens (Nonres.) | 0 | 0 | 0 | 0 | 0 | 0 | 0 | 0 | 0 | 0 | 0 | 0 | 0 | 0 | 0 | 0 | 0 | 0 | 0 | 0
Interior Fixture 22 Watt 1,100 to 1,399 Lumens (Nonres.) | 414.1445 | 414.1445 | 366.303 | 414.1445 | 1688032.192 | 27008515.072 | 0 | 0 | 0.11153 | 0 | 0.10732 | 0 | 0.1054 | 0 | 0.10119 | 0 | 85.5016 | 15.1488 | 20.4079 | 9.679
Interior Fixture 23 Watt 1,100 to 1,399 Lumens (Nonres.) | 0 | 0 | 0 | 0 | 0 | 0 | 0 | 0 | 0 | 0 | 0 | 0 | 0 | 0 | 0 | 0 | 0 | 0 | 0 | 0
Interior Fixture 23 Watt 1400 to 1,599 Lumens (Nonres.) | 0 | 0 | 0 | 0 | 0 | 0 | 0 | 0 | 0 | 0 | 0 | 0 | 0 | 0 | 0 | 0 | 0 | 0 | 0 | 0
Interior Fixture 24 Watt 1,100 to 1,399 Lumens (Nonres.) | 0 | 0 | 0 | 0 | 0 | 0 | 0 | 0 | 0 | 0 | 0 | 0 | 0 | 0 | 0 | 0 | 0 | 0 | 0 | 0
Interior Fixture 24 Watt 1400 to 1,599 Lumens (Nonres.) | 0 | 0 | 0 | 0 | 0 | 0 | 0 | 0 | 0 | 0 | 0 | 0 | 0 | 0 | 0 | 0 | 0 | 0 | 0 | 0
Interior Fixture 25 Watt 1400 to 1,599 Lumens (Nonres.) | 0 | 0 | 0 | 0 | 0 | 0 | 0 | 0 | 0 | 0 | 0 | 0 | 0 | 0 | 0 | 0 | 0 | 0 | 0 | 0
Interior Fixture 25 Watt 1,600 to 1,999 Lumens (Nonres.) | 0 | 0 | 0 | 0 | 0 | 0 | 0 | 0 | 0 | 0 | 0 | 0 | 0 | 0 | 0 | 0 | 0 | 0 | 0 | 0
Interior Fixture 26 Watt 1,100 to 1,399 Lumens (Nonres.) | 0 | 0 | 0 | 0 | 0 | 0 | 0 | 0 | 0 | 0 | 0 | 0 | 0 | 0 | 0 | 0 | 0 | 0 | 0 | 0
Interior Fixture 26 Watt 1400 to 1,599 Lumens (Nonres.) | 0 | 0 | 0 | 0 | 0 | 0 | 0 | 0 | 0 | 0 | 0 | 0 | 0 | 0 | 0 | 0 | 0 | 0 | 0 | 0
Interior Fixture 26 Watt 1,600 to 1,999 Lumens (Nonres.) | 433.6797 | 433.6797 | 383.5814 | 433.6797 | 1767656.352 | 28282501.632 | 0 | 0 | 0.11178 | 0 | 0.10757 | 0 | 0.10751 | 0 | 0.1033 | 0 | 105.7984 | 21.1512 | 21.3872 | 11.8226
0 | 0 | 0 | 0 | 0 | 0 | 0 | 0 | 0 | 0 | 0 | 0 | 0 | 0 | 0 | 0 | 0 | 0 | 0 | 0 | 0
STAPLE | 0 | 0 | 0 | 0 | 0 | 0 | 0 | 0 | 0 | 0 | 0 | 0 | 0 | 0 | 0 | 0 | 0 | 0 | 0 | 0
Torchiere 55w, repl 190w | 2187.2996 | 6832.1831 | 541.7622 | 2187.2996 | 2496600 | 22469400 | 0 | 0 | 0.13433 | 0 | 0.12932 | 0 | 0.13433 | 0 | 0.12932 | 0 | 0 | 0 | 26.8061 | 26.8061
Table Lamp 20w, repl 75w | 695.8076 | 2173.4037 | 135.874 | 695.8076 | 626147.28 | 5635325.52 | 0 | 0 | 0.14736 | 0 | 0.14186 | 0 | 0.14736 | 0 | 0.14186 | 0 | 0 | 0 | 26.8061 | 26.8061
Table Lamp 25w, repl 100w | 371.7633 | 1161.2285 | 72.5961 | 371.7633 | 334544.4 | 3010899.6 | 0 | 0 | 0.14745 | 0 | 0.14195 | 0 | 0.14745 | 0 | 0.14195 | 0 | 0 | 0 | 26.8061 | 26.8061
Floor Lamp 30w, repl 120w | 1498.1504 | 4679.5774 | 292.5516 | 1498.1504 | 1348164 | 12133476 | 0 | 0 | 0.14735 | 0 | 0.14185 | 0 | 0.14735 | 0 | 0.14185 | 0 | 0 | 0 | 26.8061 | 26.8061
LED Night Lights | 0 | 0 | 166.0788 | 0 | 765340.16 | 12245442.56 | 0 | 0 | 0.087993 | 0 | 0.084711 | 0 | 0.087993 | 0 | 0.084711 | 0 | 0 | 0 | 26.8061 | 26.8061
0 | 0 | 0 | 0 | 0 | 0 | 0 | 0 | 0 | 0 | 0 | 0 | 0 | 0 | 0 | 0 | 0 | 0 | 0 | 0 | 0
0 | 0 | 0 | 0 | 0 | 0 | 0 | 0 | 0 | 0 | 0 | 0 | 0 | 0 | 0 | 0 | 0 | 0 | 0 | 0 | 0
0 | 0 | 0 | 0 | 0 | 0 | 0 | 0 | 0 | 0 | 0 | 0 | 0 | 0 | 0 | 0 | 0 | 0 | 0 | 0 | 0
0 | 0 | 0 | 0 | 0 | 0 | 0 | 0 | 0 | 0 | 0 | 0 | 0 | 0 | 0 | 0 | 0 | 0 | 0 | 0 | 0
0 | 0 | 0 | 0 | 0 | 0 | 0 | 0 | 0 | 0 | 0 | 0 | 0 | 0 | 0 | 0 | 0 | 0 | 0 | 0 | 0
0 | 0 | 0 | 0 | 0 | 0 | 0 | 0 | 0 | 0 | 0 | 0 | 0 | 0 | 0 | 0 | 0 | 0 | 0 | 0 | 0
0 | 0 | 0 | 0 | 0 | 0 | 0 | 0 | 0 | 0 | 0 | 0 | 0 | 0 | 0 | 0 | 0 | 0 | 0 | 0 | 0
0 | 0 | 0 | 0 | 0 | 0 | 0 | 0 | 0 | 0 | 0 | 0 | 0 | 0 | 0 | 0 | 0 | 0 | 0 | 0 | 0
0 | 0 | 0 | 0 | 0 | 0 | 0 | 0 | 0 | 0 | 0 | 0 | 0 | 0 | 0 | 0 | 0 | 0 | 0 | 0 | 0
0 | 0 | 0 | 0 | 0 | 0 | 0 | 0 | 0 | 0 | 0 | 0 | 0 | 0 | 0 | 0 | 0 | 0 | 0 | 0 | 0
0 | 0 | 0 | 0 | 0 | 0 | 0 | 0 | 0 | 0 | 0 | 0 | 0 | 0 | 0 | 0 | 0 | 0 | 0 | 0 | 0
0 | 0 | 0 | 0 | 0 | 0 | 0 | 0 | 0 | 0 | 0 | 0 | 0 | 0 | 0 | 0 | 0 | 0 | 0 | 0 | 0
0 | 0 | 0 | 0 | 0 | 0 | 0 | 0 | 0 | 0 | 0 | 0 | 0 | 0 | 0 | 0 | 0 | 0 | 0 | 0 | 0
0 | 0 | 0 | 0 | 0 | 0 | 0 | 0 | 0 | 0 | 0 | 0 | 0 | 0 | 0 | 0 | 0 | 0 | 0 | 0 | 0
0 | 0 | 0 | 0 | 0 | 0 | 0 | 0 | 0 | 0 | 0 | 0 | 0 | 0 | 0 | 0 | 0 | 0 | 0 | 0 | 0
0 | 0 | 0 | 0 | 0 | 0 | 0 | 0 | 0 | 0 | 0 | 0 | 0 | 0 | 0 | 0 | 0 | 0 | 0 | 0 | 0
0 | 0 | 0 | 0 | 0 | 0 | 0 | 0 | 0 | 0 | 0 | 0 | 0 | 0 | 0 | 0 | 0 | 0 | 0 | 0 | 0
0 | 0 | 0 | 0 | 0 | 0 | 0 | 0 | 0 | 0 | 0 | 0 | 0 | 0 | 0 | 0 | 0 | 0 | 0 | 0 | 0
0 | 0 | 0 | 0 | 0 | 0 | 0 | 0 | 0 | 0 | 0 | 0 | 0 | 0 | 0 | 0 | 0 | 0 | 0 | 0 | 0
0 | 0 | 0 | 0 | 0 | 0 | 0 | 0 | 0 | 0 | 0 | 0 | 0 | 0 | 0 | 0 | 0 | 0 | 0 | 0 | 0
0 | 0 | 0 | 0 | 0 | 0 | 0 | 0 | 0 | 0 | 0 | 0 | 0 | 0 | 0 | 0 | 0 | 0 | 0 | 0 | 0
0 | 0 | 0 | 0 | 0 | 0 | 0 | 0 | 0 | 0 | 0 | 0 | 0 | 0 | 0 | 0 | 0 | 0 | 0 | 0 | 0
0 | 0 | 0 | 0 | 0 | 0 | 0 | 0 | 0 | 0 | 0 | 0 | 0 | 0 | 0 | 0 | 0 | 0 | 0 | 0 | 0
0 | 0 | 0 | 0 | 0 | 0 | 0 | 0 | 0 | 0 | 0 | 0 | 0 | 0 | 0 | 0 | 0 | 0 | 0 | 0 | 0
0 | 0 | 0 | 0 | 0 | 0 | 0 | 0 | 0 | 0 | 0 | 0 | 0 | 0 | 0 | 0 | 0 | 0 | 0 | 0 | 0
0 | 0 | 0 | 0 | 0 | 0 | 0 | 0 | 0 | 0 | 0 | 0 | 0 | 0 | 0 | 0 | 0 | 0 | 0 | 0 | 0
0 | 0 | 0 | 0 | 0 | 0 | 0 | 0 | 0 | 0 | 0 | 0 | 0 | 0 | 0 | 0 | 0 | 0 | 0 | 0 | 0
0 | 0 | 0 | 0 | 0 | 0 | 0 | 0 | 0 | 0 | 0 | 0 | 0 | 0 | 0 | 0 | 0 | 0 | 0 | 0 | 0
0 | 0 | 0 | 0 | 0 | 0 | 0 | 0 | 0 | 0 | 0 | 0 | 0 | 0 | 0 | 0 | 0 | 0 | 0 | 0 | 0
0 | 0 | 0 | 0 | 0 | 0 | 0 | 0 | 0 | 0 | 0 | 0 | 0 | 0 | 0 | 0 | 0 | 0 | 0 | 0 | 0
0 | 0 | 0 | 0 | 0 | 0 | 0 | 0 | 0 | 0 | 0 | 0 | 0 | 0 | 0 | 0 | 0 | 0 | 0 | 0 | 0
0 | 0 | 0 | 0 | 0 | 0 | 0 | 0 | 0 | 0 | 0 | 0 | 0 | 0 | 0 | 0 | 0 | 0 | 0 | 0 | 0
0 | 0 | 0 | 0 | 0 | 0 | 0 | 0 | 0 | 0 | 0 | 0 | 0 | 0 | 0 | 0 | 0 | 0 | 0 | 0 | 0
0 | 0 | 0 | 0 | 0 | 0 | 0 | 0 | 0 | 0 | 0 | 0 | 0 | 0 | 0 | 0 | 0 | 0 | 0 | 0 | 0
0 | 0 | 0 | 0 | 0 | 0 | 0 | 0 | 0 | 0 | 0 | 0 | 0 | 0 | 0 | 0 | 0 | 0 | 0 | 0 | 0
0 | 0 | 0 | 0 | 0 | 0 | 0 | 0 | 0 | 0 | 0 | 0 | 0 | 0 | 0 | 0 | 0 | 0 | 0 | 0 | 0
0 | 0 | 0 | 0 | 0 | 0 | 0 | 0 | 0 | 0 | 0 | 0 | 0 | 0 | 0 | 0 | 0 | 0 | 0 | 0 | 0
0 | 0 | 0 | 0 | 0 | 0 | 0 | 0 | 0 | 0 | 0 | 0 | 0 | 0 | 0 | 0 | 0 | 0 | 0 | 0 | 0
0 | 0 | 0 | 0 | 0 | 0 | 0 | 0 | 0 | 0 | 0 | 0 | 0 | 0 | 0 | 0 | 0 | 0 | 0 | 0 | 0
0 | 0 | 0 | 0 | 0 | 0 | 0 | 0 | 0 | 0 | 0 | 0 | 0 | 0 | 0 | 0 | 0 | 0 | 0 | 0 | 0
0 | 0 | 0 | 0 | 0 | 0 | 0 | 0 | 0 | 0 | 0 | 0 | 0 | 0 | 0 | 0 | 0 | 0 | 0 | 0 | 0
0 | 0 | 0 | 0 | 0 | 0 | 0 | 0 | 0 | 0 | 0 | 0 | 0 | 0 | 0 | 0 | 0 | 0 | 0 | 0 | 0
0 | 0 | 0 | 0 | 0 | 0 | 0 | 0 | 0 | 0 | 0 | 0 | 0 | 0 | 0 | 0 | 0 | 0 | 0 | 0 | 0
0 | 0 | 0 | 0 | 0 | 0 | 0 | 0 | 0 | 0 | 0 | 0 | 0 | 0 | 0 | 0 | 0 | 0 | 0 | 0 | 0
0 | 0 | 0 | 0 | 0 | 0 | 0 | 0 | 0 | 0 | 0 | 0 | 0 | 0 | 0 | 0 | 0 | 0 | 0 | 0 | 0
0 | 0 | 0 | 0 | 0 | 0 | 0 | 0 | 0 | 0 | 0 | 0 | 0 | 0 | 0 | 0 | 0 | 0 | 0 | 0 | 0
0 | 0 | 0 | 0 | 0 | 0 | 0 | 0 | 0 | 0 | 0 | 0 | 0 | 0 | 0 | 0 | 0 | 0 | 0 | 0 | 0
0 | 0 | 0 | 0 | 0 | 0 | 0 | 0 | 0 | 0 | 0 | 0 | 0 | 0 | 0 | 0 | 0 | 0 | 0 | 0 | 0
0 | 0 | 0 | 0 | 0 | 0 | 0 | 0 | 0 | 0 | 0 | 0 | 0 | 0 | 0 | 0 | 0 | 0 | 0 | 0 | 0
0 | 0 | 0 | 0 | 0 | 0 | 0 | 0 | 0 | 0 | 0 | 0 | 0 | 0 | 0 | 0 | 0 | 0 | 0 | 0 | 0
0 | 0 | 0 | 0 | 0 | 0 | 0 | 0 | 0 | 0 | 0 | 0 | 0 | 0 | 0 | 0 | 0 | 0 | 0 | 0 | 0
0 | 0 | 0 | 0 | 0 | 0 | 0 | 0 | 0 | 0 | 0 | 0 | 0 | 0 | 0 | 0 | 0 | 0 | 0 | 0 | 0
0 | 0 | 0 | 0 | 0 | 0 | 0 | 0 | 0 | 0 | 0 | 0 | 0 | 0 | 0 | 0 | 0 | 0 | 0 | 0 | 0
0 | 0 | 0 | 0 | 0 | 0 | 0 | 0 | 0 | 0 | 0 | 0 | 0 | 0 | 0 | 0 | 0 | 0 | 0 | 0 | 0
0 | 0 | 0 | 0 | 0 | 0 | 0 | 0 | 0 | 0 | 0 | 0 | 0 | 0 | 0 | 0 | 0 | 0 | 0 | 0 | 0
0 | 0 | 0 | 0 | 0 | 0 | 0 | 0 | 0 | 0 | 0 | 0 | 0 | 0 | 0 | 0 | 0 | 0 | 0 | 0 | 0
0 | 0 | 0 | 0 | 0 | 0 | 0 | 0 | 0 | 0 | 0 | 0 | 0 | 0 | 0 | 0 | 0 | 0 | 0 | 0 | 0
0 | 0 | 0 | 0 | 0 | 0 | 0 | 0 | 0 | 0 | 0 | 0 | 0 | 0 | 0 | 0 | 0 | 0 | 0 | 0 | 0
0 | 0 | 0 | 0 | 0 | 0 | 0 | 0 | 0 | 0 | 0 | 0 | 0 | 0 | 0 | 0 | 0 | 0 | 0 | 0 | 0
0 | 0 | 0 | 0 | 0 | 0 | 0 | 0 | 0 | 0 | 0 | 0 | 0 | 0 | 0 | 0 | 0 | 0 | 0 | 0 | 0
0 | 0 | 0 | 0 | 0 | 0 | 0 | 0 | 0 | 0 | 0 | 0 | 0 | 0 | 0 | 0 | 0 | 0 | 0 | 0 | 0
0 | 0 | 0 | 0 | 0 | 0 | 0 | 0 | 0 | 0 | 0 | 0 | 0 | 0 | 0 | 0 | 0 | 0 | 0 | 0 | 0
0 | 0 | 0 | 0 | 0 | 0 | 0 | 0 | 0 | 0 | 0 | 0 | 0 | 0 | 0 | 0 | 0 | 0 | 0 | 0 | 0
0 | 0 | 0 | 0 | 0 | 0 | 0 | 0 | 0 | 0 | 0 | 0 | 0 | 0 | 0 | 0 | 0 | 0 | 0 | 0 | 0
0 | 0 | 0 | 0 | 0 | 0 | 0 | 0 | 0 | 0 | 0 | 0 | 0 | 0 | 0 | 0 | 0 | 0 | 0 | 0 | 0
0 | 0 | 0 | 0 | 0 | 0 | 0 | 0 | 0 | 0 | 0 | 0 | 0 | 0 | 0 | 0 | 0 | 0 | 0 | 0 | 0
0 | 0 | 0 | 0 | 0 | 0 | 0 | 0 | 0 | 0 | 0 | 0 | 0 | 0 | 0 | 0 | 0 | 0 | 0 | 0 | 0
0 | 0 | 0 | 0 | 0 | 0 | 0 | 0 | 0 | 0 | 0 | 0 | 0 | 0 | 0 | 0 | 0 | 0 | 0 | 0 | 0
0 | 0 | 0 | 0 | 0 | 0 | 0 | 0 | 0 | 0 | 0 | 0 | 0 | 0 | 0 | 0 | 0 | 0 | 0 | 0 | 0
0 | 0 | 0 | 0 | 0 | 0 | 0 | 0 | 0 | 0 | 0 | 0 | 0 | 0 | 0 | 0 | 0 | 0 | 0 | 0 | 0
0 | 0 | 0 | 0 | 0 | 0 | 0 | 0 | 0 | 0 | 0 | 0 | 0 | 0 | 0 | 0 | 0 | 0 | 0 | 0 | 0
0 | 0 | 0 | 0 | 0 | 0 | 0 | 0 | 0 | 0 | 0 | 0 | 0 | 0 | 0 | 0 | 0 | 0 | 0 | 0 | 0
0 | 0 | 0 | 0 | 0 | 0 | 0 | 0 | 0 | 0 | 0 | 0 | 0 | 0 | 0 | 0 | 0 | 0 | 0 | 0 | 0
0 | 0 | 0 | 0 | 0 | 0 | 0 | 0 | 0 | 0 | 0 | 0 | 0 | 0 | 0 | 0 | 0 | 0 | 0 | 0 | 0
0 | 0 | 0 | 0 | 0 | 0 | 0 | 0 | 0 | 0 | 0 | 0 | 0 | 0 | 0 | 0 | 0 | 0 | 0 | 0 | 0
0 | 0 | 0 | 0 | 0 | 0 | 0 | 0 | 0 | 0 | 0 | 0 | 0 | 0 | 0 | 0 | 0 | 0 | 0 | 0 | 0
0 | 0 | 0 | 0 | 0 | 0 | 0 | 0 | 0 | 0 | 0 | 0 | 0 | 0 | 0 | 0 | 0 | 0 | 0 | 0 | 0
0 | 0 | 0 | 0 | 0 | 0 | 0 | 0 | 0 | 0 | 0 | 0 | 0 | 0 | 0 | 0 | 0 | 0 | 0 | 0 | 0
0 | 0 | 0 | 0 | 0 | 0 | 0 | 0 | 0 | 0 | 0 | 0 | 0 | 0 | 0 | 0 | 0 | 0 | 0 | 0 | 0
0 | 0 | 0 | 0 | 0 | 0 | 0 | 0 | 0 | 0 | 0 | 0 | 0 | 0 | 0 | 0 | 0 | 0 | 0 | 0 | 0
0 | 0 | 0 | 0 | 0 | 0 | 0 | 0 | 0 | 0 | 0 | 0 | 0 | 0 | 0 | 0 | 0 | 0 | 0 | 0 | 0
0 | 0 | 0 | 0 | 0 | 0 | 0 | 0 | 0 | 0 | 0 | 0 | 0 | 0 | 0 | 0 | 0 | 0 | 0 | 0 | 0
0 | 0 | 0 | 0 | 0 | 0 | 0 | 0 | 0 | 0 | 0 | 0 | 0 | 0 | 0 | 0 | 0 | 0 | 0 | 0 | 0
0 | 0 | 0 | 0 | 0 | 0 | 0 | 0 | 0 | 0 | 0 | 0 | 0 | 0 | 0 | 0 | 0 | 0 | 0 | 0 | 0
0 | 0 | 0 | 0 | 0 | 0 | 0 | 0 | 0 | 0 | 0 | 0 | 0 | 0 | 0 | 0 | 0 | 0 | 0 | 0 | 0
0 | 0 | 0 | 0 | 0 | 0 | 0 | 0 | 0 | 0 | 0 | 0 | 0 | 0 | 0 | 0 | 0 | 0 | 0 | 0 | 0
0 | 0 | 0 | 0 | 0 | 0 | 0 | 0 | 0 | 0 | 0 | 0 | 0 | 0 | 0 | 0 | 0 | 0 | 0 | 0 | 0
0 | 0 | 0 | 0 | 0 | 0 | 0 | 0 | 0 | 0 | 0 | 0 | 0 | 0 | 0 | 0 | 0 | 0 | 0 | 0 | 0
0 | 0 | 0 | 0 | 0 | 0 | 0 | 0 | 0 | 0 | 0 | 0 | 0 | 0 | 0 | 0 | 0 | 0 | 0 | 0 | 0
0 | 0 | 0 | 0 | 0 | 0 | 0 | 0 | 0 | 0 | 0 | 0 | 0 | 0 | 0 | 0 | 0 | 0 | 0 | 0 | 0
0 | 0 | 0 | 0 | 0 | 0 | 0 | 0 | 0 | 0 | 0 | 0 | 0 | 0 | 0 | 0 | 0 | 0 | 0 | 0 | 0
0 | 0 | 0 | 0 | 0 | 0 | 0 | 0 | 0 | 0 | 0 | 0 | 0 | 0 | 0 | 0 | 0 | 0 | 0 | 0 | 0
0 | 0 | 0 | 0 | 0 | 0 | 0 | 0 | 0 | 0 | 0 | 0 | 0 | 0 | 0 | 0 | 0 | 0 | 0 | 0 | 0
0 | 0 | 0 | 0 | 0 | 0 | 0 | 0 | 0 | 0 | 0 | 0 | 0 | 0 | 0 | 0 | 0 | 0 | 0 | 0 | 0
0 | 0 | 0 | 0 | 0 | 0 | 0 | 0 | 0 | 0 | 0 | 0 | 0 | 0 | 0 | 0 | 0 | 0 | 0 | 0 | 0
0 | 0 | 0 | 0 | 0 | 0 | 0 | 0 | 0 | 0 | 0 | 0 | 0 | 0 | 0 | 0 | 0 | 0 | 0 | 0 | 0
0 | 0 | 0 | 0 | 0 | 0 | 0 | 0 | 0 | 0 | 0 | 0 | 0 | 0 | 0 | 0 | 0 | 0 | 0 | 0 | 0
0 | 0 | 0 | 0 | 0 | 0 | 0 | 0 | 0 | 0 | 0 | 0 | 0 | 0 | 0 | 0 | 0 | 0 | 0 | 0 | 0
0 | 0 | 0 | 0 | 0 | 0 | 0 | 0 | 0 | 0 | 0 | 0 | 0 | 0 | 0 | 0 | 0 | 0 | 0 | 0 | 0
0 | 0 | 0 | 0 | 0 | 0 | 0 | 0 | 0 | 0 | 0 | 0 | 0 | 0 | 0 | 0 | 0 | 0 | 0 | 0 | 0
0 | 0 | 0 | 0 | 0 | 0 | 0 | 0 | 0 | 0 | 0 | 0 | 0 | 0 | 0 | 0 | 0 | 0 | 0 | 0 | 0
0 | 0 | 0 | 0 | 0 | 0 | 0 | 0 | 0 | 0 | 0 | 0 | 0 | 0 | 0 | 0 | 0 | 0 | 0 | 0 | 0
0 | 0 | 0 | 0 | 0 | 0 | 0 | 0 | 0 | 0 | 0 | 0 | 0 | 0 | 0 | 0 | 0 | 0 | 0 | 0 | 0
0 | 0 | 0 | 0 | 0 | 0 | 0 | 0 | 0 | 0 | 0 | 0 | 0 | 0 | 0 | 0 | 0 | 0 | 0 | 0 | 0
0 | 0 | 0 | 0 | 0 | 0 | 0 | 0 | 0 | 0 | 0 | 0 | 0 | 0 | 0 | 0 | 0 | 0 | 0 | 0 | 0
0 | 0 | 0 | 0 | 0 | 0 | 0 | 0 | 0 | 0 | 0 | 0 | 0 | 0 | 0 | 0 | 0 | 0 | 0 | 0 | 0
0 | 0 | 0 | 0 | 0 | 0 | 0 | 0 | 0 | 0 | 0 | 0 | 0 | 0 | 0 | 0 | 0 | 0 | 0 | 0 | 0
0 | 0 | 0 | 0 | 0 | 0 | 0 | 0 | 0 | 0 | 0 | 0 | 0 | 0 | 0 | 0 | 0 | 0 | 0 | 0 | 0
0 | 0 | 0 | 0 | 0 | 0 | 0 | 0 | 0 | 0 | 0 | 0 | 0 | 0 | 0 | 0 | 0 | 0 | 0 | 0 | 0
0 | 0 | 0 | 0 | 0 | 0 | 0 | 0 | 0 | 0 | 0 | 0 | 0 | 0 | 0 | 0 | 0 | 0 | 0 | 0 | 0
0 | 0 | 0 | 0 | 0 | 0 | 0 | 0 | 0 | 0 | 0 | 0 | 0 | 0 | 0 | 0 | 0 | 0 | 0 | 0 | 0
0 | 0 | 0 | 0 | 0 | 0 | 0 | 0 | 0 | 0 | 0 | 0 | 0 | 0 | 0 | 0 | 0 | 0 | 0 | 0 | 0
0 | 0 | 0 | 0 | 0 | 0 | 0 | 0 | 0 | 0 | 0 | 0 | 0 | 0 | 0 | 0 | 0 | 0 | 0 | 0 | 0
0 | 0 | 0 | 0 | 0 | 0 | 0 | 0 | 0 | 0 | 0 | 0 | 0 | 0 | 0 | 0 | 0 | 0 | 0 | 0 | 0
0 | 0 | 0 | 0 | 0 | 0 | 0 | 0 | 0 | 0 | 0 | 0 | 0 | 0 | 0 | 0 | 0 | 0 | 0 | 0 | 0
0 | 0 | 0 | 0 | 0 | 0 | 0 | 0 | 0 | 0 | 0 | 0 | 0 | 0 | 0 | 0 | 0 | 0 | 0 | 0 | 0
0 | 0 | 0 | 0 | 0 | 0 | 0 | 0 | 0 | 0 | 0 | 0 | 0 | 0 | 0 | 0 | 0 | 0 | 0 | 0 | 0
0 | 0 | 0 | 0 | 0 | 0 | 0 | 0 | 0 | 0 | 0 | 0 | 0 | 0 | 0 | 0 | 0 | 0 | 0 | 0 | 0
0 | 0 | 0 | 0 | 0 | 0 | 0 | 0 | 0 | 0 | 0 | 0 | 0 | 0 | 0 | 0 | 0 | 0 | 0 | 0 | 0
0 | 0 | 0 | 0 | 0 | 0 | 0 | 0 | 0 | 0 | 0 | 0 | 0 | 0 | 0 | 0 | 0 | 0 | 0 | 0 | 0
0 | 0 | 0 | 0 | 0 | 0 | 0 | 0 | 0 | 0 | 0 | 0 | 0 | 0 | 0 | 0 | 0 | 0 | 0 | 0 | 0
0 | 0 | 0 | 0 | 0 | 0 | 0 | 0 | 0 | 0 | 0 | 0 | 0 | 0 | 0 | 0 | 0 | 0 | 0 | 0 | 0
0 | 0 | 0 | 0 | 0 | 0 | 0 | 0 | 0 | 0 | 0 | 0 | 0 | 0 | 0 | 0 | 0 | 0 | 0 | 0 | 0
0 | 0 | 0 | 0 | 0 | 0 | 0 | 0 | 0 | 0 | 0 | 0 | 0 | 0 | 0 | 0 | 0 | 0 | 0 | 0 | 0
0 | 0 | 0 | 0 | 0 | 0 | 0 | 0 | 0 | 0 | 0 | 0 | 0 | 0 | 0 | 0 | 0 | 0 | 0 | 0 | 0
0 | 0 | 0 | 0 | 0 | 0 | 0 | 0 | 0 | 0 | 0 | 0 | 0 | 0 | 0 | 0 | 0 | 0 | 0 | 0 | 0
0 | 0 | 0 | 0 | 0 | 0 | 0 | 0 | 0 | 0 | 0 | 0 | 0 | 0 | 0 | 0 | 0 | 0 | 0 | 0 | 0
0 | 0 | 0 | 0 | 0 | 0 | 0 | 0 | 0 | 0 | 0 | 0 | 0 | 0 | 0 | 0 | 0 | 0 | 0 | 0 | 0
0 | 0 | 0 | 0 | 0 | 0 | 0 | 0 | 0 | 0 | 0 | 0 | 0 | 0 | 0 | 0 | 0 | 0 | 0 | 0 | 0
0 | 0 | 0 | 0 | 0 | 0 | 0 | 0 | 0 | 0 | 0 | 0 | 0 | 0 | 0 | 0 | 0 | 0 | 0 | 0 | 0
0 | 0 | 0 | 0 | 0 | 0 | 0 | 0 | 0 | 0 | 0 | 0 | 0 | 0 | 0 | 0 | 0 | 0 | 0 | 0 | 0
0 | 0 | 0 | 0 | 0 | 0 | 0 | 0 | 0 | 0 | 0 | 0 | 0 | 0 | 0 | 0 | 0 | 0 | 0 | 0 | 0
0 | 0 | 0 | 0 | 0 | 0 | 0 | 0 | 0 | 0 | 0 | 0 | 0 | 0 | 0 | 0 | 0 | 0 | 0 | 0 | 0
0 | 0 | 0 | 0 | 0 | 0 | 0 | 0 | 0 | 0 | 0 | 0 | 0 | 0 | 0 | 0 | 0 | 0 | 0 | 0 | 0
0 | 0 | 0 | 0 | 0 | 0 | 0 | 0 | 0 | 0 | 0 | 0 | 0 | 0 | 0 | 0 | 0 | 0 | 0 | 0 | 0
0 | 0 | 0 | 0 | 0 | 0 | 0 | 0 | 0 | 0 | 0 | 0 | 0 | 0 | 0 | 0 | 0 | 0 | 0 | 0 | 0
0 | 0 | 0 | 0 | 0 | 0 | 0 | 0 | 0 | 0 | 0 | 0 | 0 | 0 | 0 | 0 | 0 | 0 | 0 | 0 | 0
0 | 0 | 0 | 0 | 0 | 0 | 0 | 0 | 0 | 0 | 0 | 0 | 0 | 0 | 0 | 0 | 0 | 0 | 0 | 0 | 0
0 | 0 | 0 | 0 | 0 | 0 | 0 | 0 | 0 | 0 | 0 | 0 | 0 | 0 | 0 | 0 | 0 | 0 | 0 | 0 | 0
0 | 0 | 0 | 0 | 0 | 0 | 0 | 0 | 0 | 0 | 0 | 0 | 0 | 0 | 0 | 0 | 0 | 0 | 0 | 0 | 0
0 | 0 | 0 | 0 | 0 | 0 | 0 | 0 | 0 | 0 | 0 | 0 | 0 | 0 | 0 | 0 | 0 | 0 | 0 | 0 | 0
0 | 0 | 0 | 0 | 0 | 0 | 0 | 0 | 0 | 0 | 0 | 0 | 0 | 0 | 0 | 0 | 0 | 0 | 0 | 0 | 0
0 | 0 | 0 | 0 | 0 | 0 | 0 | 0 | 0 | 0 | 0 | 0 | 0 | 0 | 0 | 0 | 0 | 0 | 0 | 0 | 0
0 | 0 | 0 | 0 | 0 | 0 | 0 | 0 | 0 | 0 | 0 | 0 | 0 | 0 | 0 | 0 | 0 | 0 | 0 | 0 | 0
0 | 0 | 0 | 0 | 0 | 0 | 0 | 0 | 0 | 0 | 0 | 0 | 0 | 0 | 0 | 0 | 0 | 0 | 0 | 0 | 0
0 | 0 | 0 | 0 | 0 | 0 | 0 | 0 | 0 | 0 | 0 | 0 | 0 | 0 | 0 | 0 | 0 | 0 | 0 | 0 | 0
0 | 0 | 0 | 0 | 0 | 0 | 0 | 0 | 0 | 0 | 0 | 0 | 0 | 0 | 0 | 0 | 0 | 0 | 0 | 0 | 0
0 | 0 | 0 | 0 | 0 | 0 | 0 | 0 | 0 | 0 | 0 | 0 | 0 | 0 | 0 | 0 | 0 | 0 | 0 | 0 | 0
0 | 0 | 0 | 0 | 0 | 0 | 0 | 0 | 0 | 0 | 0 | 0 | 0 | 0 | 0 | 0 | 0 | 0 | 0 | 0 | 0
0 | 0 | 0 | 0 | 0 | 0 | 0 | 0 | 0 | 0 | 0 | 0 | 0 | 0 | 0 | 0 | 0 | 0 | 0 | 0 | 0
0 | 0 | 0 | 0 | 0 | 0 | 0 | 0 | 0 | 0 | 0 | 0 | 0 | 0 | 0 | 0 | 0 | 0 | 0 | 0 | 0
0 | 0 | 0 | 0 | 0 | 0 | 0 | 0 | 0 | 0 | 0 | 0 | 0 | 0 | 0 | 0 | 0 | 0 | 0 | 0 | 0
0 | 0 | 0 | 0 | 0 | 0 | 0 | 0 | 0 | 0 | 0 | 0 | 0 | 0 | 0 | 0 | 0 | 0 | 0 | 0 | 0
0 | 0 | 0 | 0 | 0 | 0 | 0 | 0 | 0 | 0 | 0 | 0 | 0 | 0 | 0 | 0 | 0 | 0 | 0 | 0 | 0
0 | 0 | 0 | 0 | 0 | 0 | 0 | 0 | 0 | 0 | 0 | 0 | 0 | 0 | 0 | 0 | 0 | 0 | 0 | 0 | 0
0 | 0 | 0 | 0 | 0 | 0 | 0 | 0 | 0 | 0 | 0 | 0 | 0 | 0 | 0 | 0 | 0 | 0 | 0 | 0 | 0
0 | 0 | 0 | 0 | 0 | 0 | 0 | 0 | 0 | 0 | 0 | 0 | 0 | 0 | 0 | 0 | 0 | 0 | 0 | 0 | 0
0 | 0 | 0 | 0 | 0 | 0 | 0 | 0 | 0 | 0 | 0 | 0 | 0 | 0 | 0 | 0 | 0 | 0 | 0 | 0 | 0
0 | 0 | 0 | 0 | 0 | 0 | 0 | 0 | 0 | 0 | 0 | 0 | 0 | 0 | 0 | 0 | 0 | 0 | 0 | 0 | 0
0 | 0 | 0 | 0 | 0 | 0 | 0 | 0 | 0 | 0 | 0 | 0 | 0 | 0 | 0 | 0 | 0 | 0 | 0 | 0 | 0
0 | 0 | 0 | 0 | 0 | 0 | 0 | 0 | 0 | 0 | 0 | 0 | 0 | 0 | 0 | 0 | 0 | 0 | 0 | 0 | 0
0 | 0 | 0 | 0 | 0 | 0 | 0 | 0 | 0 | 0 | 0 | 0 | 0 | 0 | 0 | 0 | 0 | 0 | 0 | 0 | 0
0 | 0 | 0 | 0 | 0 | 0 | 0 | 0 | 0 | 0 | 0 | 0 | 0 | 0 | 0 | 0 | 0 | 0 | 0 | 0 | 0
0 | 0 | 0 | 0 | 0 | 0 | 0 | 0 | 0 | 0 | 0 | 0 | 0 | 0 | 0 | 0 | 0 | 0 | 0 | 0 | 0
0 | 0 | 0 | 0 | 0 | 0 | 0 | 0 | 0 | 0 | 0 | 0 | 0 | 0 | 0 | 0 | 0 | 0 | 0 | 0 | 0
0 | 0 | 0 | 0 | 0 | 0 | 0 | 0 | 0 | 0 | 0 | 0 | 0 | 0 | 0 | 0 | 0 | 0 | 0 | 0 | 0
0 | 0 | 0 | 0 | 0 | 0 | 0 | 0 | 0 | 0 | 0 | 0 | 0 | 0 | 0 | 0 | 0 | 0 | 0 | 0 | 0
0 | 0 | 0 | 0 | 0 | 0 | 0 | 0 | 0 | 0 | 0 | 0 | 0 | 0 | 0 | 0 | 0 | 0 | 0 | 0 | 0
0 | 0 | 0 | 0 | 0 | 0 | 0 | 0 | 0 | 0 | 0 | 0 | 0 | 0 | 0 | 0 | 0 | 0 | 0 | 0 | 0
0 | 0 | 0 | 0 | 0 | 0 | 0 | 0 | 0 | 0 | 0 | 0 | 0 | 0 | 0 | 0 | 0 | 0 | 0 | 0 | 0
0 | 0 | 0 | 0 | 0 | 0 | 0 | 0 | 0 | 0 | 0 | 0 | 0 | 0 | 0 | 0 | 0 | 0 | 0 | 0 | 0
0 | 0 | 0 | 0 | 0 | 0 | 0 | 0 | 0 | 0 | 0 | 0 | 0 | 0 | 0 | 0 | 0 | 0 | 0 | 0 | 0
0 | 0 | 0 | 0 | 0 | 0 | 0 | 0 | 0 | 0 | 0 | 0 | 0 | 0 | 0 | 0 | 0 | 0 | 0 | 0 | 0
0 | 0 | 0 | 0 | 0 | 0 | 0 | 0 | 0 | 0 | 0 | 0 | 0 | 0 | 0 | 0 | 0 | 0 | 0 | 0 | 0
0 | 0 | 0 | 0 | 0 | 0 | 0 | 0 | 0 | 0 | 0 | 0 | 0 | 0 | 0 | 0 | 0 | 0 | 0 | 0 | 0
0 | 0 | 0 | 0 | 0 | 0 | 0 | 0 | 0 | 0 | 0 | 0 | 0 | 0 | 0 | 0 | 0 | 0 | 0 | 0 | 0
0 | 0 | 0 | 0 | 0 | 0 | 0 | 0 | 0 | 0 | 0 | 0 | 0 | 0 | 0 | 0 | 0 | 0 | 0 | 0 | 0
0 | 0 | 0 | 0 | 0 | 0 | 0 | 0 | 0 | 0 | 0 | 0 | 0 | 0 | 0 | 0 | 0 | 0 | 0 | 0 | 0
0 | 0 | 0 | 0 | 0 | 0 | 0 | 0 | 0 | 0 | 0 | 0 | 0 | 0 | 0 | 0 | 0 | 0 | 0 | 0 | 0
0 | 0 | 0 | 0 | 0 | 0 | 0 | 0 | 0 | 0 | 0 | 0 | 0 | 0 | 0 | 0 | 0 | 0 | 0 | 0 | 0
0 | 0 | 0 | 0 | 0 | 0 | 0 | 0 | 0 | 0 | 0 | 0 | 0 | 0 | 0 | 0 | 0 | 0 | 0 | 0 | 0
0 | 0 | 0 | 0 | 0 | 0 | 0 | 0 | 0 | 0 | 0 | 0 | 0 | 0 | 0 | 0 | 0 | 0 | 0 | 0 | 0
0 | 0 | 0 | 0 | 0 | 0 | 0 | 0 | 0 | 0 | 0 | 0 | 0 | 0 | 0 | 0 | 0 | 0 | 0 | 0 | 0
0 | 0 | 0 | 0 | 0 | 0 | 0 | 0 | 0 | 0 | 0 | 0 | 0 | 0 | 0 | 0 | 0 | 0 | 0 | 0 | 0
0 | 0 | 0 | 0 | 0 | 0 | 0 | 0 | 0 | 0 | 0 | 0 | 0 | 0 | 0 | 0 | 0 | 0 | 0 | 0 | 0
0 | 0 | 0 | 0 | 0 | 0 | 0 | 0 | 0 | 0 | 0 | 0 | 0 | 0 | 0 | 0 | 0 | 0 | 0 | 0 | 0
0 | 0 | 0 | 0 | 0 | 0 | 0 | 0 | 0 | 0 | 0 | 0 | 0 | 0 | 0 | 0 | 0 | 0 | 0 | 0 | 0
0 | 0 | 0 | 0 | 0 | 0 | 0 | 0 | 0 | 0 | 0 | 0 | 0 | 0 | 0 | 0 | 0 | 0 | 0 | 0 | 0
0 | 0 | 0 | 0 | 0 | 0 | 0 | 0 | 0 | 0 | 0 | 0 | 0 | 0 | 0 | 0 | 0 | 0 | 0 | 0 | 0
0 | 0 | 0 | 0 | 0 | 0 | 0 | 0 | 0 | 0 | 0 | 0 | 0 | 0 | 0 | 0 | 0 | 0 | 0 | 0 | 0
0 | 0 | 0 | 0 | 0 | 0 | 0 | 0 | 0 | 0 | 0 | 0 | 0 | 0 | 0 | 0 | 0 | 0 | 0 | 0 | 0
0 | 0 | 0 | 0 | 0 | 0 | 0 | 0 | 0 | 0 | 0 | 0 | 0 | 0 | 0 | 0 | 0 | 0 | 0 | 0 | 0
0 | 0 | 0 | 0 | 0 | 0 | 0 | 0 | 0 | 0 | 0 | 0 | 0 | 0 | 0 | 0 | 0 | 0 | 0 | 0 | 0
0 | 0 | 0 | 0 | 0 | 0 | 0 | 0 | 0 | 0 | 0 | 0 | 0 | 0 | 0 | 0 | 0 | 0 | 0 | 0 | 0
0 | 0 | 0 | 0 | 0 | 0 | 0 | 0 | 0 | 0 | 0 | 0 | 0 | 0 | 0 | 0 | 0 | 0 | 0 | 0 | 0
0 | 0 | 0 | 0 | 0 | 0 | 0 | 0 | 0 | 0 | 0 | 0 | 0 | 0 | 0 | 0 | 0 | 0 | 0 | 0 | 0
0 | 0 | 0 | 0 | 0 | 0 | 0 | 0 | 0 | 0 | 0 | 0 | 0 | 0 | 0 | 0 | 0 | 0 | 0 | 0 | 0
0 | 0 | 0 | 0 | 0 | 0 | 0 | 0 | 0 | 0 | 0 | 0 | 0 | 0 | 0 | 0 | 0 | 0 | 0 | 0 | 0
0 | 0 | 0 | 0 | 0 | 0 | 0 | 0 | 0 | 0 | 0 | 0 | 0 | 0 | 0 | 0 | 0 | 0 | 0 | 0 | 0
0 | 0 | 0 | 0 | 0 | 0 | 0 | 0 | 0 | 0 | 0 | 0 | 0 | 0 | 0 | 0 | 0 | 0 | 0 | 0 | 0
0 | 0 | 0 | 0 | 0 | 0 | 0 | 0 | 0 | 0 | 0 | 0 | 0 | 0 | 0 | 0 | 0 | 0 | 0 | 0 | 0
0 | 0 | 0 | 0 | 0 | 0 | 0 | 0 | 0 | 0 | 0 | 0 | 0 | 0 | 0 | 0 | 0 | 0 | 0 | 0 | 0
0 | 0 | 0 | 0 | 0 | 0 | 0 | 0 | 0 | 0 | 0 | 0 | 0 | 0 | 0 | 0 | 0 | 0 | 0 | 0 | 0
0 | 0 | 0 | 0 | 0 | 0 | 0 | 0 | 0 | 0 | 0 | 0 | 0 | 0 | 0 | 0 | 0 | 0 | 0 | 0 | 0
0 | 0 | 0 | 0 | 0 | 0 | 0 | 0 | 0 | 0 | 0 | 0 | 0 | 0 | 0 | 0 | 0 | 0 | 0 | 0 | 0
0 | 0 | 0 | 0 | 0 | 0 | 0 | 0 | 0 | 0 | 0 | 0 | 0 | 0 | 0 | 0 | 0 | 0 | 0 | 0 | 0
0 | 0 | 0 | 0 | 0 | 0 | 0 | 0 | 0 | 0 | 0 | 0 | 0 | 0 | 0 | 0 | 0 | 0 | 0 | 0 | 0
0 | 0 | 0 | 0 | 0 | 0 | 0 | 0 | 0 | 0 | 0 | 0 | 0 | 0 | 0 | 0 | 0 | 0 | 0 | 0 | 0
0 | 0 | 0 | 0 | 0 | 0 | 0 | 0 | 0 | 0 | 0 | 0 | 0 | 0 | 0 | 0 | 0 | 0 | 0 | 0 | 0
0 | 0 | 0 | 0 | 0 | 0 | 0 | 0 | 0 | 0 | 0 | 0 | 0 | 0 | 0 | 0 | 0 | 0 | 0 | 0 | 0
0 | 0 | 0 | 0 | 0 | 0 | 0 | 0 | 0 | 0 | 0 | 0 | 0 | 0 | 0 | 0 | 0 | 0 | 0 | 0 | 0
0 | 0 | 0 | 0 | 0 | 0 | 0 | 0 | 0 | 0 | 0 | 0 | 0 | 0 | 0 | 0 | 0 | 0 | 0 | 0 | 0
0 | 0 | 0 | 0 | 0 | 0 | 0 | 0 | 0 | 0 | 0 | 0 | 0 | 0 | 0 | 0 | 0 | 0 | 0 | 0 | 0
0 | 0 | 0 | 0 | 0 | 0 | 0 | 0 | 0 | 0 | 0 | 0 | 0 | 0 | 0 | 0 | 0 | 0 | 0 | 0 | 0
0 | 0 | 0 | 0 | 0 | 0 | 0 | 0 | 0 | 0 | 0 | 0 | 0 | 0 | 0 | 0 | 0 | 0 | 0 | 0 | 0
0 | 0 | 0 | 0 | 0 | 0 | 0 | 0 | 0 | 0 | 0 | 0 | 0 | 0 | 0 | 0 | 0 | 0 | 0 | 0 | 0
0 | 0 | 0 | 0 | 0 | 0 | 0 | 0 | 0 | 0 | 0 | 0 | 0 | 0 | 0 | 0 | 0 | 0 | 0 | 0 | 0
0 | 0 | 0 | 0 | 0 | 0 | 0 | 0 | 0 | 0 | 0 | 0 | 0 | 0 | 0 | 0 | 0 | 0 | 0 | 0 | 0
0 | 0 | 0 | 0 | 0 | 0 | 0 | 0 | 0 | 0 | 0 | 0 | 0 | 0 | 0 | 0 | 0 | 0 | 0 | 0 | 0
0 | 0 | 0 | 0 | 0 | 0 | 0 | 0 | 0 | 0 | 0 | 0 | 0 | 0 | 0 | 0 | 0 | 0 | 0 | 0 | 0
0 | 0 | 0 | 0 | 0 | 0 | 0 | 0 | 0 | 0 | 0 | 0 | 0 | 0 | 0 | 0 | 0 | 0 | 0 | 0 | 0
0 | 0 | 0 | 0 | 0 | 0 | 0 | 0 | 0 | 0 | 0 | 0 | 0 | 0 | 0 | 0 | 0 | 0 | 0 | 0 | 0
0 | 0 | 0 | 0 | 0 | 0 | 0 | 0 | 0 | 0 | 0 | 0 | 0 | 0 | 0 | 0 | 0 | 0 | 0 | 0 | 0
0 | 0 | 0 | 0 | 0 | 0 | 0 | 0 | 0 | 0 | 0 | 0 | 0 | 0 | 0 | 0 | 0 | 0 | 0 | 0 | 0
0 | 0 | 0 | 0 | 0 | 0 | 0 | 0 | 0 | 0 | 0 | 0 | 0 | 0 | 0 | 0 | 0 | 0 | 0 | 0 | 0
0 | 0 | 0 | 0 | 0 | 0 | 0 | 0 | 0 | 0 | 0 | 0 | 0 | 0 | 0 | 0 | 0 | 0 | 0 | 0 | 0
0 | 0 | 0 | 0 | 0 | 0 | 0 | 0 | 0 | 0 | 0 | 0 | 0 | 0 | 0 | 0 | 0 | 0 | 0 | 0 | 0
0 | 0 | 0 | 0 | 0 | 0 | 0 | 0 | 0 | 0 | 0 | 0 | 0 | 0 | 0 | 0 | 0 | 0 | 0 | 0 | 0
0 | 0 | 0 | 0 | 0 | 0 | 0 | 0 | 0 | 0 | 0 | 0 | 0 | 0 | 0 | 0 | 0 | 0 | 0 | 0 | 0
0 | 0 | 0 | 0 | 0 | 0 | 0 | 0 | 0 | 0 | 0 | 0 | 0 | 0 | 0 | 0 | 0 | 0 | 0 | 0 | 0
0 | 0 | 0 | 0 | 0 | 0 | 0 | 0 | 0 | 0 | 0 | 0 | 0 | 0 | 0 | 0 | 0 | 0 | 0 | 0 | 0
0 | 0 | 0 | 0 | 0 | 0 | 0 | 0 | 0 | 0 | 0 | 0 | 0 | 0 | 0 | 0 | 0 | 0 | 0 | 0 | 0
0 | 0 | 0 | 0 | 0 | 0 | 0 | 0 | 0 | 0 | 0 | 0 | 0 | 0 | 0 | 0 | 0 | 0 | 0 | 0 | 0
0 | 0 | 0 | 0 | 0 | 0 | 0 | 0 | 0 | 0 | 0 | 0 | 0 | 0 | 0 | 0 | 0 | 0 | 0 | 0 | 0
0 | 0 | 0 | 0 | 0 | 0 | 0 | 0 | 0 | 0 | 0 | 0 | 0 | 0 | 0 | 0 | 0 | 0 | 0 | 0 | 0
0 | 0 | 0 | 0 | 0 | 0 | 0 | 0 | 0 | 0 | 0 | 0 | 0 | 0 | 0 | 0 | 0 | 0 | 0 | 0 | 0
0 | 0 | 0 | 0 | 0 | 0 | 0 | 0 | 0 | 0 | 0 | 0 | 0 | 0 | 0 | 0 | 0 | 0 | 0 | 0 | 0
0 | 0 | 0 | 0 | 0 | 0 | 0 | 0 | 0 | 0 | 0 | 0 | 0 | 0 | 0 | 0 | 0 | 0 | 0 | 0 | 0
0 | 0 | 0 | 0 | 0 | 0 | 0 | 0 | 0 | 0 | 0 | 0 | 0 | 0 | 0 | 0 | 0 | 0 | 0 | 0 | 0
0 | 0 | 0 | 0 | 0 | 0 | 0 | 0 | 0 | 0 | 0 | 0 | 0 | 0 | 0 | 0 | 0 | 0 | 0 | 0 | 0
0 | 0 | 0 | 0 | 0 | 0 | 0 | 0 | 0 | 0 | 0 | 0 | 0 | 0 | 0 | 0 | 0 | 0 | 0 | 0 | 0
0 | 0 | 0 | 0 | 0 | 0 | 0 | 0 | 0 | 0 | 0 | 0 | 0 | 0 | 0 | 0 | 0 | 0 | 0 | 0 | 0
0 | 0 | 0 | 0 | 0 | 0 | 0 | 0 | 0 | 0 | 0 | 0 | 0 | 0 | 0 | 0 | 0 | 0 | 0 | 0 | 0
0 | 0 | 0 | 0 | 0 | 0 | 0 | 0 | 0 | 0 | 0 | 0 | 0 | 0 | 0 | 0 | 0 | 0 | 0 | 0 | 0
0 | 0 | 0 | 0 | 0 | 0 | 0 | 0 | 0 | 0 | 0 | 0 | 0 | 0 | 0 | 0 | 0 | 0 | 0 | 0 | 0
0 | 0 | 0 | 0 | 0 | 0 | 0 | 0 | 0 | 0 | 0 | 0 | 0 | 0 | 0 | 0 | 0 | 0 | 0 | 0 | 0
0 | 0 | 0 | 0 | 0 | 0 | 0 | 0 | 0 | 0 | 0 | 0 | 0 | 0 | 0 | 0 | 0 | 0 | 0 | 0 | 0
0 | 0 | 0 | 0 | 0 | 0 | 0 | 0 | 0 | 0 | 0 | 0 | 0 | 0 | 0 | 0 | 0 | 0 | 0 | 0 | 0
0 | 0 | 0 | 0 | 0 | 0 | 0 | 0 | 0 | 0 | 0 | 0 | 0 | 0 | 0 | 0 | 0 | 0 | 0 | 0 | 0
0 | 0 | 0 | 0 | 0 | 0 | 0 | 0 | 0 | 0 | 0 | 0 | 0 | 0 | 0 | 0 | 0 | 0 | 0 | 0 | 0
0 | 0 | 0 | 0 | 0 | 0 | 0 | 0 | 0 | 0 | 0 | 0 | 0 | 0 | 0 | 0 | 0 | 0 | 0 | 0 | 0
0 | 0 | 0 | 0 | 0 | 0 | 0 | 0 | 0 | 0 | 0 | 0 | 0 | 0 | 0 | 0 | 0 | 0 | 0 | 0 | 0
0 | 0 | 0 | 0 | 0 | 0 | 0 | 0 | 0 | 0 | 0 | 0 | 0 | 0 | 0 | 0 | 0 | 0 | 0 | 0 | 0
0 | 0 | 0 | 0 | 0 | 0 | 0 | 0 | 0 | 0 | 0 | 0 | 0 | 0 | 0 | 0 | 0 | 0 | 0 | 0 | 0
0 | 0 | 0 | 0 | 0 | 0 | 0 | 0 | 0 | 0 | 0 | 0 | 0 | 0 | 0 | 0 | 0 | 0 | 0 | 0 | 0
0 | 0 | 0 | 0 | 0 | 0 | 0 | 0 | 0 | 0 | 0 | 0 | 0 | 0 | 0 | 0 | 0 | 0 | 0 | 0 | 0
0 | 0 | 0 | 0 | 0 | 0 | 0 | 0 | 0 | 0 | 0 | 0 | 0 | 0 | 0 | 0 | 0 | 0 | 0 | 0 | 0
0 | 0 | 0 | 0 | 0 | 0 | 0 | 0 | 0 | 0 | 0 | 0 | 0 | 0 | 0 | 0 | 0 | 0 | 0 | 0 | 0
0 | 0 | 0 | 0 | 0 | 0 | 0 | 0 | 0 | 0 | 0 | 0 | 0 | 0 | 0 | 0 | 0 | 0 | 0 | 0 | 0
0 | 0 | 0 | 0 | 0 | 0 | 0 | 0 | 0 | 0 | 0 | 0 | 0 | 0 | 0 | 0 | 0 | 0 | 0 | 0 | 0
0 | 0 | 0 | 0 | 0 | 0 | 0 | 0 | 0 | 0 | 0 | 0 | 0 | 0 | 0 | 0 | 0 | 0 | 0 | 0 | 0
0 | 0 | 0 | 0 | 0 | 0 | 0 | 0 | 0 | 0 | 0 | 0 | 0 | 0 | 0 | 0 | 0 | 0 | 0 | 0 | 0
0 | 0 | 0 | 0 | 0 | 0 | 0 | 0 | 0 | 0 | 0 | 0 | 0 | 0 | 0 | 0 | 0 | 0 | 0 | 0 | 0
0 | 0 | 0 | 0 | 0 | 0 | 0 | 0 | 0 | 0 | 0 | 0 | 0 | 0 | 0 | 0 | 0 | 0 | 0 | 0 | 0
0 | 0 | 0 | 0 | 0 | 0 | 0 | 0 | 0 | 0 | 0 | 0 | 0 | 0 | 0 | 0 | 0 | 0 | 0 | 0 | 0
0 | 0 | 0 | 0 | 0 | 0 | 0 | 0 | 0 | 0 | 0 | 0 | 0 | 0 | 0 | 0 | 0 | 0 | 0 | 0 | 0
0 | 0 | 0 | 0 | 0 | 0 | 0 | 0 | 0 | 0 | 0 | 0 | 0 | 0 | 0 | 0 | 0 | 0 | 0 | 0 | 0
0 | 0 | 0 | 0 | 0 | 0 | 0 | 0 | 0 | 0 | 0 | 0 | 0 | 0 | 0 | 0 | 0 | 0 | 0 | 0 | 0
0 | 0 | 0 | 0 | 0 | 0 | 0 | 0 | 0 | 0 | 0 | 0 | 0 | 0 | 0 | 0 | 0 | 0 | 0 | 0 | 0
0 | 0 | 0 | 0 | 0 | 0 | 0 | 0 | 0 | 0 | 0 | 0 | 0 | 0 | 0 | 0 | 0 | 0 | 0 | 0 | 0
0 | 0 | 0 | 0 | 0 | 0 | 0 | 0 | 0 | 0 | 0 | 0 | 0 | 0 | 0 | 0 | 0 | 0 | 0 | 0 | 0
0 | 0 | 0 | 0 | 0 | 0 | 0 | 0 | 0 | 0 | 0 | 0 | 0 | 0 | 0 | 0 | 0 | 0 | 0 | 0 | 0
0 | 0 | 0 | 0 | 0 | 0 | 0 | 0 | 0 | 0 | 0 | 0 | 0 | 0 | 0 | 0 | 0 | 0 | 0 | 0 | 0
0 | 0 | 0 | 0 | 0 | 0 | 0 | 0 | 0 | 0 | 0 | 0 | 0 | 0 | 0 | 0 | 0 | 0 | 0 | 0 | 0
0 | 0 | 0 | 0 | 0 | 0 | 0 | 0 | 0 | 0 | 0 | 0 | 0 | 0 | 0 | 0 | 0 | 0 | 0 | 0 | 0
0 | 0 | 0 | 0 | 0 | 0 | 0 | 0 | 0 | 0 | 0 | 0 | 0 | 0 | 0 | 0 | 0 | 0 | 0 | 0 | 0
0 | 0 | 0 | 0 | 0 | 0 | 0 | 0 | 0 | 0 | 0 | 0 | 0 | 0 | 0 | 0 | 0 | 0 | 0 | 0 | 0
0 | 0 | 0 | 0 | 0 | 0 | 0 | 0 | 0 | 0 | 0 | 0 | 0 | 0 | 0 | 0 | 0 | 0 | 0 | 0 | 0
0 | 0 | 0 | 0 | 0 | 0 | 0 | 0 | 0 | 0 | 0 | 0 | 0 | 0 | 0 | 0 | 0 | 0 | 0 | 0 | 0
0 | 0 | 0 | 0 | 0 | 0 | 0 | 0 | 0 | 0 | 0 | 0 | 0 | 0 | 0 | 0 | 0 | 0 | 0 | 0 | 0
0 | 0 | 0 | 0 | 0 | 0 | 0 | 0 | 0 | 0 | 0 | 0 | 0 | 0 | 0 | 0 | 0 | 0 | 0 | 0 | 0
0 | 0 | 0 | 0 | 0 | 0 | 0 | 0 | 0 | 0 | 0 | 0 | 0 | 0 | 0 | 0 | 0 | 0 | 0 | 0 | 0
0 | 0 | 0 | 0 | 0 | 0 | 0 | 0 | 0 | 0 | 0 | 0 | 0 | 0 | 0 | 0 | 0 | 0 | 0 | 0 | 0
0 | 0 | 0 | 0 | 0 | 0 | 0 | 0 | 0 | 0 | 0 | 0 | 0 | 0 | 0 | 0 | 0 | 0 | 0 | 0 | 0
0 | 0 | 0 | 0 | 0 | 0 | 0 | 0 | 0 | 0 | 0 | 0 | 0 | 0 | 0 | 0 | 0 | 0 | 0 | 0 | 0
0 | 0 | 0 | 0 | 0 | 0 | 0 | 0 | 0 | 0 | 0 | 0 | 0 | 0 | 0 | 0 | 0 | 0 | 0 | 0 | 0
0 | 0 | 0 | 0 | 0 | 0 | 0 | 0 | 0 | 0 | 0 | 0 | 0 | 0 | 0 | 0 | 0 | 0 | 0 | 0 | 0
0 | 0 | 0 | 0 | 0 | 0 | 0 | 0 | 0 | 0 | 0 | 0 | 0 | 0 | 0 | 0 | 0 | 0 | 0 | 0 | 0
0 | 0 | 0 | 0 | 0 | 0 | 0 | 0 | 0 | 0 | 0 | 0 | 0 | 0 | 0 | 0 | 0 | 0 | 0 | 0 | 0
0 | 0 | 0 | 0 | 0 | 0 | 0 | 0 | 0 | 0 | 0 | 0 | 0 | 0 | 0 | 0 | 0 | 0 | 0 | 0 | 0
0 | 0 | 0 | 0 | 0 | 0 | 0 | 0 | 0 | 0 | 0 | 0 | 0 | 0 | 0 | 0 | 0 | 0 | 0 | 0 | 0
0 | 0 | 0 | 0 | 0 | 0 | 0 | 0 | 0 | 0 | 0 | 0 | 0 | 0 | 0 | 0 | 0 | 0 | 0 | 0 | 0
0 | 0 | 0 | 0 | 0 | 0 | 0 | 0 | 0 | 0 | 0 | 0 | 0 | 0 | 0 | 0 | 0 | 0 | 0 | 0 | 0
0 | 0 | 0 | 0 | 0 | 0 | 0 | 0 | 0 | 0 | 0 | 0 | 0 | 0 | 0 | 0 | 0 | 0 | 0 | 0 | 0
0 | 0 | 0 | 0 | 0 | 0 | 0 | 0 | 0 | 0 | 0 | 0 | 0 | 0 | 0 | 0 | 0 | 0 | 0 | 0 | 0
0 | 0 | 0 | 0 | 0 | 0 | 0 | 0 | 0 | 0 | 0 | 0 | 0 | 0 | 0 | 0 | 0 | 0 | 0 | 0 | 0
0 | 0 | 0 | 0 | 0 | 0 | 0 | 0 | 0 | 0 | 0 | 0 | 0 | 0 | 0 | 0 | 0 | 0 | 0 | 0 | 0
0 | 0 | 0 | 0 | 0 | 0 | 0 | 0 | 0 | 0 | 0 | 0 | 0 | 0 | 0 | 0 | 0 | 0 | 0 | 0 | 0
0 | 0 | 0 | 0 | 0 | 0 | 0 | 0 | 0 | 0 | 0 | 0 | 0 | 0 | 0 | 0 | 0 | 0 | 0 | 0 | 0
0 | 0 | 0 | 0 | 0 | 0 | 0 | 0 | 0 | 0 | 0 | 0 | 0 | 0 | 0 | 0 | 0 | 0 | 0 | 0 | 0
0 | 0 | 0 | 0 | 0 | 0 | 0 | 0 | 0 | 0 | 0 | 0 | 0 | 0 | 0 | 0 | 0 | 0 | 0 | 0 | 0
0 | 0 | 0 | 0 | 0 | 0 | 0 | 0 | 0 | 0 | 0 | 0 | 0 | 0 | 0 | 0 | 0 | 0 | 0 | 0 | 0
0 | 0 | 0 | 0 | 0 | 0 | 0 | 0 | 0 | 0 | 0 | 0 | 0 | 0 | 0 | 0 | 0 | 0 | 0 | 0 | 0
0 | 0 | 0 | 0 | 0 | 0 | 0 | 0 | 0 | 0 | 0 | 0 | 0 | 0 | 0 | 0 | 0 | 0 | 0 | 0 | 0
0 | 0 | 0 | 0 | 0 | 0 | 0 | 0 | 0 | 0 | 0 | 0 | 0 | 0 | 0 | 0 | 0 | 0 | 0 | 0 | 0
0 | 0 | 0 | 0 | 0 | 0 | 0 | 0 | 0 | 0 | 0 | 0 | 0 | 0 | 0 | 0 | 0 | 0 | 0 | 0 | 0
0 | 0 | 0 | 0 | 0 | 0 | 0 | 0 | 0 | 0 | 0 | 0 | 0 | 0 | 0 | 0 | 0 | 0 | 0 | 0 | 0
0 | 0 | 0 | 0 | 0 | 0 | 0 | 0 | 0 | 0 | 0 | 0 | 0 | 0 | 0 | 0 | 0 | 0 | 0 | 0 | 0
0 | 0 | 0 | 0 | 0 | 0 | 0 | 0 | 0 | 0 | 0 | 0 | 0 | 0 | 0 | 0 | 0 | 0 | 0 | 0 | 0
0 | 0 | 0 | 0 | 0 | 0 | 0 | 0 | 0 | 0 | 0 | 0 | 0 | 0 | 0 | 0 | 0 | 0 | 0 | 0 | 0
0 | 0 | 0 | 0 | 0 | 0 | 0 | 0 | 0 | 0 | 0 | 0 | 0 | 0 | 0 | 0 | 0 | 0 | 0 | 0 | 0
0 | 0 | 0 | 0 | 0 | 0 | 0 | 0 | 0 | 0 | 0 | 0 | 0 | 0 | 0 | 0 | 0 | 0 | 0 | 0 | 0
0 | 0 | 0 | 0 | 0 | 0 | 0 | 0 | 0 | 0 | 0 | 0 | 0 | 0 | 0 | 0 | 0 | 0 | 0 | 0 | 0
0 | 0 | 0 | 0 | 0 | 0 | 0 | 0 | 0 | 0 | 0 | 0 | 0 | 0 | 0 | 0 | 0 | 0 | 0 | 0 | 0
0 | 0 | 0 | 0 | 0 | 0 | 0 | 0 | 0 | 0 | 0 | 0 | 0 | 0 | 0 | 0 | 0 | 0 | 0 | 0 | 0
0 | 0 | 0 | 0 | 0 | 0 | 0 | 0 | 0 | 0 | 0 | 0 | 0 | 0 | 0 | 0 | 0 | 0 | 0 | 0 | 0
0 | 0 | 0 | 0 | 0 | 0 | 0 | 0 | 0 | 0 | 0 | 0 | 0 | 0 | 0 | 0 | 0 | 0 | 0 | 0 | 0
0 | 0 | 0 | 0 | 0 | 0 | 0 | 0 | 0 | 0 | 0 | 0 | 0 | 0 | 0 | 0 | 0 | 0 | 0 | 0 | 0
0 | 0 | 0 | 0 | 0 | 0 | 0 | 0 | 0 | 0 | 0 | 0 | 0 | 0 | 0 | 0 | 0 | 0 | 0 | 0 | 0
0 | 0 | 0 | 0 | 0 | 0 | 0 | 0 | 0 | 0 | 0 | 0 | 0 | 0 | 0 | 0 | 0 | 0 | 0 | 0 | 0
0 | 0 | 0 | 0 | 0 | 0 | 0 | 0 | 0 | 0 | 0 | 0 | 0 | 0 | 0 | 0 | 0 | 0 | 0 | 0 | 0
0 | 0 | 0 | 0 | 0 | 0 | 0 | 0 | 0 | 0 | 0 | 0 | 0 | 0 | 0 | 0 | 0 | 0 | 0 | 0 | 0
0 | 0 | 0 | 0 | 0 | 0 | 0 | 0 | 0 | 0 | 0 | 0 | 0 | 0 | 0 | 0 | 0 | 0 | 0 | 0 | 0
0 | 0 | 0 | 0 | 0 | 0 | 0 | 0 | 0 | 0 | 0 | 0 | 0 | 0 | 0 | 0 | 0 | 0 | 0 | 0 | 0
0 | 0 | 0 | 0 | 0 | 0 | 0 | 0 | 0 | 0 | 0 | 0 | 0 | 0 | 0 | 0 | 0 | 0 | 0 | 0 | 0
0 | 0 | 0 | 0 | 0 | 0 | 0 | 0 | 0 | 0 | 0 | 0 | 0 | 0 | 0 | 0 | 0 | 0 | 0 | 0 | 0
0 | 0 | 0 | 0 | 0 | 0 | 0 | 0 | 0 | 0 | 0 | 0 | 0 | 0 | 0 | 0 | 0 | 0 | 0 | 0 | 0
0 | 0 | 0 | 0 | 0 | 0 | 0 | 0 | 0 | 0 | 0 | 0 | 0 | 0 | 0 | 0 | 0 | 0 | 0 | 0 | 0
0 | 0 | 0 | 0 | 0 | 0 | 0 | 0 | 0 | 0 | 0 | 0 | 0 | 0 | 0 | 0 | 0 | 0 | 0 | 0 | 0
0 | 0 | 0 | 0 | 0 | 0 | 0 | 0 | 0 | 0 | 0 | 0 | 0 | 0 | 0 | 0 | 0 | 0 | 0 | 0 | 0
0 | 0 | 0 | 0 | 0 | 0 | 0 | 0 | 0 | 0 | 0 | 0 | 0 | 0 | 0 | 0 | 0 | 0 | 0 | 0 | 0
0 | 0 | 0 | 0 | 0 | 0 | 0 | 0 | 0 | 0 | 0 | 0 | 0 | 0 | 0 | 0 | 0 | 0 | 0 | 0 | 0
0 | 0 | 0 | 0 | 0 | 0 | 0 | 0 | 0 | 0 | 0 | 0 | 0 | 0 | 0 | 0 | 0 | 0 | 0 | 0 | 0
0 | 0 | 0 | 0 | 0 | 0 | 0 | 0 | 0 | 0 | 0 | 0 | 0 | 0 | 0 | 0 | 0 | 0 | 0 | 0 | 0
0 | 0 | 0 | 0 | 0 | 0 | 0 | 0 | 0 | 0 | 0 | 0 | 0 | 0 | 0 | 0 | 0 | 0 | 0 | 0 | 0
0 | 0 | 0 | 0 | 0 | 0 | 0 | 0 | 0 | 0 | 0 | 0 | 0 | 0 | 0 | 0 | 0 | 0 | 0 | 0 | 0
0 | 0 | 0 | 0 | 0 | 0 | 0 | 0 | 0 | 0 | 0 | 0 | 0 | 0 | 0 | 0 | 0 | 0 | 0 | 0 | 0
0 | 0 | 0 | 0 | 0 | 0 | 0 | 0 | 0 | 0 | 0 | 0 | 0 | 0 | 0 | 0 | 0 | 0 | 0 | 0 | 0
0 | 0 | 0 | 0 | 0 | 0 | 0 | 0 | 0 | 0 | 0 | 0 | 0 | 0 | 0 | 0 | 0 | 0 | 0 | 0 | 0
0 | 0 | 0 | 0 | 0 | 0 | 0 | 0 | 0 | 0 | 0 | 0 | 0 | 0 | 0 | 0 | 0 | 0 | 0 | 0 | 0
0 | 0 | 0 | 0 | 0 | 0 | 0 | 0 | 0 | 0 | 0 | 0 | 0 | 0 | 0 | 0 | 0 | 0 | 0 | 0 | 0
0 | 0 | 0 | 0 | 0 | 0 | 0 | 0 | 0 | 0 | 0 | 0 | 0 | 0 | 0 | 0 | 0 | 0 | 0 | 0 | 0
0 | 0 | 0 | 0 | 0 | 0 | 0 | 0 | 0 | 0 | 0 | 0 | 0 | 0 | 0 | 0 | 0 | 0 | 0 | 0 | 0
0 | 0 | 0 | 0 | 0 | 0 | 0 | 0 | 0 | 0 | 0 | 0 | 0 | 0 | 0 | 0 | 0 | 0 | 0 | 0 | 0
0 | 0 | 0 | 0 | 0 | 0 | 0 | 0 | 0 | 0 | 0 | 0 | 0 | 0 | 0 | 0 | 0 | 0 | 0 | 0 | 0
0 | 0 | 0 | 0 | 0 | 0 | 0 | 0 | 0 | 0 | 0 | 0 | 0 | 0 | 0 | 0 | 0 | 0 | 0 | 0 | 0
0 | 0 | 0 | 0 | 0 | 0 | 0 | 0 | 0 | 0 | 0 | 0 | 0 | 0 | 0 | 0 | 0 | 0 | 0 | 0 | 0
0 | 0 | 0 | 0 | 0 | 0 | 0 | 0 | 0 | 0 | 0 | 0 | 0 | 0 | 0 | 0 | 0 | 0 | 0 | 0 | 0
0 | 0 | 0 | 0 | 0 | 0 | 0 | 0 | 0 | 0 | 0 | 0 | 0 | 0 | 0 | 0 | 0 | 0 | 0 | 0 | 0
0 | 0 | 0 | 0 | 0 | 0 | 0 | 0 | 0 | 0 | 0 | 0 | 0 | 0 | 0 | 0 | 0 | 0 | 0 | 0 | 0
0 | 0 | 0 | 0 | 0 | 0 | 0 | 0 | 0 | 0 | 0 | 0 | 0 | 0 | 0 | 0 | 0 | 0 | 0 | 0 | 0
0 | 0 | 0 | 0 | 0 | 0 | 0 | 0 | 0 | 0 | 0 | 0 | 0 | 0 | 0 | 0 | 0 | 0 | 0 | 0 | 0
0 | 0 | 0 | 0 | 0 | 0 | 0 | 0 | 0 | 0 | 0 | 0 | 0 | 0 | 0 | 0 | 0 | 0 | 0 | 0 | 0
0 | 0 | 0 | 0 | 0 | 0 | 0 | 0 | 0 | 0 | 0 | 0 | 0 | 0 | 0 | 0 | 0 | 0 | 0 | 0 | 0
0 | 0 | 0 | 0 | 0 | 0 | 0 | 0 | 0 | 0 | 0 | 0 | 0 | 0 | 0 | 0 | 0 | 0 | 0 | 0 | 0
0 | 0 | 0 | 0 | 0 | 0 | 0 | 0 | 0 | 0 | 0 | 0 | 0 | 0 | 0 | 0 | 0 | 0 | 0 | 0 | 0
0 | 0 | 0 | 0 | 0 | 0 | 0 | 0 | 0 | 0 | 0 | 0 | 0 | 0 | 0 | 0 | 0 | 0 | 0 | 0 | 0
0 | 0 | 0 | 0 | 0 | 0 | 0 | 0 | 0 | 0 | 0 | 0 | 0 | 0 | 0 | 0 | 0 | 0 | 0 | 0 | 0
0 | 0 | 0 | 0 | 0 | 0 | 0 | 0 | 0 | 0 | 0 | 0 | 0 | 0 | 0 | 0 | 0 | 0 | 0 | 0 | 0
0 | 0 | 0 | 0 | 0 | 0 | 0 | 0 | 0 | 0 | 0 | 0 | 0 | 0 | 0 | 0 | 0 | 0 | 0 | 0 | 0
0 | 0 | 0 | 0 | 0 | 0 | 0 | 0 | 0 | 0 | 0 | 0 | 0 | 0 | 0 | 0 | 0 | 0 | 0 | 0 | 0
0 | 0 | 0 | 0 | 0 | 0 | 0 | 0 | 0 | 0 | 0 | 0 | 0 | 0 | 0 | 0 | 0 | 0 | 0 | 0 | 0
0 | 0 | 0 | 0 | 0 | 0 | 0 | 0 | 0 | 0 | 0 | 0 | 0 | 0 | 0 | 0 | 0 | 0 | 0 | 0 | 0
0 | 0 | 0 | 0 | 0 | 0 | 0 | 0 | 0 | 0 | 0 | 0 | 0 | 0 | 0 | 0 | 0 | 0 | 0 | 0 | 0
0 | 0 | 0 | 0 | 0 | 0 | 0 | 0 | 0 | 0 | 0 | 0 | 0 | 0 | 0 | 0 | 0 | 0 | 0 | 0 | 0
0 | 0 | 0 | 0 | 0 | 0 | 0 | 0 | 0 | 0 | 0 | 0 | 0 | 0 | 0 | 0 | 0 | 0 | 0 | 0 | 0
0 | 0 | 0 | 0 | 0 | 0 | 0 | 0 | 0 | 0 | 0 | 0 | 0 | 0 | 0 | 0 | 0 | 0 | 0 | 0 | 0
0 | 0 | 0 | 0 | 0 | 0 | 0 | 0 | 0 | 0 | 0 | 0 | 0 | 0 | 0 | 0 | 0 | 0 | 0 | 0 | 0
0 | 0 | 0 | 0 | 0 | 0 | 0 | 0 | 0 | 0 | 0 | 0 | 0 | 0 | 0 | 0 | 0 | 0 | 0 | 0 | 0
0 | 0 | 0 | 0 | 0 | 0 | 0 | 0 | 0 | 0 | 0 | 0 | 0 | 0 | 0 | 0 | 0 | 0 | 0 | 0 | 0
0 | 0 | 0 | 0 | 0 | 0 | 0 | 0 | 0 | 0 | 0 | 0 | 0 | 0 | 0 | 0 | 0 | 0 | 0 | 0 | 0
0 | 0 | 0 | 0 | 0 | 0 | 0 | 0 | 0 | 0 | 0 | 0 | 0 | 0 | 0 | 0 | 0 | 0 | 0 | 0 | 0
0 | 0 | 0 | 0 | 0 | 0 | 0 | 0 | 0 | 0 | 0 | 0 | 0 | 0 | 0 | 0 | 0 | 0 | 0 | 0 | 0
0 | 0 | 0 | 0 | 0 | 0 | 0 | 0 | 0 | 0 | 0 | 0 | 0 | 0 | 0 | 0 | 0 | 0 | 0 | 0 | 0
0 | 0 | 0 | 0 | 0 | 0 | 0 | 0 | 0 | 0 | 0 | 0 | 0 | 0 | 0 | 0 | 0 | 0 | 0 | 0 | 0
0 | 0 | 0 | 0 | 0 | 0 | 0 | 0 | 0 | 0 | 0 | 0 | 0 | 0 | 0 | 0 | 0 | 0 | 0 | 0 | 0
0 | 0 | 0 | 0 | 0 | 0 | 0 | 0 | 0 | 0 | 0 | 0 | 0 | 0 | 0 | 0 | 0 | 0 | 0 | 0 | 0
0 | 0 | 0 | 0 | 0 | 0 | 0 | 0 | 0 | 0 | 0 | 0 | 0 | 0 | 0 | 0 | 0 | 0 | 0 | 0 | 0
0 | 0 | 0 | 0 | 0 | 0 | 0 | 0 | 0 | 0 | 0 | 0 | 0 | 0 | 0 | 0 | 0 | 0 | 0 | 0 | 0
0 | 0 | 0 | 0 | 0 | 0 | 0 | 0 | 0 | 0 | 0 | 0 | 0 | 0 | 0 | 0 | 0 | 0 | 0 | 0 | 0
0 | 0 | 0 | 0 | 0 | 0 | 0 | 0 | 0 | 0 | 0 | 0 | 0 | 0 | 0 | 0 | 0 | 0 | 0 | 0 | 0
0 | 0 | 0 | 0 | 0 | 0 | 0 | 0 | 0 | 0 | 0 | 0 | 0 | 0 | 0 | 0 | 0 | 0 | 0 | 0 | 0
0 | 0 | 0 | 0 | 0 | 0 | 0 | 0 | 0 | 0 | 0 | 0 | 0 | 0 | 0 | 0 | 0 | 0 | 0 | 0 | 0
0 | 0 | 0 | 0 | 0 | 0 | 0 | 0 | 0 | 0 | 0 | 0 | 0 | 0 | 0 | 0 | 0 | 0 | 0 | 0 | 0
0 | 0 | 0 | 0 | 0 | 0 | 0 | 0 | 0 | 0 | 0 | 0 | 0 | 0 | 0 | 0 | 0 | 0 | 0 | 0 | 0
0 | 0 | 0 | 0 | 0 | 0 | 0 | 0 | 0 | 0 | 0 | 0 | 0 | 0 | 0 | 0 | 0 | 0 | 0 | 0 | 0
0 | 0 | 0 | 0 | 0 | 0 | 0 | 0 | 0 | 0 | 0 | 0 | 0 | 0 | 0 | 0 | 0 | 0 | 0 | 0 | 0
0 | 0 | 0 | 0 | 0 | 0 | 0 | 0 | 0 | 0 | 0 | 0 | 0 | 0 | 0 | 0 | 0 | 0 | 0 | 0 | 0
0 | 0 | 0 | 0 | 0 | 0 | 0 | 0 | 0 | 0 | 0 | 0 | 0 | 0 | 0 | 0 | 0 | 0 | 0 | 0 | 0
0 | 0 | 0 | 0 | 0 | 0 | 0 | 0 | 0 | 0 | 0 | 0 | 0 | 0 | 0 | 0 | 0 | 0 | 0 | 0 | 0
0 | 0 | 0 | 0 | 0 | 0 | 0 | 0 | 0 | 0 | 0 | 0 | 0 | 0 | 0 | 0 | 0 | 0 | 0 | 0 | 0
0 | 0 | 0 | 0 | 0 | 0 | 0 | 0 | 0 | 0 | 0 | 0 | 0 | 0 | 0 | 0 | 0 | 0 | 0 | 0 | 0
0 | 0 | 0 | 0 | 0 | 0 | 0 | 0 | 0 | 0 | 0 | 0 | 0 | 0 | 0 | 0 | 0 | 0 | 0 | 0 | 0
0 | 0 | 0 | 0 | 0 | 0 | 0 | 0 | 0 | 0 | 0 | 0 | 0 | 0 | 0 | 0 | 0 | 0 | 0 | 0 | 0
0 | 0 | 0 | 0 | 0 | 0 | 0 | 0 | 0 | 0 | 0 | 0 | 0 | 0 | 0 | 0 | 0 | 0 | 0 | 0 | 0
0 | 0 | 0 | 0 | 0 | 0 | 0 | 0 | 0 | 0 | 0 | 0 | 0 | 0 | 0 | 0 | 0 | 0 | 0 | 0 | 0
0 | 0 | 0 | 0 | 0 | 0 | 0 | 0 | 0 | 0 | 0 | 0 | 0 | 0 | 0 | 0 | 0 | 0 | 0 | 0 | 0
0 | 0 | 0 | 0 | 0 | 0 | 0 | 0 | 0 | 0 | 0 | 0 | 0 | 0 | 0 | 0 | 0 | 0 | 0 | 0 | 0
0 | 0 | 0 | 0 | 0 | 0 | 0 | 0 | 0 | 0 | 0 | 0 | 0 | 0 | 0 | 0 | 0 | 0 | 0 | 0 | 0
0 | 0 | 0 | 0 | 0 | 0 | 0 | 0 | 0 | 0 | 0 | 0 | 0 | 0 | 0 | 0 | 0 | 0 | 0 | 0 | 0
0 | 0 | 0 | 0 | 0 | 0 | 0 | 0 | 0 | 0 | 0 | 0 | 0 | 0 | 0 | 0 | 0 | 0 | 0 | 0 | 0
0 | 0 | 0 | 0 | 0 | 0 | 0 | 0 | 0 | 0 | 0 | 0 | 0 | 0 | 0 | 0 | 0 | 0 | 0 | 0 | 0
0 | 0 | 0 | 0 | 0 | 0 | 0 | 0 | 0 | 0 | 0 | 0 | 0 | 0 | 0 | 0 | 0 | 0 | 0 | 0 | 0
0 | 0 | 0 | 0 | 0 | 0 | 0 | 0 | 0 | 0 | 0 | 0 | 0 | 0 | 0 | 0 | 0 | 0 | 0 | 0 | 0
0 | 0 | 0 | 0 | 0 | 0 | 0 | 0 | 0 | 0 | 0 | 0 | 0 | 0 | 0 | 0 | 0 | 0 | 0 | 0 | 0
0 | 0 | 0 | 0 | 0 | 0 | 0 | 0 | 0 | 0 | 0 | 0 | 0 | 0 | 0 | 0 | 0 | 0 | 0 | 0 | 0
0 | 0 | 0 | 0 | 0 | 0 | 0 | 0 | 0 | 0 | 0 | 0 | 0 | 0 | 0 | 0 | 0 | 0 | 0 | 0 | 0
0 | 0 | 0 | 0 | 0 | 0 | 0 | 0 | 0 | 0 | 0 | 0 | 0 | 0 | 0 | 0 | 0 | 0 | 0 | 0 | 0
0 | 0 | 0 | 0 | 0 | 0 | 0 | 0 | 0 | 0 | 0 | 0 | 0 | 0 | 0 | 0 | 0 | 0 | 0 | 0 | 0
0 | 0 | 0 | 0 | 0 | 0 | 0 | 0 | 0 | 0 | 0 | 0 | 0 | 0 | 0 | 0 | 0 | 0 | 0 | 0 | 0
0 | 0 | 0 | 0 | 0 | 0 | 0 | 0 | 0 | 0 | 0 | 0 | 0 | 0 | 0 | 0 | 0 | 0 | 0 | 0 | 0
0 | 0 | 0 | 0 | 0 | 0 | 0 | 0 | 0 | 0 | 0 | 0 | 0 | 0 | 0 | 0 | 0 | 0 | 0 | 0 | 0
0 | 0 | 0 | 0 | 0 | 0 | 0 | 0 | 0 | 0 | 0 | 0 | 0 | 0 | 0 | 0 | 0 | 0 | 0 | 0 | 0
0 | 0 | 0 | 0 | 0 | 0 | 0 | 0 | 0 | 0 | 0 | 0 | 0 | 0 | 0 | 0 | 0 | 0 | 0 | 0 | 0
0 | 0 | 0 | 0 | 0 | 0 | 0 | 0 | 0 | 0 | 0 | 0 | 0 | 0 | 0 | 0 | 0 | 0 | 0 | 0 | 0
0 | 0 | 0 | 0 | 0 | 0 | 0 | 0 | 0 | 0 | 0 | 0 | 0 | 0 | 0 | 0 | 0 | 0 | 0 | 0 | 0
0 | 0 | 0 | 0 | 0 | 0 | 0 | 0 | 0 | 0 | 0 | 0 | 0 | 0 | 0 | 0 | 0 | 0 | 0 | 0 | 0
0 | 0 | 0 | 0 | 0 | 0 | 0 | 0 | 0 | 0 | 0 | 0 | 0 | 0 | 0 | 0 | 0 | 0 | 0 | 0 | 0
0 | 0 | 0 | 0 | 0 | 0 | 0 | 0 | 0 | 0 | 0 | 0 | 0 | 0 | 0 | 0 | 0 | 0 | 0 | 0 | 0
0 | 0 | 0 | 0 | 0 | 0 | 0 | 0 | 0 | 0 | 0 | 0 | 0 | 0 | 0 | 0 | 0 | 0 | 0 | 0 | 0
0 | 0 | 0 | 0 | 0 | 0 | 0 | 0 | 0 | 0 | 0 | 0 | 0 | 0 | 0 | 0 | 0 | 0 | 0 | 0 | 0
0 | 0 | 0 | 0 | 0 | 0 | 0 | 0 | 0 | 0 | 0 | 0 | 0 | 0 | 0 | 0 | 0 | 0 | 0 | 0 | 0
0 | 0 | 0 | 0 | 0 | 0 | 0 | 0 | 0 | 0 | 0 | 0 | 0 | 0 | 0 | 0 | 0 | 0 | 0 | 0 | 0
0 | 0 | 0 | 0 | 0 | 0 | 0 | 0 | 0 | 0 | 0 | 0 | 0 | 0 | 0 | 0 | 0 | 0 | 0 | 0 | 0
0 | 0 | 0 | 0 | 0 | 0 | 0 | 0 | 0 | 0 | 0 | 0 | 0 | 0 | 0 | 0 | 0 | 0 | 0 | 0 | 0
0 | 0 | 0 | 0 | 0 | 0 | 0 | 0 | 0 | 0 | 0 | 0 | 0 | 0 | 0 | 0 | 0 | 0 | 0 | 0 | 0
0 | 0 | 0 | 0 | 0 | 0 | 0 | 0 | 0 | 0 | 0 | 0 | 0 | 0 | 0 | 0 | 0 | 0 | 0 | 0 | 0
0 | 0 | 0 | 0 | 0 | 0 | 0 | 0 | 0 | 0 | 0 | 0 | 0 | 0 | 0 | 0 | 0 | 0 | 0 | 0 | 0
0 | 0 | 0 | 0 | 0 | 0 | 0 | 0 | 0 | 0 | 0 | 0 | 0 | 0 | 0 | 0 | 0 | 0 | 0 | 0 | 0
0 | 0 | 0 | 0 | 0 | 0 | 0 | 0 | 0 | 0 | 0 | 0 | 0 | 0 | 0 | 0 | 0 | 0 | 0 | 0 | 0
0 | 0 | 0 | 0 | 0 | 0 | 0 | 0 | 0 | 0 | 0 | 0 | 0 | 0 | 0 | 0 | 0 | 0 | 0 | 0 | 0
0 | 0 | 0 | 0 | 0 | 0 | 0 | 0 | 0 | 0 | 0 | 0 | 0 | 0 | 0 | 0 | 0 | 0 | 0 | 0 | 0
0 | 0 | 0 | 0 | 0 | 0 | 0 | 0 | 0 | 0 | 0 | 0 | 0 | 0 | 0 | 0 | 0 | 0 | 0 | 0 | 0
0 | 0 | 0 | 0 | 0 | 0 | 0 | 0 | 0 | 0 | 0 | 0 | 0 | 0 | 0 | 0 | 0 | 0 | 0 | 0 | 0
0 | 0 | 0 | 0 | 0 | 0 | 0 | 0 | 0 | 0 | 0 | 0 | 0 | 0 | 0 | 0 | 0 | 0 | 0 | 0 | 0
0 | 0 | 0 | 0 | 0 | 0 | 0 | 0 | 0 | 0 | 0 | 0 | 0 | 0 | 0 | 0 | 0 | 0 | 0 | 0 | 0
0 | 0 | 0 | 0 | 0 | 0 | 0 | 0 | 0 | 0 | 0 | 0 | 0 | 0 | 0 | 0 | 0 | 0 | 0 | 0 | 0
0 | 0 | 0 | 0 | 0 | 0 | 0 | 0 | 0 | 0 | 0 | 0 | 0 | 0 | 0 | 0 | 0 | 0 | 0 | 0 | 0
0 | 0 | 0 | 0 | 0 | 0 | 0 | 0 | 0 | 0 | 0 | 0 | 0 | 0 | 0 | 0 | 0 | 0 | 0 | 0 | 0
0 | 0 | 0 | 0 | 0 | 0 | 0 | 0 | 0 | 0 | 0 | 0 | 0 | 0 | 0 | 0 | 0 | 0 | 0 | 0 | 0
0 | 0 | 0 | 0 | 0 | 0 | 0 | 0 | 0 | 0 | 0 | 0 | 0 | 0 | 0 | 0 | 0 | 0 | 0 | 0 | 0
0 | 0 | 0 | 0 | 0 | 0 | 0 | 0 | 0 | 0 | 0 | 0 | 0 | 0 | 0 | 0 | 0 | 0 | 0 | 0 | 0
0 | 0 | 0 | 0 | 0 | 0 | 0 | 0 | 0 | 0 | 0 | 0 | 0 | 0 | 0 | 0 | 0 | 0 | 0 | 0 | 0
0 | 0 | 0 | 0 | 0 | 0 | 0 | 0 | 0 | 0 | 0 | 0 | 0 | 0 | 0 | 0 | 0 | 0 | 0 | 0 | 0
0 | 0 | 0 | 0 | 0 | 0 | 0 | 0 | 0 | 0 | 0 | 0 | 0 | 0 | 0 | 0 | 0 | 0 | 0 | 0 | 0
0 | 0 | 0 | 0 | 0 | 0 | 0 | 0 | 0 | 0 | 0 | 0 | 0 | 0 | 0 | 0 | 0 | 0 | 0 | 0 | 0
0 | 0 | 0 | 0 | 0 | 0 | 0 | 0 | 0 | 0 | 0 | 0 | 0 | 0 | 0 | 0 | 0 | 0 | 0 | 0 | 0
0 | 0 | 0 | 0 | 0 | 0 | 0 | 0 | 0 | 0 | 0 | 0 | 0 | 0 | 0 | 0 | 0 | 0 | 0 | 0 | 0
0 | 0 | 0 | 0 | 0 | 0 | 0 | 0 | 0 | 0 | 0 | 0 | 0 | 0 | 0 | 0 | 0 | 0 | 0 | 0 | 0
0 | 0 | 0 | 0 | 0 | 0 | 0 | 0 | 0 | 0 | 0 | 0 | 0 | 0 | 0 | 0 | 0 | 0 | 0 | 0 | 0
0 | 0 | 0 | 0 | 0 | 0 | 0 | 0 | 0 | 0 | 0 | 0 | 0 | 0 | 0 | 0 | 0 | 0 | 0 | 0 | 0
0 | 0 | 0 | 0 | 0 | 0 | 0 | 0 | 0 | 0 | 0 | 0 | 0 | 0 | 0 | 0 | 0 | 0 | 0 | 0 | 0
0 | 0 | 0 | 0 | 0 | 0 | 0 | 0 | 0 | 0 | 0 | 0 | 0 | 0 | 0 | 0 | 0 | 0 | 0 | 0 | 0
0 | 0 | 0 | 0 | 0 | 0 | 0 | 0 | 0 | 0 | 0 | 0 | 0 | 0 | 0 | 0 | 0 | 0 | 0 | 0 | 0
0 | 0 | 0 | 0 | 0 | 0 | 0 | 0 | 0 | 0 | 0 | 0 | 0 | 0 | 0 | 0 | 0 | 0 | 0 | 0 | 0
0 | 0 | 0 | 0 | 0 | 0 | 0 | 0 | 0 | 0 | 0 | 0 | 0 | 0 | 0 | 0 | 0 | 0 | 0 | 0 | 0
0 | 0 | 0 | 0 | 0 | 0 | 0 | 0 | 0 | 0 | 0 | 0 | 0 | 0 | 0 | 0 | 0 | 0 | 0 | 0 | 0
0 | 0 | 0 | 0 | 0 | 0 | 0 | 0 | 0 | 0 | 0 | 0 | 0 | 0 | 0 | 0 | 0 | 0 | 0 | 0 | 0
0 | 0 | 0 | 0 | 0 | 0 | 0 | 0 | 0 | 0 | 0 | 0 | 0 | 0 | 0 | 0 | 0 | 0 | 0 | 0 | 0
0 | 0 | 0 | 0 | 0 | 0 | 0 | 0 | 0 | 0 | 0 | 0 | 0 | 0 | 0 | 0 | 0 | 0 | 0 | 0 | 0
0 | 0 | 0 | 0 | 0 | 0 | 0 | 0 | 0 | 0 | 0 | 0 | 0 | 0 | 0 | 0 | 0 | 0 | 0 | 0 | 0
0 | 0 | 0 | 0 | 0 | 0 | 0 | 0 | 0 | 0 | 0 | 0 | 0 | 0 | 0 | 0 | 0 | 0 | 0 | 0 | 0
0 | 0 | 0 | 0 | 0 | 0 | 0 | 0 | 0 | 0 | 0 | 0 | 0 | 0 | 0 | 0 | 0 | 0 | 0 | 0 | 0
0 | 0 | 0 | 0 | 0 | 0 | 0 | 0 | 0 | 0 | 0 | 0 | 0 | 0 | 0 | 0 | 0 | 0 | 0 | 0 | 0
0 | 0 | 0 | 0 | 0 | 0 | 0 | 0 | 0 | 0 | 0 | 0 | 0 | 0 | 0 | 0 | 0 | 0 | 0 | 0 | 0
0 | 0 | 0 | 0 | 0 | 0 | 0 | 0 | 0 | 0 | 0 | 0 | 0 | 0 | 0 | 0 | 0 | 0 | 0 | 0 | 0
0 | 0 | 0 | 0 | 0 | 0 | 0 | 0 | 0 | 0 | 0 | 0 | 0 | 0 | 0 | 0 | 0 | 0 | 0 | 0 | 0
0 | 0 | 0 | 0 | 0 | 0 | 0 | 0 | 0 | 0 | 0 | 0 | 0 | 0 | 0 | 0 | 0 | 0 | 0 | 0 | 0
0 | 0 | 0 | 0 | 0 | 0 | 0 | 0 | 0 | 0 | 0 | 0 | 0 | 0 | 0 | 0 | 0 | 0 | 0 | 0 | 0
0 | 0 | 0 | 0 | 0 | 0 | 0 | 0 | 0 | 0 | 0 | 0 | 0 | 0 | 0 | 0 | 0 | 0 | 0 | 0 | 0
0 | 0 | 0 | 0 | 0 | 0 | 0 | 0 | 0 | 0 | 0 | 0 | 0 | 0 | 0 | 0 | 0 | 0 | 0 | 0 | 0
0 | 0 | 0 | 0 | 0 | 0 | 0 | 0 | 0 | 0 | 0 | 0 | 0 | 0 | 0 | 0 | 0 | 0 | 0 | 0 | 0
0 | 0 | 0 | 0 | 0 | 0 | 0 | 0 | 0 | 0 | 0 | 0 | 0 | 0 | 0 | 0 | 0 | 0 | 0 | 0 | 0
0 | 0 | 0 | 0 | 0 | 0 | 0 | 0 | 0 | 0 | 0 | 0 | 0 | 0 | 0 | 0 | 0 | 0 | 0 | 0 | 0
0 | 0 | 0 | 0 | 0 | 0 | 0 | 0 | 0 | 0 | 0 | 0 | 0 | 0 | 0 | 0 | 0 | 0 | 0 | 0 | 0
0 | 0 | 0 | 0 | 0 | 0 | 0 | 0 | 0 | 0 | 0 | 0 | 0 | 0 | 0 | 0 | 0 | 0 | 0 | 0 | 0
0 | 0 | 0 | 0 | 0 | 0 | 0 | 0 | 0 | 0 | 0 | 0 | 0 | 0 | 0 | 0 | 0 | 0 | 0 | 0 | 0
0 | 0 | 0 | 0 | 0 | 0 | 0 | 0 | 0 | 0 | 0 | 0 | 0 | 0 | 0 | 0 | 0 | 0 | 0 | 0 | 0
0 | 0 | 0 | 0 | 0 | 0 | 0 | 0 | 0 | 0 | 0 | 0 | 0 | 0 | 0 | 0 | 0 | 0 | 0 | 0 | 0
0 | 0 | 0 | 0 | 0 | 0 | 0 | 0 | 0 | 0 | 0 | 0 | 0 | 0 | 0 | 0 | 0 | 0 | 0 | 0 | 0
0 | 0 | 0 | 0 | 0 | 0 | 0 | 0 | 0 | 0 | 0 | 0 | 0 | 0 | 0 | 0 | 0 | 0 | 0 | 0 | 0
0 | 0 | 0 | 0 | 0 | 0 | 0 | 0 | 0 | 0 | 0 | 0 | 0 | 0 | 0 | 0 | 0 | 0 | 0 | 0 | 0
0 | 0 | 0 | 0 | 0 | 0 | 0 | 0 | 0 | 0 | 0 | 0 | 0 | 0 | 0 | 0 | 0 | 0 | 0 | 0 | 0
0 | 0 | 0 | 0 | 0 | 0 | 0 | 0 | 0 | 0 | 0 | 0 | 0 | 0 | 0 | 0 | 0 | 0 | 0 | 0 | 0
0 | 0 | 0 | 0 | 0 | 0 | 0 | 0 | 0 | 0 | 0 | 0 | 0 | 0 | 0 | 0 | 0 | 0 | 0 | 0 | 0
0 | 0 | 0 | 0 | 0 | 0 | 0 | 0 | 0 | 0 | 0 | 0 | 0 | 0 | 0 | 0 | 0 | 0 | 0 | 0 | 0
0 | 0 | 0 | 0 | 0 | 0 | 0 | 0 | 0 | 0 | 0 | 0 | 0 | 0 | 0 | 0 | 0 | 0 | 0 | 0 | 0
0 | 0 | 0 | 0 | 0 | 0 | 0 | 0 | 0 | 0 | 0 | 0 | 0 | 0 | 0 | 0 | 0 | 0 | 0 | 0 | 0
0 | 0 | 0 | 0 | 0 | 0 | 0 | 0 | 0 | 0 | 0 | 0 | 0 | 0 | 0 | 0 | 0 | 0 | 0 | 0 | 0
0 | 0 | 0 | 0 | 0 | 0 | 0 | 0 | 0 | 0 | 0 | 0 | 0 | 0 | 0 | 0 | 0 | 0 | 0 | 0 | 0
0 | 0 | 0 | 0 | 0 | 0 | 0 | 0 | 0 | 0 | 0 | 0 | 0 | 0 | 0 | 0 | 0 | 0 | 0 | 0 | 0
0 | 0 | 0 | 0 | 0 | 0 | 0 | 0 | 0 | 0 | 0 | 0 | 0 | 0 | 0 | 0 | 0 | 0 | 0 | 0 | 0
0 | 0 | 0 | 0 | 0 | 0 | 0 | 0 | 0 | 0 | 0 | 0 | 0 | 0 | 0 | 0 | 0 | 0 | 0 | 0 | 0
0 | 0 | 0 | 0 | 0 | 0 | 0 | 0 | 0 | 0 | 0 | 0 | 0 | 0 | 0 | 0 | 0 | 0 | 0 | 0 | 0
0 | 0 | 0 | 0 | 0 | 0 | 0 | 0 | 0 | 0 | 0 | 0 | 0 | 0 | 0 | 0 | 0 | 0 | 0 | 0 | 0
0 | 0 | 0 | 0 | 0 | 0 | 0 | 0 | 0 | 0 | 0 | 0 | 0 | 0 | 0 | 0 | 0 | 0 | 0 | 0 | 0
0 | 0 | 0 | 0 | 0 | 0 | 0 | 0 | 0 | 0 | 0 | 0 | 0 | 0 | 0 | 0 | 0 | 0 | 0 | 0 | 0
0 | 0 | 0 | 0 | 0 | 0 | 0 | 0 | 0 | 0 | 0 | 0 | 0 | 0 | 0 | 0 | 0 | 0 | 0 | 0 | 0
0 | 0 | 0 | 0 | 0 | 0 | 0 | 0 | 0 | 0 | 0 | 0 | 0 | 0 | 0 | 0 | 0 | 0 | 0 | 0 | 0
0 | 0 | 0 | 0 | 0 | 0 | 0 | 0 | 0 | 0 | 0 | 0 | 0 | 0 | 0 | 0 | 0 | 0 | 0 | 0 | 0
0 | 0 | 0 | 0 | 0 | 0 | 0 | 0 | 0 | 0 | 0 | 0 | 0 | 0 | 0 | 0 | 0 | 0 | 0 | 0 | 0
0 | 0 | 0 | 0 | 0 | 0 | 0 | 0 | 0 | 0 | 0 | 0 | 0 | 0 | 0 | 0 | 0 | 0 | 0 | 0 | 0
0 | 0 | 0 | 0 | 0 | 0 | 0 | 0 | 0 | 0 | 0 | 0 | 0 | 0 | 0 | 0 | 0 | 0 | 0 | 0 | 0
0 | 0 | 0 | 0 | 0 | 0 | 0 | 0 | 0 | 0 | 0 | 0 | 0 | 0 | 0 | 0 | 0 | 0 | 0 | 0 | 0
0 | 0 | 0 | 0 | 0 | 0 | 0 | 0 | 0 | 0 | 0 | 0 | 0 | 0 | 0 | 0 | 0 | 0 | 0 | 0 | 0
0 | 0 | 0 | 0 | 0 | 0 | 0 | 0 | 0 | 0 | 0 | 0 | 0 | 0 | 0 | 0 | 0 | 0 | 0 | 0 | 0
0 | 0 | 0 | 0 | 0 | 0 | 0 | 0 | 0 | 0 | 0 | 0 | 0 | 0 | 0 | 0 | 0 | 0 | 0 | 0 | 0
0 | 0 | 0 | 0 | 0 | 0 | 0 | 0 | 0 | 0 | 0 | 0 | 0 | 0 | 0 | 0 | 0 | 0 | 0 | 0 | 0
0 | 0 | 0 | 0 | 0 | 0 | 0 | 0 | 0 | 0 | 0 | 0 | 0 | 0 | 0 | 0 | 0 | 0 | 0 | 0 | 0
0 | 0 | 0 | 0 | 0 | 0 | 0 | 0 | 0 | 0 | 0 | 0 | 0 | 0 | 0 | 0 | 0 | 0 | 0 | 0 | 0
0 | 0 | 0 | 0 | 0 | 0 | 0 | 0 | 0 | 0 | 0 | 0 | 0 | 0 | 0 | 0 | 0 | 0 | 0 | 0 | 0
0 | 0 | 0 | 0 | 0 | 0 | 0 | 0 | 0 | 0 | 0 | 0 | 0 | 0 | 0 | 0 | 0 | 0 | 0 | 0 | 0
0 | 0 | 0 | 0 | 0 | 0 | 0 | 0 | 0 | 0 | 0 | 0 | 0 | 0 | 0 | 0 | 0 | 0 | 0 | 0 | 0
0 | 0 | 0 | 0 | 0 | 0 | 0 | 0 | 0 | 0 | 0 | 0 | 0 | 0 | 0 | 0 | 0 | 0 | 0 | 0 | 0
0 | 0 | 0 | 0 | 0 | 0 | 0 | 0 | 0 | 0 | 0 | 0 | 0 | 0 | 0 | 0 | 0 | 0 | 0 | 0 | 0

## Output
Program Summary |  |  |  |  | Performance Earnings Basis |  |  |  | Avoided Cost Version
Proposer Name |  | Southern California Edison |  |  | Resource Benefit, net. |  | 473492342.8263 |  | 2006-06-01
Program Name |  | Residential Energy Efficiency Incentives |  |  | Incr Measure Cost, net. |  | 80207238.8416 |  | 2006-07-13
Total Program Budget ($) |  | 69127222.2991 |  |  | Program Incentive Cost, net |  | 51463620.2991 |  | Base Year
Incentives and Rebates ($) |  | 51463620.2991 | 45264869.9477 |  | Program Admin Cost |  | 17663602 |  | 2006
Net Incremental Measure Cost ($) |  | 80207238.8416 |  |  | Performance Earnings Basis |  | 385202708.1655 |  | SCE Tool 3b4.xls
Program Impacts
| Annual Net kWh | Lifecycle Net kWh | Annual Net Therms | Lifecycle Net Therms | Net Jul-Sept Pk (kW) | Net Dec-Feb Pk (kW) | Net CEC (kW) | User Entered kW
2006-2008 | 804635693.8135 | 8262852107.7458 | 0 | 0 | 109679.072 | 183419.3519 | 174605.9456 | 109679.072
2009-2012 | 435973.5186 | 6225350.3388 | 0 | 0 | 449.0714 | 96.9621 | 94.6063 | 449.0714
Total 2006-2012 | 805071667.3321 | 8269077458.0845 | 0 | 0 | 110128.1434 | 183516.314 | 174700.5518 | 110128.1434
Cost Effectiveness (Lifecycle Present Value Dollars)
|  | Benefits |  |  | Benefit - Cost
| Cost | Electric | Gas | Incentives | NPV | B/C Ratio | Notes
Program TRC ($) | 97870840.8416 | 473492342.8263 | 0 | NA | 375621501.9846 | 4.8379 | *1
Program PAC ($) | 62928471.9477 | 473492342.8263 | 0 | NA | 410563870.8786 | 7.5243 | *1,2
Program RIM ($) | 843028528.6715 | 473492342.8263 | 0 | NA | -369536185.8452 | 0.56166 | *1
*1 B/C Ratio is an approximation because any supply cost increases are treated as negative benefits rather than as a cost as in the Standard Practice Manual
*2 PAC benefits include environmental costs. This is to be consistent with the TRC benefits, but is not strictly consistent with the Standard Practice Manual.
Levelized Cost and Benefit (All Measures Installed through 2012)
| Discounted Savings |  |  |  | Benefit - Cost
| kWh | Therms | Cost | Benefits | NPV
TRC ($/kWh ) | 4984802945.9787 |  | 0.019634 | 0.094987 | 0.075353
PAC ($/kWh) | 4984802945.9787 |  | 0.012624 | 0.094987 | 0.082363
RIM ($/kWh) | 4984802945.9787 |  | 0.16912 | 0.094987 | -0.074133
TRC ($/therm) |  | 0 | #DIV/0! | #DIV/0! | #DIV/0!
PAC ($/therm) |  | 0 | #DIV/0! | #DIV/0! | #DIV/0!
RIM ($/therm) |  | 0 | #DIV/0! | #DIV/0! | #DIV/0!
Emissions Reductions
| Electric Reductions |  |  | Gas Reductions
Annual Reductions | CO2 (tons) | NOX (lbs) | PM-10 (lbs) | CO2 (tons) | NOX (lbs)
2006 | 113495.061 | 30654.6555 | 14582.6498 | 0 | 0 | * annual reductions are the units
2007 | 170221.5778 | 45970.0648 | 21872.0612 | 0 | 0 | implemented in the year, times
2008 | 174910.3425 | 47238.0307 | 22474.3122 | 0 | 0 | the annual emission reduction
2009 | 260.516 | 72.8391 | 33.1612 | 0 | 0 | for the measure.
2010 | 0 | 0 | 0 | 0 | 0
2011 | 0 | 0 | 0 | 0 | 0
2012 | 0 | 0 | 0 | 0 | 0
Total Annual | 458887.4973 | 123935.5901 | 58962.1843 | 0 | 0
Lifecycle Reductions
2006 | 1154537.3709 | 308547.0152 | 148757.635 | 0 | 0
2007 | 1726172.3418 | 461181.5328 | 222427.3769 | 0 | 0
2008 | 1773569.077 | 473860.9794 | 228532.6491 | 0 | 0
2009 | 3692.0365 | 1026.5222 | 470.6856 | 0 | 0
2010 | 0 | 0 | 0 | 0 | 0
2011 | 0 | 0 | 0 | 0 | 0
2012 | 0 | 0 | 0 | 0 | 0
Total Lifecycle | 4657970.8262 | 1244616.0496 | 600188.3466 | 0 | 0
Reductions based on total annual installations
| Annual Net kWh | Lifecycle Net kWh | Annual Net Therms | Lifecycle Net Therms | Net July-Sept Peak (kW) | Net Dec-Feb (kW) | Net CEC (kW) | User Entered kW | Net Annual NCP (kW)
2006 | 199096194.902 | 2049154785.5917 | 0 | 0 | 28015.2833 | 46010.0557 | 43203.8743 | 28015.2833 | 34507.5417
2007 | 298663574.8098 | 3064839288.4701 | 0 | 0 | 40187.3908 | 67635.1687 | 64809.9957 | 40187.3908 | 62228.8904
2008 | 306875924.1017 | 3148858033.6839 | 0 | 0 | 41476.3979 | 69774.1276 | 66592.0755 | 41476.3979 | 64595.4151
2009 | 435973.5186 | 6225350.3388 | 0 | 0 | 449.0714 | 96.9621 | 94.6063 | 449.0714 | 15121.5455
2010 | 0 | 0 | 0 | 0 | 0 | 0 | 0 | 0 | -12765.6277
2011 | 0 | 0 | 0 | 0 | 0 | 0 | 0 | 0 | -14337.3461
2012 | 0 | 0 | 0 | 0 | 0 | 0 | 0 | 0 | -3607.9372
Total | 805071667.3321 | 8269077458.0845 | 0 | 0 | 110128.1434 | 183516.314 | 174700.5518 | 110128.1434 | 145742.4817
Net Impacts by Sector (All Measures Installed through 2012)
| Annual Net kWh | Lifecycle Net kWh | Annual Net Therms | Lifecycle Net Therms | Net July-Sept Peak (kW) | Net Dec-Feb (kW) | Net CEC (kW) | User Entered kW | TRC Lifecycle Net Benefits* ($)
Total | 805071667.3321 | 8269077458.0845 | 0 | 0 | 110128.1434 | 183516.314 | 174700.5518 | 110128.1434 | 375621501.9846
Residential | 638668564.2617 | 7746730572.7983 | 0 | 0 | 69273.2347 | 142661.4053 | 138591.0784 | 69273.2347 | 339749232.9121
Small_Office | 0 | 0 | 0 | 0 | 0 | 0 | 0 | 0 | 0
Large_Office | 0 | 0 | 0 | 0 | 0 | 0 | 0 | 0 | 0
Small_Retail_Store | 0 | 0 | 0 | 0 | 0 | 0 | 0 | 0 | 0
Large_Retail_Store | 0 | 0 | 0 | 0 | 0 | 0 | 0 | 0 | 0
Grocery_Store | 0 | 0 | 0 | 0 | 0 | 0 | 0 | 0 | 0
Food_Store | 0 | 0 | 0 | 0 | 0 | 0 | 0 | 0 | 0
Restaurant | 0 | 0 | 0 | 0 | 0 | 0 | 0 | 0 | 0
Fast_Food_Restaurant | 0 | 0 | 0 | 0 | 0 | 0 | 0 | 0 | 0
Sit_Down_Restaurant | 0 | 0 | 0 | 0 | 0 | 0 | 0 | 0 | 0
Storage_Building | 0 | 0 | 0 | 0 | 0 | 0 | 0 | 0 | 0
Refrigerated_Warehouse | 0 | 0 | 0 | 0 | 0 | 0 | 0 | 0 | 0
Non-Refrig._Warehouse | 0 | 0 | 0 | 0 | 0 | 0 | 0 | 0 | 0
Hotel_Motel | 0 | 0 | 0 | 0 | 0 | 0 | 0 | 0 | 0
Medical_Clinic | 0 | 0 | 0 | 0 | 0 | 0 | 0 | 0 | 0
School | 0 | 0 | 0 | 0 | 0 | 0 | 0 | 0 | 0
K_thru_12_School | 0 | 0 | 0 | 0 | 0 | 0 | 0 | 0 | 0
College_University | 0 | 0 | 0 | 0 | 0 | 0 | 0 | 0 | 0
Assembly | 0 | 0 | 0 | 0 | 0 | 0 | 0 | 0 | 0
Trans_Comm_Util | 0 | 0 | 0 | 0 | 0 | 0 | 0 | 0 | 0
Misc._Commercial | 166403103.0704 | 522346885.2862 | 0 | 0 | 40854.9087 | 40854.9087 | 36109.4734 | 40854.9087 | 35872269.0725
Industrial | 0 | 0 | 0 | 0 | 0 | 0 | 0 | 0 | 0
Agricultural | 0 | 0 | 0 | 0 | 0 | 0 | 0 | 0 | 0
Hospital | 0 | 0 | 0 | 0 | 0 | 0 | 0 | 0 | 0
* Include program-level and admin costs allocated based to total gas and electric programs at the measure level.
Net Impacts by CPUC End Use Categories (All Measures Installed through 2012)
| Annual Net kWh | Lifecycle Net kWh | Annual Net Therms | Lifecycle Net Therms | Net July-Sept Peak (kW) | Net Dec-Feb Pk (kW) | Net CEC (kW) | User Entered kW | TRC Lifecycle Net Benefits* ($)
Total | 805071667.3321 | 8269077458.0845 | 0 | 0 | 110128.1434 | 183516.314 | 174700.5518 | 110128.1434 | 375621501.9846
Clothes Dryer | 0 | 0 | 0 | 0 | 0 | 0 | 0 | 0 | 0
Clothes Washer | 0 | 0 | 0 | 0 | 0 | 0 | 0 | 0 | 0
Consumer Electronics | 0 | 0 | 0 | 0 | 0 | 0 | 0 | 0 | 0
Cooking | 0 | 0 | 0 | 0 | 0 | 0 | 0 | 0 | 0
Dishwasher | 0 | 0 | 0 | 0 | 0 | 0 | 0 | 0 | 0
Other Appliance | 0 | 0 | 0 | 0 | 0 | 0 | 0 | 0 | 0
Office Equipment | 0 | 0 | 0 | 0 | 0 | 0 | 0 | 0 | 0
Building shell | 0 | 0 | 0 | 0 | 0 | 0 | 0 | 0 | 0
Space Cooling | 12617679.6264 | 189473517.1716 | 0 | 0 | 21982.9405 | 2000.4476 | 2738.0365 | 21982.9405 | 9534883.5273
Space Heating | 0 | 0 | 0 | 0 | 0 | 0 | 0 | 0 | 0
Ventilation | 0 | 0 | 0 | 0 | 0 | 0 | 0 | 0 | 0
Interior Lighting | 779376647.2485 | 7898917364.6819 | 0 | 0 | 84954.3042 | 178602.4489 | 169124.7325 | 84954.3042 | 368718554.7432
Exterior Lighting | 0 | 0 | 0 | 0 | 0 | 0 | 0 | 0 | 0
Daylighting | 0 | 0 | 0 | 0 | 0 | 0 | 0 | 0 | 0
Motors | 0 | 0 | 0 | 0 | 0 | 0 | 0 | 0 | 0
Process | 0 | 0 | 0 | 0 | 0 | 0 | 0 | 0 | 0
Compressed Air | 0 | 0 | 0 | 0 | 0 | 0 | 0 | 0 | 0
Food Processor | 0 | 0 | 0 | 0 | 0 | 0 | 0 | 0 | 0
Refrigeration | 6199756.4573 | 111595616.231 | 0 | 0 | 1053.2507 | 766.0005 | 1345.3472 | 1053.2507 | -7407608.6471
Freezers | 0 | 0 | 0 | 0 | 0 | 0 | 0 | 0 | 0
Pumps | 0 | 0 | 0 | 0 | 0 | 0 | 0 | 0 | 0
Pool Pump | 6814560 | 68145600 | 0 | 0 | 2123.776 | 2123.776 | 1478.7595 | 2123.776 | 4749264.0814
Domestic Hot Water | 0 | 0 | 0 | 0 | 0 | 0 | 0 | 0 | 0
Water Heating | 63024 | 945360 | 0 | 0 | 13.872 | 23.641 | 13.6762 | 13.872 | 26408.2799
Other | 0 | 0 | 0 | 0 | 0 | 0 | 0 | 0 | 0
* Include program-level and admin costs allocated based to total gas and electric programs at the measure level.
Net Impacts by Climate Zone (All Measures Installed through 2012)
| Annual Net kWh | Lifecycle Net kWh | Annual Net Therms | Lifecycle Net Therms | Net July-Sept Peak (kW) | Net dec-Feb Pk (kW) | Net CEC (kW) | User Entered kW | TRC Lifecycle Net Benefits* ($)
Total | 805071667.3321 | 8269077458.0845 | 0 | 0 | 110128.1434 | 183516.314 | 174700.5518 | 174700.5518 | 375621501.9846
6 | 581144.8831 | 8717173.246 | 0 | 0 | 2677.9183 | 243.6906 | 126.1084 | 126.1084 | 568929.9454
8 | 1673690.171 | 25128718.6737 | 0 | 0 | 3835.9553 | 349.0719 | 363.1908 | 363.1908 | 1194360.1489
9 | 7186631.16 | 107857649.5082 | 0 | 0 | 12300.1843 | 1119.3168 | 1559.499 | 1559.499 | 7512899.3222
10 | 1806748.9915 | 27226211.1168 | 0 | 0 | 2198.0737 | 200.0247 | 392.0645 | 392.0645 | -990752.634
13 | 311031.0954 | 4665466.4316 | 0 | 0 | 215.7975 | 19.6376 | 67.4937 | 67.4937 | 232686.4584
14 | 290008.9732 | 4350134.5976 | 0 | 0 | 324.5692 | 29.5358 | 62.9319 | 62.9319 | 191973.5745
15 | 742871.0934 | 11143066.4012 | 0 | 0 | 322.7603 | 29.3712 | 161.203 | 161.203 | 790171.4414
16 | 25553.2587 | 385097.1964 | 0 | 0 | 107.682 | 9.7991 | 5.5451 | 5.5451 | 34615.2704
System | 792453987.7058 | 8079603940.9129 | 0 | 0 | 88145.2029 | 181515.8664 | 171962.5153 | 171962.5153 | 366086618.4574
0 | 0 | 0 | 0 | 0 | 0 | 0 | 0 | 0 | 0
0 | 0 | 0 | 0 | 0 | 0 | 0 | 0 | 0 | 0
* Include program-level and admin costs allocated based to total gas and electric programs at the measure level.
Persistent reductions in the summer (3rd Qtr) or winter (4th Qtr) of each year
| Net July-Sept Peak (kW) | Net Annual Dec-Feb (kW)
2006 | 14007.6416 | 46010.0557
2007 | 48108.9787 | 113645.2243
2008 | 86618.8867 | 176453.3929
2009 | 97102.1278 | 163687.7651
2010 | 83178.1228 | 149350.419
2011 | 72354.3112 | 145742.4817
2012 | 72354.3112 | 145742.4817
2013 | 72354.3112 | 145742.4817
Monthly Impacts
First Year for Impact Table: | 2006
| Quarter | Monthly Five Hour Avg or TOU Peak | Net Monthly NCP (kW) |  | Monthly Net kWh | Monthly Net Therms
2006-01-01 | 1 | 0 | 0 |  | 0 | 0
2006-02-01 | 1 | 0 | 0 |  | 0 | 0
2006-03-01 | 1 | 0 | 0 |  | 0 | 0
2006-04-01 | 2 | 11502.5139 | 11502.5139 |  | 4426579.7312 | 0
2006-05-01 | 2 | 11502.5139 | 11502.5139 |  | 4426579.7312 | 0
2006-06-01 | 2 | 7003.8208 | 10787.9667 |  | 3564780.4641 | 0
2006-07-01 | 3 | 14007.6416 | 21575.9334 |  | 7129560.9281 | 0
2006-08-01 | 3 | 14007.6416 | 21575.9334 |  | 7129560.9281 | 0
2006-09-01 | 3 | 14007.6416 | 21575.9334 |  | 7129560.9281 | 0
2006-10-01 | 4 | 34507.5417 | 34507.5417 |  | 13279739.1935 | 0
2006-11-01 | 4 | 34507.5417 | 34507.5417 |  | 13279739.1935 | 0
2006-12-01 | 4 | 34507.5417 | 34507.5417 |  | 13279739.1935 | 0
2007-01-01 | 5 | 46010.0557 | 46010.0557 |  | 17706318.9246 | 0
2007-02-01 | 5 | 46010.0557 | 46010.0557 |  | 17706318.9246 | 0
2007-03-01 | 5 | 46010.0557 | 46010.0557 |  | 17706318.9246 | 0
2007-04-01 | 6 | 62918.8478 | 62918.8478 |  | 24362097.7263 | 0
2007-05-01 | 6 | 62918.8478 | 62918.8478 |  | 24362097.7263 | 0
2007-06-01 | 6 | 38062.131 | 58735.9471 |  | 19575342.7937 | 0
2007-07-01 | 7 | 48108.9787 | 74320.0274 |  | 24891563.7311 | 0
2007-08-01 | 7 | 48108.9787 | 74320.0274 |  | 24891563.7311 | 0
2007-09-01 | 7 | 48108.9787 | 74320.0274 |  | 24891563.7311 | 0
2007-10-01 | 8 | 96736.4322 | 96736.4322 |  | 37673655.3296 | 0
2007-11-01 | 8 | 96736.4322 | 96736.4322 |  | 37673655.3296 | 0
2007-12-01 | 8 | 96736.4322 | 96736.4322 |  | 37673655.3296 | 0
2008-01-01 | 9 | 113645.2243 | 113645.2243 |  | 44329434.1312 | 0
2008-02-01 | 9 | 113645.2243 | 113645.2243 |  | 44329434.1312 | 0
2008-03-01 | 9 | 113645.2243 | 113645.2243 |  | 44329434.1312 | 0
2008-04-01 | 10 | 131088.7562 | 131088.7562 |  | 51169372.0361 | 0
2008-05-01 | 10 | 131088.7562 | 131088.7562 |  | 51169372.0361 | 0
2008-06-01 | 10 | 78571.7736 | 121544.7584 |  | 40984140.253 | 0
2008-07-01 | 11 | 86618.8867 | 135279.3424 |  | 45663470.2464 | 0
2008-08-01 | 11 | 86618.8867 | 135279.3424 |  | 45663470.2464 | 0
2008-09-01 | 11 | 86618.8867 | 135279.3424 |  | 45663470.2464 | 0
2008-10-01 | 12 | 161331.8473 | 161331.8473 |  | 63287638.5384 | 0
2008-11-01 | 12 | 161331.8473 | 161331.8473 |  | 63287638.5384 | 0
2008-12-01 | 12 | 161331.8473 | 161331.8473 |  | 63287638.5384 | 0
2009-01-01 | 13 | 176453.3929 | 176453.3929 |  | 69346771.7896 | 0
2009-02-01 | 13 | 176453.3929 | 176453.3929 |  | 69346771.7896 | 0
2009-03-01 | 13 | 176453.3929 | 176453.3929 |  | 69346771.7896 | 0
2009-04-01 | 14 | 174155.647 | 174155.647 |  | 68569895.6654 | 0
2009-05-01 | 14 | 174155.647 | 174155.647 |  | 68569895.6654 | 0
2009-06-01 | 14 | 100503.3944 | 160538.8025 |  | 54255123.9949 | 0
2009-07-01 | 15 | 97102.1278 | 157137.5464 |  | 53087440.8476 | 0
2009-08-01 | 15 | 97102.1278 | 157137.5464 |  | 53087440.8476 | 0
2009-09-01 | 15 | 97102.1278 | 157137.5464 |  | 53087440.8476 | 0
2009-10-01 | 16 | 167177.0591 | 167177.0591 |  | 66214789.5989 | 0
2009-11-01 | 16 | 167177.0591 | 167177.0591 |  | 66214789.5989 | 0
2009-12-01 | 16 | 167177.0591 | 167177.0591 |  | 66214789.5989 | 0
2010-01-01 | 17 | 163687.7651 | 163687.7651 |  | 65037236.5656 | 0
2010-02-01 | 17 | 163687.7651 | 163687.7651 |  | 65037236.5656 | 0
2010-03-01 | 17 | 163687.7651 | 163687.7651 |  | 65037236.5656 | 0
2010-04-01 | 18 | 160174.2306 | 160174.2306 |  | 63852628.7733 | 0
2010-05-01 | 18 | 160174.2306 | 160174.2306 |  | 63852628.7733 | 0
2010-06-01 | 18 | 86786.0601 | 146821.4999 |  | 49568382.5532 | 0
2010-07-01 | 19 | 83178.1228 | 143213.5626 |  | 48352946.1382 | 0
2010-08-01 | 19 | 83178.1228 | 143213.5626 |  | 48352946.1382 | 0
2010-09-01 | 19 | 83178.1228 | 143213.5626 |  | 48352946.1382 | 0
2010-10-01 | 20 | 152958.3562 | 152958.3562 |  | 61419924.3581 | 0
2010-11-01 | 20 | 152958.3562 | 152958.3562 |  | 61419924.3581 | 0
2010-12-01 | 20 | 152958.3562 | 152958.3562 |  | 61419924.3581 | 0
2011-01-01 | 21 | 149350.419 | 149350.419 |  | 60203572.1505 | 0
2011-02-01 | 21 | 149350.419 | 149350.419 |  | 60203572.1505 | 0
2011-03-01 | 21 | 149350.419 | 149350.419 |  | 60203572.1505 | 0
2011-04-01 | 22 | 145742.4817 | 145742.4817 |  | 58987135.6707 | 0
2011-05-01 | 22 | 145742.4817 | 145742.4817 |  | 58987135.6707 | 0
2011-06-01 | 22 | 72354.3112 | 132389.751 |  | 44706577.3076 | 0
2011-07-01 | 23 | 72354.3112 | 132389.751 |  | 44704307.285 | 0
2011-08-01 | 23 | 72354.3112 | 132389.751 |  | 44704307.285 | 0
2011-09-01 | 23 | 72354.3112 | 132389.751 |  | 44704307.285 | 0
2011-10-01 | 24 | 145742.4817 | 145742.4817 |  | 58980714.6671 | 0
2011-11-01 | 24 | 145742.4817 | 145742.4817 |  | 58980714.6671 | 0
2011-12-01 | 24 | 145742.4817 | 145742.4817 |  | 58980714.6671 | 0
2012-01-01 | 25 | 145742.4817 | 145742.4817 |  | 58977504.1652 | 0
2012-02-01 | 25 | 145742.4817 | 145742.4817 |  | 58977504.1652 | 0
2012-03-01 | 25 | 145742.4817 | 145742.4817 |  | 58977504.1652 | 0
2012-04-01 | 26 | 145742.4817 | 145742.4817 |  | 58977504.1652 | 0
2012-05-01 | 26 | 145742.4817 | 145742.4817 |  | 58977504.1652 | 0
2012-06-01 | 26 | 72354.3112 | 132389.751 |  | 44699767.2398 | 0
2012-07-01 | 27 | 72354.3112 | 132389.751 |  | 44699767.2398 | 0
2012-08-01 | 27 | 72354.3112 | 132389.751 |  | 44699767.2398 | 0
2012-09-01 | 27 | 72354.3112 | 132389.751 |  | 44699767.2398 | 0
2012-10-01 | 28 | 145742.4817 | 145742.4817 |  | 58977504.1652 | 0
2012-11-01 | 28 | 145742.4817 | 145742.4817 |  | 58977504.1652 | 0
2012-12-01 | 28 | 145742.4817 | 145742.4817 |  | 58977504.1652 | 0

## Input
| SCE Tool 3b4.xls |  |  |  | Program Budget ($)
a. Administrative Costs
| Proposer General Information |  |  |  | a.i. Overhead and G&A | 1521196 | d. Incentives and Rebates ($) | Nominal | NPV
| Proposer Name |  | Southern California Edison |  | a.ii. Other Admin costs | 5160112 | d.i. User Input Incentive | 0 | 0
| Program Name |  | Residential Energy Efficiency Incentives |  | b. Marketing/Outreach | 2496000 | d.ii. Rebate | 51463620.2991 | 45264869.9477
| Service Territory |  | SCE |  | c. Direct Implementation (non incentive) |  | d.iii. Direct Install Labor | 0 | 0
| First Year of Program Implementation |  |  | 2006 | c.i. Activity | 2715000 | d.iv. Direct Install Materials | 0 | 0
| Contact Information |  |  |  | c.ii. Installation | 0 | Subtotal Direct Install | 51463620.2991 | 45264869.9477
| Name |  |  |  | c.iii. Hardware & Materials | 0
| Address |  |  |  | c.iv. Rebate Processing and Inspection | 3530294
| ZIP code |  |  |  | d. Total Incentives and Rebates | 51463620.2991
| Telephone |  |  |  | e. EM&V | 0 | f. Costs recovered from other sources | 2241000
| Email |  |  |  | Total | 66886222.2991 | Program Budget w/ Other Costs (a to f) | 69127222.2991 |  |  |  | Cases where Incentives exceed GIMC | 78
Quarterly Installation Schedule
| Program Inputs | [8 empty] | Financial Incentive (INC) ($/unit) | [15 empty] | Annual Installation Schedule | [7 empty] | 2006 |  |  |  | 2007 |  |  |  | 2008 |  |  |  | 2009 |  |  |  | 2010 |  |  |  | 2011 |  |  |  | 2012
| Measure Name | DEER RunID | Climate Zone | Target sector | Measure Electric End Use Shape | CZ, Sector, Measure combination found? | Measure Type (To Look up Measure Life) | Program Type (To look up Net-to-gross Ratio) | Unit Definition (e.g. homes) | Rebate (INC) ($/unit) | Direct Install Labor ($/unit) | Direct Install Material ($/unit) | Gross Incremental Measure Cost ($/unit) | Gross Unit Annual Electricity Savings (kwh/unit) | Electric Rate Schedule | Demand Scaler | User Entered kW Savings per unit (kW/unit) | Gross Unit Annual Gas Savings (therm/unit) | Gas Sector | Gas Rate Schedule | Gas Savings Profile | Combustion Type | Effective Useful Life (years) | Net-to-Gross Ratio | % Eligible for TOU AC adjustment | 2006 | 2007 | 2008 | 2009 | 2010 | 2011 | 2012 |  | Qtr 1 | Qtr 2 | Qtr 3 | Qtr 4 | Qtr 1 | Qtr 2 | Qtr 3 | Qtr 4 | Qtr 1 | Qtr 2 | Qtr 3 | Qtr 4 | Qtr 1 | Qtr 2 | Qtr 3 | Qtr 4 | Qtr 1 | Qtr 2 | Qtr 3 | Qtr 4 | Qtr 1 | Qtr 2 | Qtr 3 | Qtr 4 | Qtr 1 | Qtr 2 | Qtr 3 | Qtr 4 | Total Number of Units | Comments
Residential Energy Efficiency Incentives | Single Family Rebates | [13 empty] | System | #N/A | [17 empty] | 0 | 0 | 0 | 0 | 0 | 0 | 0 | 0 | 0 | 0 | 0 | 0 | 0 | 0 | 0 | 0 | 0 | 0 | 0 | 0 | 0 | 0 | 0 | 0 | 0 | 0 | 0 | 0 | 0
Residential Energy Efficiency Incentives | Pool Pump - Single Speed | Avg. of DEER across Climate Zones | System | Residential | Residential Pool Pumps | TRUE | 10 | All other residential programs 0.80 | Unit | 30 | 0 | 0 | 59.5665 | 650 | System | kW | 0.104 | [5 empty] | 10 | 80% | 0% | 2075.75 | 2069.625 | 154.625 | 0 |  |  |  |  | 518.9375 | 518.9375 | 518.9375 | 518.9375 | 517.4062 | 517.4062 | 517.4062 | 517.4062 | 38.6562 | 38.6562 | 38.6562 | 38.6562 | 0 | 0 | 0 | 0 | 0 | 0 | 0 | 0 | 0 | 0 | 0 | 0 | 0 | 0 | 0 | 0 | 4300
Residential Energy Efficiency Incentives | Pool Pump - Two Speed | Avg. of DEER across Climate Zones | System | Residential | Residential Pool Pumps | TRUE | 10 | All other residential programs 0.80 | Unit | 250 | 0 | 0 | 0 | 1400 | System | kW | 0.54 | [5 empty] | 10 | 80% | 0% | 631.75 | 1001.625 | 1491.625 | 75 |  |  |  |  | 157.9375 | 157.9375 | 157.9375 | 157.9375 | 250.4062 | 250.4062 | 250.4062 | 250.4062 | 372.9062 | 372.9062 | 372.9062 | 372.9062 | 18.75 | 18.75 | 18.75 | 18.75 | 0 | 0 | 0 | 0 | 0 | 0 | 0 | 0 | 0 | 0 | 0 | 0 | 3200
Residential Energy Efficiency Incentives | Pool Pump - Variable Speed | Avg. of DEER across Climate Zones | System | Residential | Residential Pool Pumps | TRUE | 10 | All other residential programs 0.80 | Unit | 250 | 0 | 0 | 0 | 1400 | System | kW | 0.54 | [5 empty] | 10 | 80% | 0% | 0 | 95 | 755 | 38 |  |  |  |  | 0 | 0 | 0 | 0 | 23.75 | 23.75 | 23.75 | 23.75 | 188.75 | 188.75 | 188.75 | 188.75 | 9.5 | 9.5 | 9.5 | 9.5 | 0 | 0 | 0 | 0 | 0 | 0 | 0 | 0 | 0 | 0 | 0 | 0 | 888
Residential Energy Efficiency Incentives | Energy Star Refrigerator | Avg. of DEER Refrigerators | System | Residential | Refrig-RC | TRUE | Refrigerators: Res - 18 | All other residential programs 0.80 | Unit | 50 | 0 | 0 | 135.97 | 58.3333 | System | kW | 0.00991 | [5 empty] | 18 | 80% | 0% | 39576.05 | 45034.475 | 45991.475 | 2250 |  |  |  |  | 9894.0125 | 9894.0125 | 9894.0125 | 9894.0125 | 11258.6187 | 11258.6187 | 11258.6187 | 11258.6187 | 11497.8687 | 11497.8687 | 11497.8687 | 11497.8687 | 562.5 | 562.5 | 562.5 | 562.5 | 0 | 0 | 0 | 0 | 0 | 0 | 0 | 0 | 0 | 0 | 0 | 0 | 132852
Residential Energy Efficiency Incentives | Electric Water Heater | Avg. of DEER across Climate Zones | System | Residential | HeatPump_WtrHt-RC | TRUE | 15 | All other residential programs 0.80 | Unit | 30 | 0 | 0 | 53.9 | 131.3 | System | kW | 0.0289 | [5 empty] | 15 | 80% | 0% | 180.5 | 204.75 | 204.75 | 10 |  |  |  |  | 45.125 | 45.125 | 45.125 | 45.125 | 51.1875 | 51.1875 | 51.1875 | 51.1875 | 51.1875 | 51.1875 | 51.1875 | 51.1875 | 2.5 | 2.5 | 2.5 | 2.5 | 0 | 0 | 0 | 0 | 0 | 0 | 0 | 0 | 0 | 0 | 0 | 0 | 600
Residential Energy Efficiency Incentives | Window Film/Glazings | DEER weighted averages across vintages - Engr. Est. | 6 | Residential | AC_Cooling-RC | TRUE | Glazing - Low E Double / Low Shade Coefficient: Res - 20 | All other residential programs 0.80 | SQFT | 0.5 | 0 | 0 | 18.365 | 4.1026 | System | kW | 0.0016419 | [5 empty] | 20 | 80% | 0% | 0 | 0 | 0 | [5 empty] | 0 | 0 | 0 | 0 | 0 | 0 | 0 | 0 | 0 | 0 | 0 | 0 | 0 | 0 | 0 | 0 | 0 | 0 | 0 | 0 | 0 | 0 | 0 | 0 | 0 | 0 | 0 | 0 | 0
Residential Energy Efficiency Incentives | Window Film/Glazings | DEER weighted averages across vintages - Engr. Est. | 8 | Residential | AC_Cooling-RC | TRUE | Glazing - Low E Double / Low Shade Coefficient: Res - 20 | All other residential programs 0.80 | SQFT | 0.5 | 0 | 0 | 18.365 | 5.3378 | System | kW | 0.002337 | [5 empty] | 20 | 80% | 0% | 0 | 0 | 0 | [5 empty] | 0 | 0 | 0 | 0 | 0 | 0 | 0 | 0 | 0 | 0 | 0 | 0 | 0 | 0 | 0 | 0 | 0 | 0 | 0 | 0 | 0 | 0 | 0 | 0 | 0 | 0 | 0 | 0 | 0
Residential Energy Efficiency Incentives | Window Film/Glazings | DEER weighted averages across vintages - Engr. Est. | 9 | Residential | AC_Cooling-RC | TRUE | Glazing - Low E Double / Low Shade Coefficient: Res - 20 | All other residential programs 0.80 | SQFT | 0.5 | 0 | 0 | 18.365 | 7.6759 | System | kW | 0.0027576 | [5 empty] | 20 | 80% | 0% | 0 | 0 | 0 | [5 empty] | 0 | 0 | 0 | 0 | 0 | 0 | 0 | 0 | 0 | 0 | 0 | 0 | 0 | 0 | 0 | 0 | 0 | 0 | 0 | 0 | 0 | 0 | 0 | 0 | 0 | 0 | 0 | 0 | 0
Residential Energy Efficiency Incentives | Window Film/Glazings | DEER weighted averages across vintages - Engr. Est. | 10 | Residential | AC_Cooling-RC | TRUE | Glazing - Low E Double / Low Shade Coefficient: Res - 20 | All other residential programs 0.80 | SQFT | 0.5 | 0 | 0 | 18.365 | 7.3067 | System | kW | 0.0030135 | [5 empty] | 20 | 80% | 0% | 0 | 0 | 0 | [5 empty] | 0 | 0 | 0 | 0 | 0 | 0 | 0 | 0 | 0 | 0 | 0 | 0 | 0 | 0 | 0 | 0 | 0 | 0 | 0 | 0 | 0 | 0 | 0 | 0 | 0 | 0 | 0 | 0 | 0
Residential Energy Efficiency Incentives | Window Film/Glazings | DEER weighted averages across vintages - Engr. Est. | 13 | Residential | AC_Cooling-RC | TRUE | Glazing - Low E Double / Low Shade Coefficient: Res - 20 | All other residential programs 0.80 | SQFT | 0.5 | 0 | 0 | 18.365 | 9.6448 | System | kW | 0.002996 | [5 empty] | 20 | 80% | 0% | 0 | 0 | 0 | [5 empty] | 0 | 0 | 0 | 0 | 0 | 0 | 0 | 0 | 0 | 0 | 0 | 0 | 0 | 0 | 0 | 0 | 0 | 0 | 0 | 0 | 0 | 0 | 0 | 0 | 0 | 0 | 0 | 0 | 0
Residential Energy Efficiency Incentives | Window Film/Glazings | DEER weighted averages across vintages - Engr. Est. | 14 | Residential | AC_Cooling-RC | TRUE | Glazing - Low E Double / Low Shade Coefficient: Res - 20 | All other residential programs 0.80 | SQFT | 0.5 | 0 | 0 | 18.365 | 19.4655 | System | kW | 0.0066052 | [5 empty] | 20 | 80% | 0% | 0 | 0 | 0 | [5 empty] | 0 | 0 | 0 | 0 | 0 | 0 | 0 | 0 | 0 | 0 | 0 | 0 | 0 | 0 | 0 | 0 | 0 | 0 | 0 | 0 | 0 | 0 | 0 | 0 | 0 | 0 | 0 | 0 | 0
Residential Energy Efficiency Incentives | Window Film/Glazings | DEER weighted averages across vintages - Engr. Est. | 15 | Residential | AC_Cooling-RC | TRUE | Glazing - Low E Double / Low Shade Coefficient: Res - 20 | All other residential programs 0.80 | SQFT | 0.5 | 0 | 0 | 18.365 | 31.0894 | System | kW | 0.0044212 | [5 empty] | 20 | 80% | 0% | 0 | 0 | 0 | [5 empty] | 0 | 0 | 0 | 0 | 0 | 0 | 0 | 0 | 0 | 0 | 0 | 0 | 0 | 0 | 0 | 0 | 0 | 0 | 0 | 0 | 0 | 0 | 0 | 0 | 0 | 0 | 0 | 0 | 0
Residential Energy Efficiency Incentives | Window Film/Glazings | DEER weighted averages across vintages - Engr. Est. | 16 | Residential | AC_Cooling-RC | TRUE | Glazing - Low E Double / Low Shade Coefficient: Res - 20 | All other residential programs 0.80 | SQFT | 0.5 | 0 | 0 | 18.365 | 2.9385 | System | kW | 0.0028923 | [5 empty] | 20 | 80% | 0% | 0 | 0 | 0 | [5 empty] | 0 | 0 | 0 | 0 | 0 | 0 | 0 | 0 | 0 | 0 | 0 | 0 | 0 | 0 | 0 | 0 | 0 | 0 | 0 | 0 | 0 | 0 | 0 | 0 | 0 | 0 | 0 | 0 | 0
Residential Energy Efficiency Incentives | Whole House Fan | DEER weighted averages across vintages - Engr. Est. | 6 | Residential | AC_Cooling-RC | TRUE | Whole House Fan: Res - 15 | All other residential programs 0.80 | Unit | 100 | 0 | 0 | 492 | 198.1943 | System | kW | 0.17192 | [5 empty] | 15 | 80% | 0% | 99.275 | 138.7425 | 127.0525 | 6 |  |  |  |  | 24.8188 | 24.8188 | 24.8188 | 24.8188 | 34.6856 | 34.6856 | 34.6856 | 34.6856 | 31.7631 | 31.7631 | 31.7631 | 31.7631 | 1.5 | 1.5 | 1.5 | 1.5 | 0 | 0 | 0 | 0 | 0 | 0 | 0 | 0 | 0 | 0 | 0 | 0 | 371.07
Residential Energy Efficiency Incentives | Whole House Fan | DEER weighted averages across vintages - Engr. Est. | 8 | Residential | AC_Cooling-RC | TRUE | Whole House Fan: Res - 15 | All other residential programs 0.80 | Unit | 100 | 0 | 0 | 492 | 115.8071 | System | kW | 0.001853 | [5 empty] | 15 | 80% | 0% | 469.3 | 655.85 | 600.6 | 24 |  |  |  |  | 117.325 | 117.325 | 117.325 | 117.325 | 163.9625 | 163.9625 | 163.9625 | 163.9625 | 150.15 | 150.15 | 150.15 | 150.15 | 6 | 6 | 6 | 6 | 0 | 0 | 0 | 0 | 0 | 0 | 0 | 0 | 0 | 0 | 0 | 0 | 1749.75
Residential Energy Efficiency Incentives | Whole House Fan | DEER weighted averages across vintages - Engr. Est. | 9 | Residential | AC_Cooling-RC | TRUE | Whole House Fan: Res - 15 | All other residential programs 0.80 | Unit | 100 | 0 | 0 | 492 | 59.9565 | System | kW | 0.001814 | [5 empty] | 15 | 80% | 0% | 487.35 | 681.075 | 623.705 | 37 |  |  |  |  | 121.8375 | 121.8375 | 121.8375 | 121.8375 | 170.2688 | 170.2688 | 170.2688 | 170.2688 | 155.9263 | 155.9263 | 155.9263 | 155.9263 | 9.25 | 9.25 | 9.25 | 9.25 | 0 | 0 | 0 | 0 | 0 | 0 | 0 | 0 | 0 | 0 | 0 | 0 | 1829.13
Residential Energy Efficiency Incentives | Whole House Fan | DEER weighted averages across vintages - Engr. Est. | 10 | Residential | AC_Cooling-RC | TRUE | Whole House Fan: Res - 15 | All other residential programs 0.80 | Unit | 100 | 0 | 0 | 492 | 35.8546 | System | kW | 0.0029907 | [5 empty] | 15 | 80% | 0% | 2346.5 | 3279.25 | 3003 | 145 |  |  |  |  | 586.625 | 586.625 | 586.625 | 586.625 | 819.8125 | 819.8125 | 819.8125 | 819.8125 | 750.75 | 750.75 | 750.75 | 750.75 | 36.25 | 36.25 | 36.25 | 36.25 | 0 | 0 | 0 | 0 | 0 | 0 | 0 | 0 | 0 | 0 | 0 | 0 | 8773.75
Residential Energy Efficiency Incentives | Whole House Fan | DEER weighted averages across vintages - Engr. Est. | 13 | Residential | AC_Cooling-RC | TRUE | Whole House Fan: Res - 15 | All other residential programs 0.80 | Unit | 100 | 0 | 0 | 492 | 39.0486 | System | kW | 0.0025684 | [5 empty] | 15 | 80% | 0% | 81.225 | 113.5175 | 103.9475 | 5 |  |  |  |  | 20.3062 | 20.3062 | 20.3062 | 20.3062 | 28.3794 | 28.3794 | 28.3794 | 28.3794 | 25.9869 | 25.9869 | 25.9869 | 25.9869 | 1.25 | 1.25 | 1.25 | 1.25 | 0 | 0 | 0 | 0 | 0 | 0 | 0 | 0 | 0 | 0 | 0 | 0 | 303.69
Residential Energy Efficiency Incentives | Whole House Fan | DEER weighted averages across vintages - Engr. Est. | 14 | Residential | AC_Cooling-RC | TRUE | Whole House Fan: Res - 15 | All other residential programs 0.80 | Unit | 100 | 0 | 0 | 492 | 44.6284 | System | kW | 0.0055935 | [5 empty] | 15 | 80% | 0% | 108.3 | 151.35 | 138.6 | 6 |  |  |  |  | 27.075 | 27.075 | 27.075 | 27.075 | 37.8375 | 37.8375 | 37.8375 | 37.8375 | 34.65 | 34.65 | 34.65 | 34.65 | 1.5 | 1.5 | 1.5 | 1.5 | 0 | 0 | 0 | 0 | 0 | 0 | 0 | 0 | 0 | 0 | 0 | 0 | 404.25
Residential Energy Efficiency Incentives | Whole House Fan | DEER weighted averages across vintages - Engr. Est. | 15 | Residential | AC_Cooling-RC | TRUE | Whole House Fan: Res - 15 | All other residential programs 0.80 | Unit | 100 | 0 | 0 | 492 | 17.9283 | System | kW | 0 | [5 empty] | 15 | 80% | 0% | 9.025 | 12.6175 | 11.5475 | 1 |  |  |  |  | 2.2563 | 2.2563 | 2.2563 | 2.2563 | 3.1544 | 3.1544 | 3.1544 | 3.1544 | 2.8869 | 2.8869 | 2.8869 | 2.8869 | 0.25 | 0.25 | 0.25 | 0.25 | 0 | 0 | 0 | 0 | 0 | 0 | 0 | 0 | 0 | 0 | 0 | 0 | 34.19
Residential Energy Efficiency Incentives | Whole House Fan | DEER weighted averages across vintages - Engr. Est. | 16 | Residential | AC_Cooling-RC | TRUE | Whole House Fan: Res - 15 | All other residential programs 0.80 | Unit | 100 | 0 | 0 | 492 | 58.29 | System | kW | 0.0020786 | [5 empty] | 15 | 80% | 0% | 9.025 | 12.6175 | 11.5475 | 1 |  |  |  |  | 2.2563 | 2.2563 | 2.2563 | 2.2563 | 3.1544 | 3.1544 | 3.1544 | 3.1544 | 2.8869 | 2.8869 | 2.8869 | 2.8869 | 0.25 | 0.25 | 0.25 | 0.25 | 0 | 0 | 0 | 0 | 0 | 0 | 0 | 0 | 0 | 0 | 0 | 0 | 34.19
Residential Energy Efficiency Incentives | Energy Star Room AC, 5,000 to 18,000 BTU | SCE Workpapers | 6 | Residential | AC_Cooling-RC | TRUE | 15 | All other residential programs 0.80 | Unit | 50 | 0 | 0 | 106 | 55.6731 | System | kW | 0.28 | [5 empty] | 15 | 80% | 100% | 3249 | 4113.228 | 4164.924 | 200 |  |  |  |  | 812.25 | 812.25 | 812.25 | 812.25 | 1028.307 | 1028.307 | 1028.307 | 1028.307 | 1041.231 | 1041.231 | 1041.231 | 1041.231 | 50 | 50 | 50 | 50 | 0 | 0 | 0 | 0 | 0 | 0 | 0 | 0 | 0 | 0 | 0 | 0 | 11727.152
Residential Energy Efficiency Incentives | Energy Star Room AC, 5,000 to 18,000 BTU | SCE Workpapers | 8 | Residential | AC_Cooling-RC | TRUE | 15 | All other residential programs 0.80 | Unit | 50 | 0 | 0 | 106 | 110.0871 | System | kW | 0.28 | [5 empty] | 15 | 80% | 100% | 4738.125 | 5998.4575 | 6073.8475 | 300 |  |  |  |  | 1184.5312 | 1184.5312 | 1184.5312 | 1184.5312 | 1499.6144 | 1499.6144 | 1499.6144 | 1499.6144 | 1518.4619 | 1518.4619 | 1518.4619 | 1518.4619 | 75 | 75 | 75 | 75 | 0 | 0 | 0 | 0 | 0 | 0 | 0 | 0 | 0 | 0 | 0 | 0 | 17110.43
Residential Energy Efficiency Incentives | Energy Star Room AC, 5,000 to 18,000 BTU | SCE Workpapers | 9 | Residential | AC_Cooling-RC | TRUE | 15 | All other residential programs 0.80 | Unit | 50 | 0 | 0 | 106 | 161.387 | System | kW | 0.28 | [5 empty] | 15 | 80% | 100% | 15162 | 19195.064 | 19436.312 | 1100 |  |  |  |  | 3790.5 | 3790.5 | 3790.5 | 3790.5 | 4798.766 | 4798.766 | 4798.766 | 4798.766 | 4859.078 | 4859.078 | 4859.078 | 4859.078 | 275 | 275 | 275 | 275 | 0 | 0 | 0 | 0 | 0 | 0 | 0 | 0 | 0 | 0 | 0 | 0 | 54893.376
Residential Energy Efficiency Incentives | Energy Star Room AC, 5,000 to 18,000 BTU | SCE Workpapers | 10 | Residential | AC_Cooling-RC | TRUE | 15 | All other residential programs 0.80 | Unit | 50 | 0 | 0 | 106 | 197.0555 | System | kW | 0.28 | [5 empty] | 15 | 80% | 100% | 2707.5 | 3427.69 | 3470.77 | 100 |  |  |  |  | 676.875 | 676.875 | 676.875 | 676.875 | 856.9225 | 856.9225 | 856.9225 | 856.9225 | 867.6925 | 867.6925 | 867.6925 | 867.6925 | 25 | 25 | 25 | 25 | 0 | 0 | 0 | 0 | 0 | 0 | 0 | 0 | 0 | 0 | 0 | 0 | 9705.96
Residential Energy Efficiency Incentives | Energy Star Room AC, 5,000 to 18,000 BTU | SCE Workpapers | 13 | Residential | AC_Cooling-RC | TRUE | 15 | All other residential programs 0.80 | Unit | 50 | 0 | 0 | 106 | 392.392 | System | kW | 0.28 | [5 empty] | 15 | 80% | 100% | 270.75 | 342.769 | 347.077 | [5 empty] | 67.6875 | 67.6875 | 67.6875 | 67.6875 | 85.6923 | 85.6923 | 85.6923 | 85.6923 | 86.7692 | 86.7692 | 86.7692 | 86.7692 | 0 | 0 | 0 | 0 | 0 | 0 | 0 | 0 | 0 | 0 | 0 | 0 | 0 | 0 | 0 | 0 | 960.596
Residential Energy Efficiency Incentives | Energy Star Room AC, 5,000 to 18,000 BTU | SCE Workpapers | 14 | Residential | AC_Cooling-RC | TRUE | 15 | All other residential programs 0.80 | Unit | 50 | 0 | 0 | 106 | 239.067 | System | kW | 0.28 | [5 empty] | 15 | 80% | 100% | 406.125 | 514.1535 | 520.6155 | [5 empty] | 101.5312 | 101.5312 | 101.5312 | 101.5312 | 128.5384 | 128.5384 | 128.5384 | 128.5384 | 130.1539 | 130.1539 | 130.1539 | 130.1539 | 0 | 0 | 0 | 0 | 0 | 0 | 0 | 0 | 0 | 0 | 0 | 0 | 0 | 0 | 0 | 0 | 1440.894
Residential Energy Efficiency Incentives | Energy Star Room AC, 5,000 to 18,000 BTU | SCE Workpapers | 15 | Residential | AC_Cooling-RC | TRUE | 15 | All other residential programs 0.80 | Unit | 50 | 0 | 0 | 106 | 644.0279 | System | kW | 0.28 | [5 empty] | 15 | 80% | 100% | 406.125 | 514.1535 | 520.6155 | [5 empty] | 101.5312 | 101.5312 | 101.5312 | 101.5312 | 128.5384 | 128.5384 | 128.5384 | 128.5384 | 130.1539 | 130.1539 | 130.1539 | 130.1539 | 0 | 0 | 0 | 0 | 0 | 0 | 0 | 0 | 0 | 0 | 0 | 0 | 0 | 0 | 0 | 0 | 1440.894
Residential Energy Efficiency Incentives | Energy Star Room AC, 5,000 to 18,000 BTU | SCE Workpapers | 16 | Residential | AC_Cooling-RC | TRUE | 15 | All other residential programs 0.80 | Unit | 50 | 0 | 0 | 106 | 61.4182 | System | kW | 0.28 | [5 empty] | 15 | 80% | 100% | 135.375 | 171.3845 | 173.5385 | [5 empty] | 33.8438 | 33.8438 | 33.8438 | 33.8438 | 42.8461 | 42.8461 | 42.8461 | 42.8461 | 43.3846 | 43.3846 | 43.3846 | 43.3846 | 0 | 0 | 0 | 0 | 0 | 0 | 0 | 0 | 0 | 0 | 0 | 0 | 0 | 0 | 0 | 0 | 480.298
Residential Energy Efficiency Incentives | Attic Insulation | RSFm0675RC038 & engineering estimate | 6 | Residential | AC_Cooling-RC | TRUE | Insulation - Ceiling / Floor / Walls: Res - 20 | All other residential programs 0.80 | SQFT | 0.15 | 0 | 0 | 0.935 | 1.094 | System | kW | 0.00019234 | [5 empty] | 20 | 80% | 0% | 0 | 0 | 0 | [5 empty] | 0 | 0 | 0 | 0 | 0 | 0 | 0 | 0 | 0 | 0 | 0 | 0 | 0 | 0 | 0 | 0 | 0 | 0 | 0 | 0 | 0 | 0 | 0 | 0 | 0 | 0 | 0 | 0 | 0
Residential Energy Efficiency Incentives | Attic Insulation | RSFm0875RC038 & engineering estimate | 8 | Residential | AC_Cooling-RC | TRUE | Insulation - Ceiling / Floor / Walls: Res - 20 | All other residential programs 0.80 | SQFT | 0.15 | 0 | 0 | 0.935 | 1.1926 | System | kW | 0.00015955 | [5 empty] | 20 | 80% | 0% | 1480.176 | 1678.952 | 1678.952 | 60 |  |  |  |  | 370.044 | 370.044 | 370.044 | 370.044 | 419.738 | 419.738 | 419.738 | 419.738 | 419.738 | 419.738 | 419.738 | 419.738 | 15 | 15 | 15 | 15 | 0 | 0 | 0 | 0 | 0 | 0 | 0 | 0 | 0 | 0 | 0 | 0 | 4898.08
Residential Energy Efficiency Incentives | Attic Insulation | RSFm0975RC038 & engineering estimate | 9 | Residential | AC_Cooling-RC | TRUE | Insulation - Ceiling / Floor / Walls: Res - 20 | All other residential programs 0.80 | SQFT | 0.15 | 0 | 0 | 0.935 | 1.4846 | System | kW | 0.00013898 | [5 empty] | 20 | 80% | 0% | 1759.97 | 1996.315 | 1996.315 | 73 |  |  |  |  | 439.9925 | 439.9925 | 439.9925 | 439.9925 | 499.0788 | 499.0788 | 499.0788 | 499.0788 | 499.0788 | 499.0788 | 499.0788 | 499.0788 | 18.25 | 18.25 | 18.25 | 18.25 | 0 | 0 | 0 | 0 | 0 | 0 | 0 | 0 | 0 | 0 | 0 | 0 | 5825.6
Residential Energy Efficiency Incentives | Attic Insulation | RSFm1075RC038 & engineering estimate | 10 | Residential | AC_Cooling-RC | TRUE | Insulation - Ceiling / Floor / Walls: Res - 20 | All other residential programs 0.80 | SQFT | 0.15 | 0 | 0 | 0.935 | 1.7366 | System | kW | 0.00020475 | [5 empty] | 20 | 80% | 0% | 5397.2445 | 6122.0328 | 6122.0328 | 350 |  |  |  |  | 1349.3111 | 1349.3111 | 1349.3111 | 1349.3111 | 1530.5082 | 1530.5082 | 1530.5082 | 1530.5082 | 1530.5082 | 1530.5082 | 1530.5082 | 1530.5082 | 87.5 | 87.5 | 87.5 | 87.5 | 0 | 0 | 0 | 0 | 0 | 0 | 0 | 0 | 0 | 0 | 0 | 0 | 17991.31
Residential Energy Efficiency Incentives | Attic Insulation | RSFm1375RC038 & engineering estimate | 13 | Residential | AC_Cooling-RC | TRUE | Insulation - Ceiling / Floor / Walls: Res - 20 | All other residential programs 0.80 | SQFT | 0.15 | 0 | 0 | 0.935 | 1.8305 | System | kW | 0.00012769 | [5 empty] | 20 | 80% | 0% | 0 | 0 | 0 | [5 empty] | 0 | 0 | 0 | 0 | 0 | 0 | 0 | 0 | 0 | 0 | 0 | 0 | 0 | 0 | 0 | 0 | 0 | 0 | 0 | 0 | 0 | 0 | 0 | 0 | 0 | 0 | 0 | 0 | 0
Residential Energy Efficiency Incentives | Attic Insulation | RSFm1475RC038 & engineering estimate | 14 | Residential | AC_Cooling-RC | TRUE | Insulation - Ceiling / Floor / Walls: Res - 20 | All other residential programs 0.80 | SQFT | 0.15 | 0 | 0 | 0.935 | 2.3432 | System | kW | 0.00017454 | [5 empty] | 20 | 80% | 0% | 0 | 0 | 0 | [5 empty] | 0 | 0 | 0 | 0 | 0 | 0 | 0 | 0 | 0 | 0 | 0 | 0 | 0 | 0 | 0 | 0 | 0 | 0 | 0 | 0 | 0 | 0 | 0 | 0 | 0 | 0 | 0 | 0 | 0
Residential Energy Efficiency Incentives | Attic Insulation | RSFm1575RC038 & engineering estimate | 15 | Residential | AC_Cooling-RC | TRUE | Insulation - Ceiling / Floor / Walls: Res - 20 | All other residential programs 0.80 | SQFT | 0.15 | 0 | 0 | 0.935 | 1.835 | System | kW | 2.0379e-05 | [5 empty] | 20 | 80% | 0% | 0 | 0 | 0 | [5 empty] | 0 | 0 | 0 | 0 | 0 | 0 | 0 | 0 | 0 | 0 | 0 | 0 | 0 | 0 | 0 | 0 | 0 | 0 | 0 | 0 | 0 | 0 | 0 | 0 | 0 | 0 | 0 | 0 | 0
Residential Energy Efficiency Incentives | Attic Insulation | RSFm1675RC048 & engineering estimate | 16 | Residential | AC_Cooling-RC | TRUE | Insulation - Ceiling / Floor / Walls: Res - 20 | All other residential programs 0.80 | SQFT | 0.15 | 0 | 0 | 0.935 | 1.905 | System | kW | 0.00020343 | [5 empty] | 20 | 80% | 0% | 72.2038 | 81.9001 | 81.9001 | [5 empty] | 18.051 | 18.051 | 18.051 | 18.051 | 20.475 | 20.475 | 20.475 | 20.475 | 20.475 | 20.475 | 20.475 | 20.475 | 0 | 0 | 0 | 0 | 0 | 0 | 0 | 0 | 0 | 0 | 0 | 0 | 0 | 0 | 0 | 0 | 236.004
Residential Energy Efficiency Incentives | Wall Insulation | RSFm0675RW413 & engineering estimate | 6 | Residential | AC_Cooling-RC | TRUE | Insulation - Ceiling / Floor / Walls: Res - 20 | All other residential programs 0.80 | SQFT | 0.15 | 0 | 0 | 1.12 | 1.6899 | System | kW | 6.921e-06 | [5 empty] | 20 | 80% | 0% | 0 | 0 | 0 | [5 empty] | 0 | 0 | 0 | 0 | 0 | 0 | 0 | 0 | 0 | 0 | 0 | 0 | 0 | 0 | 0 | 0 | 0 | 0 | 0 | 0 | 0 | 0 | 0 | 0 | 0 | 0 | 0 | 0 | 0
Residential Energy Efficiency Incentives | Wall Insulation | RSFm0875RW413 & engineering estimate | 8 | Residential | AC_Cooling-RC | TRUE | Insulation - Ceiling / Floor / Walls: Res - 20 | All other residential programs 0.80 | SQFT | 0.15 | 0 | 0 | 1.12 | 1.8815 | System | kW | 0.00039203 | [5 empty] | 20 | 80% | 0% | 0 | 0 | 0 | [5 empty] | 0 | 0 | 0 | 0 | 0 | 0 | 0 | 0 | 0 | 0 | 0 | 0 | 0 | 0 | 0 | 0 | 0 | 0 | 0 | 0 | 0 | 0 | 0 | 0 | 0 | 0 | 0 | 0 | 0
Residential Energy Efficiency Incentives | Wall Insulation | RSFm0975RW413 & engineering estimate | 9 | Residential | AC_Cooling-RC | TRUE | Insulation - Ceiling / Floor / Walls: Res - 20 | All other residential programs 0.80 | SQFT | 0.15 | 0 | 0 | 1.12 | 1.8714 | System | kW | 0.0003038 | [5 empty] | 20 | 80% | 0% | 948.1 | 1074.95 | 1074.95 | 53 |  |  |  |  | 237.025 | 237.025 | 237.025 | 237.025 | 268.7375 | 268.7375 | 268.7375 | 268.7375 | 268.7375 | 268.7375 | 268.7375 | 268.7375 | 13.25 | 13.25 | 13.25 | 13.25 | 0 | 0 | 0 | 0 | 0 | 0 | 0 | 0 | 0 | 0 | 0 | 0 | 3151
Residential Energy Efficiency Incentives | Wall Insulation | RSFm1075RW413 & engineering estimate | 10 | Residential | AC_Cooling-RC | TRUE | Insulation - Ceiling / Floor / Walls: Res - 20 | All other residential programs 0.80 | SQFT | 0.15 | 0 | 0 | 1.12 | 2.1789 | System | kW | 0.00050704 | [5 empty] | 20 | 80% | 0% | 0 | 0 | 0 | [5 empty] | 0 | 0 | 0 | 0 | 0 | 0 | 0 | 0 | 0 | 0 | 0 | 0 | 0 | 0 | 0 | 0 | 0 | 0 | 0 | 0 | 0 | 0 | 0 | 0 | 0 | 0 | 0 | 0 | 0
Residential Energy Efficiency Incentives | Wall Insulation | RSFm1375RW415 & engineering estimate | 13 | Residential | AC_Cooling-RC | TRUE | Insulation - Ceiling / Floor / Walls: Res - 20 | All other residential programs 0.80 | SQFT | 0.15 | 0 | 0 | 1.12 | 2.224 | System | kW | 0.00031856 | [5 empty] | 20 | 80% | 0% | 0 | 0 | 0 | [5 empty] | 0 | 0 | 0 | 0 | 0 | 0 | 0 | 0 | 0 | 0 | 0 | 0 | 0 | 0 | 0 | 0 | 0 | 0 | 0 | 0 | 0 | 0 | 0 | 0 | 0 | 0 | 0 | 0 | 0
Residential Energy Efficiency Incentives | Wall Insulation | RSFm1475RW413 & engineering estimate | 14 | Residential | AC_Cooling-RC | TRUE | Insulation - Ceiling / Floor / Walls: Res - 20 | All other residential programs 0.80 | SQFT | 0.15 | 0 | 0 | 1.12 | 2.0451 | System | kW | 0.0002374 | [5 empty] | 20 | 80% | 0% | 0 | 0 | 0 | [5 empty] | 0 | 0 | 0 | 0 | 0 | 0 | 0 | 0 | 0 | 0 | 0 | 0 | 0 | 0 | 0 | 0 | 0 | 0 | 0 | 0 | 0 | 0 | 0 | 0 | 0 | 0 | 0 | 0 | 0
Residential Energy Efficiency Incentives | Wall Insulation | RSFm1575RW413 & engineering estimate | 15 | Residential | AC_Cooling-RC | TRUE | Insulation - Ceiling / Floor / Walls: Res - 20 | All other residential programs 0.80 | SQFT | 0.15 | 0 | 0 | 1.12 | 1.8274 | System | kW | 0.00021773 | [5 empty] | 20 | 80% | 0% | 0 | 0 | 0 | [5 empty] | 0 | 0 | 0 | 0 | 0 | 0 | 0 | 0 | 0 | 0 | 0 | 0 | 0 | 0 | 0 | 0 | 0 | 0 | 0 | 0 | 0 | 0 | 0 | 0 | 0 | 0 | 0 | 0 | 0
Residential Energy Efficiency Incentives | Wall Insulation | RSFm1675RW413 & engineering estimate | 16 | Residential | AC_Cooling-RC | TRUE | Insulation - Ceiling / Floor / Walls: Res - 20 | All other residential programs 0.80 | SQFT | 0.15 | 0 | 0 | 1.12 | 3.731 | System | kW | 0.00035385 | [5 empty] | 20 | 80% | 0% | 0 | 0 | 0 | [5 empty] | 0 | 0 | 0 | 0 | 0 | 0 | 0 | 0 | 0 | 0 | 0 | 0 | 0 | 0 | 0 | 0 | 0 | 0 | 0 | 0 | 0 | 0 | 0 | 0 | 0 | 0 | 0 | 0 | 0
Residential Energy Efficiency Incentives | [14 empty] | System | #N/A | [17 empty] | 0 | 0 | 0 | 0 | 0 | 0 | 0 | 0 | 0 | 0 | 0 | 0 | 0 | 0 | 0 | 0 | 0 | 0 | 0 | 0 | 0 | 0 | 0 | 0 | 0 | 0 | 0 | 0 | 0
Residential Energy Efficiency Incentives | Upstream Lighting | [13 empty] | System | #N/A | [17 empty] | 0 | 0 | 0 | 0 | 0 | 0 | 0 | 0 | 0 | 0 | 0 | 0 | 0 | 0 | 0 | 0 | 0 | 0 | 0 | 0 | 0 | 0 | 0 | 0 | 0 | 0 | 0 | 0 | 0
Residential Energy Efficiency Incentives | Screw-in CFL 5 Watt <450 Lumens | Engineering Estimated | System | Residential | CFL-RC | TRUE | CFL: Indoor Screw in: Res - 9.4 | All other residential programs 0.80 | CFL | 1 | 0 | 0 | 4.4049 | 15.3738 | System | kW | 0.0013507 | [5 empty] | 9.4 | 80% | 0% | 342 | 518 | 531 | [5 empty] | 85.5 | 85.5 | 85.5 | 85.5 | 129.5 | 129.5 | 129.5 | 129.5 | 132.75 | 132.75 | 132.75 | 132.75 | 0 | 0 | 0 | 0 | 0 | 0 | 0 | 0 | 0 | 0 | 0 | 0 | 0 | 0 | 0 | 0 | 1391
Residential Energy Efficiency Incentives | Screw-in CFL 7 Watt 450 to 799 Lumens | Engineering Estimated | System | Residential | CFL-RC | TRUE | CFL: Indoor Screw in: Res - 9.4 | All other residential programs 0.80 | CFL | 1 | 0 | 0 | 4.4049 | 25.3668 | System | kW | 0.0022286 | [5 empty] | 9.4 | 80% | 0% | 1368 | 2070 | 2126 | [5 empty] | 342 | 342 | 342 | 342 | 517.5 | 517.5 | 517.5 | 517.5 | 531.5 | 531.5 | 531.5 | 531.5 | 0 | 0 | 0 | 0 | 0 | 0 | 0 | 0 | 0 | 0 | 0 | 0 | 0 | 0 | 0 | 0 | 5564
Residential Energy Efficiency Incentives | Screw-in CFL 9 Watt 450 to 799 Lumens | Engineering Estimated | System | Residential | CFL-RC | TRUE | CFL: Indoor Screw in: Res - 9.4 | All other residential programs 0.80 | CFL | 1 | 0 | 0 | 4.4049 | 23.8294 | System | kW | 0.0020935 | [5 empty] | 9.4 | 80% | 0% | 1368 | 2070 | 2126 | [5 empty] | 342 | 342 | 342 | 342 | 517.5 | 517.5 | 517.5 | 517.5 | 531.5 | 531.5 | 531.5 | 531.5 | 0 | 0 | 0 | 0 | 0 | 0 | 0 | 0 | 0 | 0 | 0 | 0 | 0 | 0 | 0 | 0 | 5564
Residential Energy Efficiency Incentives | Screw-in CFL 10 Watt <450 Lumens | Engineering Estimated | System | Residential | CFL-RC | TRUE | CFL: Indoor Screw in: Res - 9.4 | All other residential programs 0.80 | CFL | 1 | 0 | 0 | 4.4049 | 11.5304 | System | kW | 0.001013 | [5 empty] | 9.4 | 80% | 0% | 342 | 518 | 531 | [5 empty] | 85.5 | 85.5 | 85.5 | 85.5 | 129.5 | 129.5 | 129.5 | 129.5 | 132.75 | 132.75 | 132.75 | 132.75 | 0 | 0 | 0 | 0 | 0 | 0 | 0 | 0 | 0 | 0 | 0 | 0 | 0 | 0 | 0 | 0 | 1391
Residential Energy Efficiency Incentives | Screw-in CFL 10 Watt 450 to 799 Lumens | Engineering Estimated | System | Residential | CFL-RC | TRUE | CFL: Indoor Screw in: Res - 9.4 | All other residential programs 0.80 | CFL | 1 | 0 | 0 | 4.4049 | 23.0607 | System | kW | 0.0021908 | [5 empty] | 9.4 | 80% | 0% | 0 | 0 | 0 | [5 empty] | 0 | 0 | 0 | 0 | 0 | 0 | 0 | 0 | 0 | 0 | 0 | 0 | 0 | 0 | 0 | 0 | 0 | 0 | 0 | 0 | 0 | 0 | 0 | 0 | 0 | 0 | 0 | 0 | 0
Residential Energy Efficiency Incentives | Screw-in CFL 10 Watt 800 to 1,099 Lumens | Engineering Estimated | System | Residential | CFL-RC | TRUE | CFL: Indoor Screw in: Res - 9.4 | All other residential programs 0.80 | CFL | 1.25 | 0 | 0 | 4.2063 | 38.4345 | System | kW | 0.0036513 | [5 empty] | 9.4 | 80% | 0% | 0 | 0 | 0 | [5 empty] | 0 | 0 | 0 | 0 | 0 | 0 | 0 | 0 | 0 | 0 | 0 | 0 | 0 | 0 | 0 | 0 | 0 | 0 | 0 | 0 | 0 | 0 | 0 | 0 | 0 | 0 | 0 | 0 | 0
Residential Energy Efficiency Incentives | Screw-in CFL 11 Watt <450 Lumens | Engineering Estimated | System | Residential | CFL-RC | TRUE | CFL: Indoor Screw in: Res - 9.4 | All other residential programs 0.80 | CFL | 1 | 0 | 0 | 4.4049 | 10.7617 | System | kW | 0.0010224 | [5 empty] | 9.4 | 80% | 0% | 0 | 0 | 0 | [5 empty] | 0 | 0 | 0 | 0 | 0 | 0 | 0 | 0 | 0 | 0 | 0 | 0 | 0 | 0 | 0 | 0 | 0 | 0 | 0 | 0 | 0 | 0 | 0 | 0 | 0 | 0 | 0 | 0 | 0
Residential Energy Efficiency Incentives | Screw-in CFL 11 Watt 450 to 799 Lumens | Engineering Estimated | System | Residential | CFL-RC | TRUE | CFL: Indoor Screw in: Res - 9.4 | All other residential programs 0.80 | CFL | 1 | 0 | 0 | 4.4049 | 22.292 | System | kW | 0.0021177 | [5 empty] | 9.4 | 80% | 0% | 0 | 0 | 0 | [5 empty] | 0 | 0 | 0 | 0 | 0 | 0 | 0 | 0 | 0 | 0 | 0 | 0 | 0 | 0 | 0 | 0 | 0 | 0 | 0 | 0 | 0 | 0 | 0 | 0 | 0 | 0 | 0 | 0 | 0
Residential Energy Efficiency Incentives | Screw-in CFL 11 Watt 800 to 1,099 Lumens | Engineering Estimated | System | Residential | CFL-RC | TRUE | CFL: Indoor Screw in: Res - 9.4 | All other residential programs 0.80 | CFL | 1.25 | 0 | 0 | 4.2063 | 37.6658 | System | kW | 0.0035783 | [5 empty] | 9.4 | 80% | 0% | 0 | 0 | 0 | [5 empty] | 0 | 0 | 0 | 0 | 0 | 0 | 0 | 0 | 0 | 0 | 0 | 0 | 0 | 0 | 0 | 0 | 0 | 0 | 0 | 0 | 0 | 0 | 0 | 0 | 0 | 0 | 0 | 0 | 0
Residential Energy Efficiency Incentives | Screw-in CFL 12 Watt <450 Lumens | Engineering Estimated | System | Residential | CFL-RC | TRUE | CFL: Indoor Screw in: Res - 9.4 | All other residential programs 0.80 | CFL | 1 | 0 | 0 | 4.4049 | 9.993 | System | kW | 0.00094933 | [5 empty] | 9.4 | 80% | 0% | 0 | 0 | 0 | [5 empty] | 0 | 0 | 0 | 0 | 0 | 0 | 0 | 0 | 0 | 0 | 0 | 0 | 0 | 0 | 0 | 0 | 0 | 0 | 0 | 0 | 0 | 0 | 0 | 0 | 0 | 0 | 0 | 0 | 0
Residential Energy Efficiency Incentives | Screw-in CFL 12 Watt 450 to 799 Lumens | Engineering Estimated | System | Residential | CFL-RC | TRUE | CFL: Indoor Screw in: Res - 9.4 | All other residential programs 0.80 | CFL | 1 | 0 | 0 | 4.4049 | 21.5233 | System | kW | 0.0020447 | [5 empty] | 9.4 | 80% | 0% | 0 | 0 | 0 | [5 empty] | 0 | 0 | 0 | 0 | 0 | 0 | 0 | 0 | 0 | 0 | 0 | 0 | 0 | 0 | 0 | 0 | 0 | 0 | 0 | 0 | 0 | 0 | 0 | 0 | 0 | 0 | 0 | 0 | 0
Residential Energy Efficiency Incentives | Screw-in CFL 12 Watt 800 to 1,099 Lumens | Engineering Estimated | System | Residential | CFL-RC | TRUE | CFL: Indoor Screw in: Res - 9.4 | All other residential programs 0.80 | CFL | 1.25 | 0 | 0 | 4.2063 | 36.8971 | System | kW | 0.0035052 | [5 empty] | 9.4 | 80% | 0% | 0 | 0 | 0 | [5 empty] | 0 | 0 | 0 | 0 | 0 | 0 | 0 | 0 | 0 | 0 | 0 | 0 | 0 | 0 | 0 | 0 | 0 | 0 | 0 | 0 | 0 | 0 | 0 | 0 | 0 | 0 | 0 | 0 | 0
Residential Energy Efficiency Incentives | Screw-in CFL 13 Watt <450 Lumens | Engineering Estimated | System | Residential | CFL-RC | TRUE | CFL: Indoor Screw in: Res - 9.4 | All other residential programs 0.80 | CFL | 1 | 0 | 0 | 4.4049 | 9.2243 | System | kW | 0.00087631 | [5 empty] | 9.4 | 80% | 0% | 0 | 0 | 0 | [5 empty] | 0 | 0 | 0 | 0 | 0 | 0 | 0 | 0 | 0 | 0 | 0 | 0 | 0 | 0 | 0 | 0 | 0 | 0 | 0 | 0 | 0 | 0 | 0 | 0 | 0 | 0 | 0 | 0 | 0
Residential Energy Efficiency Incentives | Screw-in CFL 13 Watt 450 to 799 Lumens | Engineering Estimated | System | Residential | CFL-RC | TRUE | CFL: Indoor Screw in: Res - 9.4 | All other residential programs 0.80 | CFL | 1 | 0 | 0 | 4.4049 | 20.7546 | System | kW | 0.0018234 | [5 empty] | 9.4 | 80% | 0% | 47880 | 72450 | 74397 | [5 empty] | 11970 | 11970 | 11970 | 11970 | 18112.5 | 18112.5 | 18112.5 | 18112.5 | 18599.25 | 18599.25 | 18599.25 | 18599.25 | 0 | 0 | 0 | 0 | 0 | 0 | 0 | 0 | 0 | 0 | 0 | 0 | 0 | 0 | 0 | 0 | 194727
Residential Energy Efficiency Incentives | Screw-in CFL 13 Watt 800 to 1,099 Lumens | Engineering Estimated | System | Residential | CFL-RC | TRUE | CFL: Indoor Screw in: Res - 9.4 | All other residential programs 0.80 | CFL | 1.25 | 0 | 0 | 4.2063 | 36.1284 | System | kW | 0.003174 | [5 empty] | 9.4 | 80% | 0% | 205200 | 310500 | 318843 | [5 empty] | 51300 | 51300 | 51300 | 51300 | 77625 | 77625 | 77625 | 77625 | 79710.75 | 79710.75 | 79710.75 | 79710.75 | 0 | 0 | 0 | 0 | 0 | 0 | 0 | 0 | 0 | 0 | 0 | 0 | 0 | 0 | 0 | 0 | 834543
Residential Energy Efficiency Incentives | Screw-in CFL 14 Watt 450 to 799 Lumens | Engineering Estimated | System | Residential | CFL-RC | TRUE | CFL: Indoor Screw in: Res - 9.4 | All other residential programs 0.80 | CFL | 1 | 0 | 0 | 4.4049 | 19.9859 | System | kW | 0.0018987 | [5 empty] | 9.4 | 80% | 0% | 0 | 0 | 0 | [5 empty] | 0 | 0 | 0 | 0 | 0 | 0 | 0 | 0 | 0 | 0 | 0 | 0 | 0 | 0 | 0 | 0 | 0 | 0 | 0 | 0 | 0 | 0 | 0 | 0 | 0 | 0 | 0 | 0 | 0
Residential Energy Efficiency Incentives | Screw-in CFL 14 Watt 800 to 1,099 Lumens | Engineering Estimated | System | Residential | CFL-RC | TRUE | CFL: Indoor Screw in: Res - 9.4 | All other residential programs 0.80 | CFL | 1.25 | 0 | 0 | 4.2063 | 35.3597 | System | kW | 0.0031065 | [5 empty] | 9.4 | 80% | 0% | 205200 | 310500 | 318843 | [5 empty] | 51300 | 51300 | 51300 | 51300 | 77625 | 77625 | 77625 | 77625 | 79710.75 | 79710.75 | 79710.75 | 79710.75 | 0 | 0 | 0 | 0 | 0 | 0 | 0 | 0 | 0 | 0 | 0 | 0 | 0 | 0 | 0 | 0 | 834543
Residential Energy Efficiency Incentives | Screw-in CFL 15 Watt 450 to 799 Lumens | Engineering Estimated | System | Residential | CFL-RC | TRUE | CFL: Indoor Screw in: Res - 9.4 | All other residential programs 0.80 | CFL | 1 | 0 | 0 | 4.9469 | 19.2172 | System | kW | 0.0018256 | [5 empty] | 9.4 | 80% | 0% | 0 | 0 | 0 | [5 empty] | 0 | 0 | 0 | 0 | 0 | 0 | 0 | 0 | 0 | 0 | 0 | 0 | 0 | 0 | 0 | 0 | 0 | 0 | 0 | 0 | 0 | 0 | 0 | 0 | 0 | 0 | 0 | 0 | 0
Residential Energy Efficiency Incentives | Screw-in CFL 15 Watt 800 to 1,099 Lumens | Engineering Estimated | System | Residential | CFL-RC | TRUE | CFL: Indoor Screw in: Res - 9.4 | All other residential programs 0.80 | CFL | 1.25 | 0 | 0 | 4.9469 | 34.5911 | System | kW | 0.003039 | [5 empty] | 9.4 | 80% | 0% | 54720 | 82800 | 85025 | [5 empty] | 13680 | 13680 | 13680 | 13680 | 20700 | 20700 | 20700 | 20700 | 21256.25 | 21256.25 | 21256.25 | 21256.25 | 0 | 0 | 0 | 0 | 0 | 0 | 0 | 0 | 0 | 0 | 0 | 0 | 0 | 0 | 0 | 0 | 222545
Residential Energy Efficiency Incentives | Screw-in CFL 15 Watt 1,100 to 1,399 Lumens | Engineering Estimated | System | Residential | CFL-RC | TRUE | CFL: Indoor Screw in: Res - 9.4 | All other residential programs 0.80 | CFL | 1.75 | 0 | 0 | 4.9469 | 46.1214 | System | kW | 0.004052 | [5 empty] | 9.4 | 80% | 0% | 13680 | 20700 | 21256 | [5 empty] | 3420 | 3420 | 3420 | 3420 | 5175 | 5175 | 5175 | 5175 | 5314 | 5314 | 5314 | 5314 | 0 | 0 | 0 | 0 | 0 | 0 | 0 | 0 | 0 | 0 | 0 | 0 | 0 | 0 | 0 | 0 | 55636
Residential Energy Efficiency Incentives | Screw-in CFL 16 Watt 800 to 1,099 Lumens | Engineering Estimated | System | Residential | CFL-RC | TRUE | CFL: Indoor Screw in: Res - 9.4 | All other residential programs 0.80 | CFL | 1.25 | 0 | 0 | 5.3172 | 33.8224 | System | kW | 0.0032131 | [5 empty] | 9.4 | 80% | 0% | 0 | 0 | 0 | [5 empty] | 0 | 0 | 0 | 0 | 0 | 0 | 0 | 0 | 0 | 0 | 0 | 0 | 0 | 0 | 0 | 0 | 0 | 0 | 0 | 0 | 0 | 0 | 0 | 0 | 0 | 0 | 0 | 0 | 0
Residential Energy Efficiency Incentives | Screw-in CFL 16 Watt 1,100 to 1,399 Lumens | Engineering Estimated | System | Residential | CFL-RC | TRUE | CFL: Indoor Screw in: Res - 9.4 | All other residential programs 0.80 | CFL | 1.75 | 0 | 0 | 5.3172 | 45.3527 | System | kW | 0.0043085 | [5 empty] | 9.4 | 80% | 0% | 0 | 0 | 0 | [5 empty] | 0 | 0 | 0 | 0 | 0 | 0 | 0 | 0 | 0 | 0 | 0 | 0 | 0 | 0 | 0 | 0 | 0 | 0 | 0 | 0 | 0 | 0 | 0 | 0 | 0 | 0 | 0 | 0 | 0
Residential Energy Efficiency Incentives | Screw-in CFL 17 Watt 450 to 799 Lumens | Engineering Estimated | System | Residential | CFL-RC | TRUE | CFL: Indoor Screw in: Res - 9.4 | All other residential programs 0.80 | CFL | 1 | 0 | 0 | 5.3172 | 17.6799 | System | kW | 0.0016796 | [5 empty] | 9.4 | 80% | 0% | 0 | 0 | 0 | [5 empty] | 0 | 0 | 0 | 0 | 0 | 0 | 0 | 0 | 0 | 0 | 0 | 0 | 0 | 0 | 0 | 0 | 0 | 0 | 0 | 0 | 0 | 0 | 0 | 0 | 0 | 0 | 0 | 0 | 0
Residential Energy Efficiency Incentives | Screw-in CFL 17 Watt 800 to 1,099 Lumens | Engineering Estimated | System | Residential | CFL-RC | TRUE | CFL: Indoor Screw in: Res - 9.4 | All other residential programs 0.80 | CFL | 1.25 | 0 | 0 | 5.3172 | 33.0537 | System | kW | 0.0031401 | [5 empty] | 9.4 | 80% | 0% | 0 | 0 | 0 | [5 empty] | 0 | 0 | 0 | 0 | 0 | 0 | 0 | 0 | 0 | 0 | 0 | 0 | 0 | 0 | 0 | 0 | 0 | 0 | 0 | 0 | 0 | 0 | 0 | 0 | 0 | 0 | 0 | 0 | 0
Residential Energy Efficiency Incentives | Screw-in CFL 17 Watt 1,100 to 1,399 Lumens | Engineering Estimated | System | Residential | CFL-RC | TRUE | CFL: Indoor Screw in: Res - 9.4 | All other residential programs 0.80 | CFL | 1.75 | 0 | 0 | 5.3172 | 44.584 | System | kW | 0.0042355 | [5 empty] | 9.4 | 80% | 0% | 0 | 0 | 0 | [5 empty] | 0 | 0 | 0 | 0 | 0 | 0 | 0 | 0 | 0 | 0 | 0 | 0 | 0 | 0 | 0 | 0 | 0 | 0 | 0 | 0 | 0 | 0 | 0 | 0 | 0 | 0 | 0 | 0 | 0
Residential Energy Efficiency Incentives | Screw-in CFL 18 Watt 450 to 799 Lumens | Engineering Estimated | System | Residential | CFL-RC | TRUE | CFL: Indoor Screw in: Res - 9.4 | All other residential programs 0.80 | CFL | 1 | 0 | 0 | 6.0579 | 16.9112 | System | kW | 0.0016066 | [5 empty] | 9.4 | 80% | 0% | 0 | 0 | 0 | [5 empty] | 0 | 0 | 0 | 0 | 0 | 0 | 0 | 0 | 0 | 0 | 0 | 0 | 0 | 0 | 0 | 0 | 0 | 0 | 0 | 0 | 0 | 0 | 0 | 0 | 0 | 0 | 0 | 0 | 0
Residential Energy Efficiency Incentives | Screw-in CFL 18 Watt 800 to 1,099 Lumens | Engineering Estimated | System | Residential | CFL-RC | TRUE | CFL: Indoor Screw in: Res - 9.4 | All other residential programs 0.80 | CFL | 1.25 | 0 | 0 | 6.0579 | 32.285 | System | kW | 0.0030671 | [5 empty] | 9.4 | 80% | 0% | 0 | 0 | 0 | [5 empty] | 0 | 0 | 0 | 0 | 0 | 0 | 0 | 0 | 0 | 0 | 0 | 0 | 0 | 0 | 0 | 0 | 0 | 0 | 0 | 0 | 0 | 0 | 0 | 0 | 0 | 0 | 0 | 0 | 0
Residential Energy Efficiency Incentives | Screw-in CFL 18 Watt 1,100 to 1,399 Lumens | Engineering Estimated | System | Residential | CFL-RC | TRUE | CFL: Indoor Screw in: Res - 9.4 | All other residential programs 0.80 | CFL | 1.75 | 0 | 0 | 5.0558 | 43.8153 | System | kW | 0.0038494 | [5 empty] | 9.4 | 80% | 0% | 342000 | 517500 | 531405 | [5 empty] | 85500 | 85500 | 85500 | 85500 | 129375 | 129375 | 129375 | 129375 | 132851.25 | 132851.25 | 132851.25 | 132851.25 | 0 | 0 | 0 | 0 | 0 | 0 | 0 | 0 | 0 | 0 | 0 | 0 | 0 | 0 | 0 | 0 | 1390905
Residential Energy Efficiency Incentives | Screw-in CFL 19 Watt 450 to 799 Lumens | Engineering Estimated | System | Residential | CFL-RC | TRUE | CFL: Indoor Screw in: Res - 9.4 | All other residential programs 0.80 | CFL | 1 | 0 | 0 | 6.0579 | 16.1425 | System | kW | 0.0015335 | [5 empty] | 9.4 | 80% | 0% | 0 | 0 | 0 | [5 empty] | 0 | 0 | 0 | 0 | 0 | 0 | 0 | 0 | 0 | 0 | 0 | 0 | 0 | 0 | 0 | 0 | 0 | 0 | 0 | 0 | 0 | 0 | 0 | 0 | 0 | 0 | 0 | 0 | 0
Residential Energy Efficiency Incentives | Screw-in CFL 19 Watt 800 to 1,099 Lumens | Engineering Estimated | System | Residential | CFL-RC | TRUE | CFL: Indoor Screw in: Res - 9.4 | All other residential programs 0.80 | CFL | 1.25 | 0 | 0 | 6.0579 | 31.5163 | System | kW | 0.002994 | [5 empty] | 9.4 | 80% | 0% | 0 | 0 | 0 | [5 empty] | 0 | 0 | 0 | 0 | 0 | 0 | 0 | 0 | 0 | 0 | 0 | 0 | 0 | 0 | 0 | 0 | 0 | 0 | 0 | 0 | 0 | 0 | 0 | 0 | 0 | 0 | 0 | 0 | 0
Residential Energy Efficiency Incentives | Screw-in CFL 19 Watt 1,100 to 1,399 Lumens | Engineering Estimated | System | Residential | CFL-RC | TRUE | CFL: Indoor Screw in: Res - 9.4 | All other residential programs 0.80 | CFL | 1.75 | 0 | 0 | 5.3705 | 43.0466 | System | kW | 0.0040894 | [5 empty] | 9.4 | 80% | 0% | 0 | 0 | 0 | [5 empty] | 0 | 0 | 0 | 0 | 0 | 0 | 0 | 0 | 0 | 0 | 0 | 0 | 0 | 0 | 0 | 0 | 0 | 0 | 0 | 0 | 0 | 0 | 0 | 0 | 0 | 0 | 0 | 0 | 0
Residential Energy Efficiency Incentives | Screw-in CFL 20 Watt 800 to 1,099 Lumens | Engineering Estimated | System | Residential | CFL-RC | TRUE | CFL: Indoor Screw in: Res - 9.4 | All other residential programs 0.80 | CFL | 1.25 | 0 | 0 | 5.6851 | 30.7476 | System | kW | 0.002921 | [5 empty] | 9.4 | 80% | 0% | 0 | 0 | 0 | [5 empty] | 0 | 0 | 0 | 0 | 0 | 0 | 0 | 0 | 0 | 0 | 0 | 0 | 0 | 0 | 0 | 0 | 0 | 0 | 0 | 0 | 0 | 0 | 0 | 0 | 0 | 0 | 0 | 0 | 0
Residential Energy Efficiency Incentives | Screw-in CFL 20 Watt 1,100 to 1,399 Lumens | Engineering Estimated | System | Residential | CFL-RC | TRUE | CFL: Indoor Screw in: Res - 9.4 | All other residential programs 0.80 | CFL | 1.75 | 0 | 0 | 5.6851 | 42.2779 | System | kW | 0.0037143 | [5 empty] | 9.4 | 80% | 0% | 410400 | 621000 | 637686 | [5 empty] | 102600 | 102600 | 102600 | 102600 | 155250 | 155250 | 155250 | 155250 | 159421.5 | 159421.5 | 159421.5 | 159421.5 | 0 | 0 | 0 | 0 | 0 | 0 | 0 | 0 | 0 | 0 | 0 | 0 | 0 | 0 | 0 | 0 | 1669086
Residential Energy Efficiency Incentives | Screw-in CFL 21 Watt 800 to 1,099 Lumens | Engineering Estimated | System | Residential | CFL-RC | TRUE | CFL: Indoor Screw in: Res - 9.4 | All other residential programs 0.80 | CFL | 1.25 | 0 | 0 | 5.6851 | 29.9789 | System | kW | 0.002848 | [5 empty] | 9.4 | 80% | 0% | 0 | 0 | 0 | [5 empty] | 0 | 0 | 0 | 0 | 0 | 0 | 0 | 0 | 0 | 0 | 0 | 0 | 0 | 0 | 0 | 0 | 0 | 0 | 0 | 0 | 0 | 0 | 0 | 0 | 0 | 0 | 0 | 0 | 0
Residential Energy Efficiency Incentives | Screw-in CFL 21 Watt 1,100 to 1,399 Lumens | Engineering Estimated | System | Residential | CFL-RC | TRUE | CFL: Indoor Screw in: Res - 9.4 | All other residential programs 0.80 | CFL | 1.75 | 0 | 0 | 5.6851 | 41.5093 | System | kW | 0.0039434 | [5 empty] | 9.4 | 80% | 0% | 0 | 0 | 0 | [5 empty] | 0 | 0 | 0 | 0 | 0 | 0 | 0 | 0 | 0 | 0 | 0 | 0 | 0 | 0 | 0 | 0 | 0 | 0 | 0 | 0 | 0 | 0 | 0 | 0 | 0 | 0 | 0 | 0 | 0
Residential Energy Efficiency Incentives | Screw-in CFL 22 Watt 800 to 1,099 Lumens | Engineering Estimated | System | Residential | CFL-RC | TRUE | CFL: Indoor Screw in: Res - 9.4 | All other residential programs 0.80 | CFL | 1.25 | 0 | 0 | 5.6851 | 29.2102 | System | kW | 0.002775 | [5 empty] | 9.4 | 80% | 0% | 0 | 0 | 0 | [5 empty] | 0 | 0 | 0 | 0 | 0 | 0 | 0 | 0 | 0 | 0 | 0 | 0 | 0 | 0 | 0 | 0 | 0 | 0 | 0 | 0 | 0 | 0 | 0 | 0 | 0 | 0 | 0 | 0 | 0
Residential Energy Efficiency Incentives | Screw-in CFL 22 Watt 1,100 to 1,399 Lumens | Engineering Estimated | System | Residential | CFL-RC | TRUE | CFL: Indoor Screw in: Res - 9.4 | All other residential programs 0.80 | CFL | 1.75 | 0 | 0 | 5.6851 | 40.7406 | System | kW | 0.0038704 | [5 empty] | 9.4 | 80% | 0% | 0 | 0 | 0 | [5 empty] | 0 | 0 | 0 | 0 | 0 | 0 | 0 | 0 | 0 | 0 | 0 | 0 | 0 | 0 | 0 | 0 | 0 | 0 | 0 | 0 | 0 | 0 | 0 | 0 | 0 | 0 | 0 | 0 | 0
Residential Energy Efficiency Incentives | Screw-in CFL 23 Watt 800 to 1,099 Lumens | Engineering Estimated | System | Residential | CFL-RC | TRUE | CFL: Indoor Screw in: Res - 9.4 | All other residential programs 0.80 | CFL | 1.25 | 0 | 0 | 5.5852 | 28.4415 | System | kW | 0.0027019 | [5 empty] | 9.4 | 80% | 0% | 0 | 0 | 0 | [5 empty] | 0 | 0 | 0 | 0 | 0 | 0 | 0 | 0 | 0 | 0 | 0 | 0 | 0 | 0 | 0 | 0 | 0 | 0 | 0 | 0 | 0 | 0 | 0 | 0 | 0 | 0 | 0 | 0 | 0
Residential Energy Efficiency Incentives | Screw-in CFL 23 Watt 1,100 to 1,399 Lumens | Engineering Estimated | System | Residential | CFL-RC | TRUE | CFL: Indoor Screw in: Res - 9.4 | All other residential programs 0.80 | CFL | 1.75 | 0 | 0 | 5.5852 | 39.9719 | System | kW | 0.0035117 | [5 empty] | 9.4 | 80% | 0% | 23256 | 35190 | 36136 | [5 empty] | 5814 | 5814 | 5814 | 5814 | 8797.5 | 8797.5 | 8797.5 | 8797.5 | 9034 | 9034 | 9034 | 9034 | 0 | 0 | 0 | 0 | 0 | 0 | 0 | 0 | 0 | 0 | 0 | 0 | 0 | 0 | 0 | 0 | 94582
Residential Energy Efficiency Incentives | Screw-in CFL 23 Watt 1400 to 1,599 Lumens | Engineering Estimated | System | Residential | CFL-RC | TRUE | CFL: Indoor Screw in: Res - 9.4 | All other residential programs 0.80 | CFL | 1.75 | 0 | 0 | 5.5852 | 51.5022 | System | kW | 0.0048927 | [5 empty] | 9.4 | 80% | 0% | 0 | 0 | 0 | [5 empty] | 0 | 0 | 0 | 0 | 0 | 0 | 0 | 0 | 0 | 0 | 0 | 0 | 0 | 0 | 0 | 0 | 0 | 0 | 0 | 0 | 0 | 0 | 0 | 0 | 0 | 0 | 0 | 0 | 0
Residential Energy Efficiency Incentives | Screw-in CFL 23 Watt 1,600 to 1,999 Lumens | Engineering Estimated | System | Residential | CFL-RC | TRUE | CFL: Indoor Screw in: Res - 9.4 | All other residential programs 0.80 | CFL | 2 | 0 | 0 | 6.1237 | 59.1891 | System | kW | 0.0052 | [5 empty] | 9.4 | 80% | 0% | 342000 | 517500 | 531405 | [5 empty] | 85500 | 85500 | 85500 | 85500 | 129375 | 129375 | 129375 | 129375 | 132851.25 | 132851.25 | 132851.25 | 132851.25 | 0 | 0 | 0 | 0 | 0 | 0 | 0 | 0 | 0 | 0 | 0 | 0 | 0 | 0 | 0 | 0 | 1390905
Residential Energy Efficiency Incentives | Screw-in CFL 24 Watt 800 to 1,099 Lumens | Engineering Estimated | System | Residential | CFL-RC | TRUE | CFL: Indoor Screw in: Res - 9.4 | All other residential programs 0.80 | CFL | 1.25 | 0 | 0 | 5.5852 | 27.6728 | System | kW | 0.0026289 | [5 empty] | 9.4 | 80% | 0% | 0 | 0 | 0 | [5 empty] | 0 | 0 | 0 | 0 | 0 | 0 | 0 | 0 | 0 | 0 | 0 | 0 | 0 | 0 | 0 | 0 | 0 | 0 | 0 | 0 | 0 | 0 | 0 | 0 | 0 | 0 | 0 | 0 | 0
Residential Energy Efficiency Incentives | Screw-in CFL 24 Watt 1,100 to 1,399 Lumens | Engineering Estimated | System | Residential | CFL-RC | TRUE | CFL: Indoor Screw in: Res - 9.4 | All other residential programs 0.80 | CFL | 1.75 | 0 | 0 | 5.5852 | 39.2032 | System | kW | 0.0037243 | [5 empty] | 9.4 | 80% | 0% | 0 | 0 | 0 | [5 empty] | 0 | 0 | 0 | 0 | 0 | 0 | 0 | 0 | 0 | 0 | 0 | 0 | 0 | 0 | 0 | 0 | 0 | 0 | 0 | 0 | 0 | 0 | 0 | 0 | 0 | 0 | 0 | 0 | 0
Residential Energy Efficiency Incentives | Screw-in CFL 24 Watt 1400 to 1,599 Lumens | Engineering Estimated | System | Residential | CFL-RC | TRUE | CFL: Indoor Screw in: Res - 9.4 | All other residential programs 0.80 | CFL | 1.75 | 0 | 0 | 5.5852 | 50.7335 | System | kW | 0.0048197 | [5 empty] | 9.4 | 80% | 0% | 0 | 0 | 0 | [5 empty] | 0 | 0 | 0 | 0 | 0 | 0 | 0 | 0 | 0 | 0 | 0 | 0 | 0 | 0 | 0 | 0 | 0 | 0 | 0 | 0 | 0 | 0 | 0 | 0 | 0 | 0 | 0 | 0 | 0
Residential Energy Efficiency Incentives | Screw-in CFL 24 Watt 1,600 to 1,999 Lumens | Engineering Estimated | System | Residential | CFL-RC | TRUE | CFL: Indoor Screw in: Res - 9.4 | All other residential programs 0.80 | CFL | 2 | 0 | 0 | 6.1237 | 58.4204 | System | kW | 0.0055499 | [5 empty] | 9.4 | 80% | 0% | 0 | 0 | 0 | [5 empty] | 0 | 0 | 0 | 0 | 0 | 0 | 0 | 0 | 0 | 0 | 0 | 0 | 0 | 0 | 0 | 0 | 0 | 0 | 0 | 0 | 0 | 0 | 0 | 0 | 0 | 0 | 0 | 0 | 0
Residential Energy Efficiency Incentives | Screw-in CFL 25 Watt 800 to 1,099 Lumens | Engineering Estimated | System | Residential | CFL-RC | TRUE | CFL: Indoor Screw in: Res - 9.4 | All other residential programs 0.80 | CFL | 1.25 | 0 | 0 | 6.1217 | 26.9042 | System | kW | 0.0025559 | [5 empty] | 9.4 | 80% | 0% | 0 | 0 | 0 | [5 empty] | 0 | 0 | 0 | 0 | 0 | 0 | 0 | 0 | 0 | 0 | 0 | 0 | 0 | 0 | 0 | 0 | 0 | 0 | 0 | 0 | 0 | 0 | 0 | 0 | 0 | 0 | 0 | 0 | 0
Residential Energy Efficiency Incentives | Screw-in CFL 25 Watt 1,100 to 1,399 Lumens | Engineering Estimated | System | Residential | CFL-RC | TRUE | CFL: Indoor Screw in: Res - 9.4 | All other residential programs 0.80 | CFL | 1.75 | 0 | 0 | 6.1217 | 38.4345 | System | kW | 0.0036513 | [5 empty] | 9.4 | 80% | 0% | 0 | 0 | 0 | [5 empty] | 0 | 0 | 0 | 0 | 0 | 0 | 0 | 0 | 0 | 0 | 0 | 0 | 0 | 0 | 0 | 0 | 0 | 0 | 0 | 0 | 0 | 0 | 0 | 0 | 0 | 0 | 0 | 0 | 0
Residential Energy Efficiency Incentives | Screw-in CFL 25 Watt 1400 to 1,599 Lumens | Engineering Estimated | System | Residential | CFL-RC | TRUE | CFL: Indoor Screw in: Res - 9.4 | All other residential programs 0.80 | CFL | 1.75 | 0 | 0 | 6.1217 | 49.9648 | System | kW | 0.0043896 | [5 empty] | 9.4 | 80% | 0% | 6840 | 10350 | 10628 | [5 empty] | 1710 | 1710 | 1710 | 1710 | 2587.5 | 2587.5 | 2587.5 | 2587.5 | 2657 | 2657 | 2657 | 2657 | 0 | 0 | 0 | 0 | 0 | 0 | 0 | 0 | 0 | 0 | 0 | 0 | 0 | 0 | 0 | 0 | 27818
Residential Energy Efficiency Incentives | Screw-in CFL 25 Watt 1,600 to 1,999 Lumens | Engineering Estimated | System | Residential | CFL-RC | TRUE | CFL: Indoor Screw in: Res - 9.4 | All other residential programs 0.80 | CFL | 2 | 0 | 0 | 6.1237 | 57.6517 | System | kW | 0.005065 | [5 empty] | 9.4 | 80% | 0% | 410400 | 621000 | 637686 | [5 empty] | 102600 | 102600 | 102600 | 102600 | 155250 | 155250 | 155250 | 155250 | 159421.5 | 159421.5 | 159421.5 | 159421.5 | 0 | 0 | 0 | 0 | 0 | 0 | 0 | 0 | 0 | 0 | 0 | 0 | 0 | 0 | 0 | 0 | 1669086
Residential Energy Efficiency Incentives | Screw-in CFL 26 Watt 800 to 1,099 Lumens | Engineering Estimated | System | Residential | CFL-RC | TRUE | CFL: Indoor Screw in: Res - 9.4 | All other residential programs 0.80 | CFL | 1.25 | 0 | 0 | 6.393 | 26.1355 | System | kW | 0.0024829 | [5 empty] | 9.4 | 80% | 0% | 0 | 0 | 0 | [5 empty] | 0 | 0 | 0 | 0 | 0 | 0 | 0 | 0 | 0 | 0 | 0 | 0 | 0 | 0 | 0 | 0 | 0 | 0 | 0 | 0 | 0 | 0 | 0 | 0 | 0 | 0 | 0 | 0 | 0
Residential Energy Efficiency Incentives | Screw-in CFL 26 Watt 1,100 to 1,399 Lumens | Engineering Estimated | System | Residential | CFL-RC | TRUE | CFL: Indoor Screw in: Res - 9.4 | All other residential programs 0.80 | CFL | 1.75 | 0 | 0 | 6.393 | 37.6658 | System | kW | 0.0035783 | [5 empty] | 9.4 | 80% | 0% | 0 | 0 | 0 | [5 empty] | 0 | 0 | 0 | 0 | 0 | 0 | 0 | 0 | 0 | 0 | 0 | 0 | 0 | 0 | 0 | 0 | 0 | 0 | 0 | 0 | 0 | 0 | 0 | 0 | 0 | 0 | 0 | 0 | 0
Residential Energy Efficiency Incentives | Screw-in CFL 26 Watt 1400 to 1,599 Lumens | Engineering Estimated | System | Residential | CFL-RC | TRUE | CFL: Indoor Screw in: Res - 9.4 | All other residential programs 0.80 | CFL | 1.75 | 0 | 0 | 6.393 | 49.1962 | System | kW | 0.0043221 | [5 empty] | 9.4 | 80% | 0% | 13680 | 20700 | 21256 | [5 empty] | 3420 | 3420 | 3420 | 3420 | 5175 | 5175 | 5175 | 5175 | 5314 | 5314 | 5314 | 5314 | 0 | 0 | 0 | 0 | 0 | 0 | 0 | 0 | 0 | 0 | 0 | 0 | 0 | 0 | 0 | 0 | 55636
Residential Energy Efficiency Incentives | Screw-in CFL 26 Watt 1,600 to 1,999 Lumens | Engineering Estimated | System | Residential | CFL-RC | TRUE | CFL: Indoor Screw in: Res - 9.4 | All other residential programs 0.80 | CFL | 2 | 0 | 0 | 6.393 | 56.8831 | System | kW | 0.0049974 | [5 empty] | 9.4 | 80% | 0% | 273600 | 414000 | 425124 | [5 empty] | 68400 | 68400 | 68400 | 68400 | 103500 | 103500 | 103500 | 103500 | 106281 | 106281 | 106281 | 106281 | 0 | 0 | 0 | 0 | 0 | 0 | 0 | 0 | 0 | 0 | 0 | 0 | 0 | 0 | 0 | 0 | 1112724
Residential Energy Efficiency Incentives | Screw-in CFL 27 Watt 800 to 1,099 Lumens | Engineering Estimated | System | Residential | CFL-RC | TRUE | CFL: Indoor Screw in: Res - 9.4 | All other residential programs 0.80 | CFL | 1.25 | 0 | 0 | 6.393 | 25.3668 | System | kW | 0.0024098 | [5 empty] | 9.4 | 80% | 0% | 0 | 0 | 0 | [5 empty] | 0 | 0 | 0 | 0 | 0 | 0 | 0 | 0 | 0 | 0 | 0 | 0 | 0 | 0 | 0 | 0 | 0 | 0 | 0 | 0 | 0 | 0 | 0 | 0 | 0 | 0 | 0 | 0 | 0
Residential Energy Efficiency Incentives | Screw-in CFL 27 Watt 1,100 to 1,399 Lumens | Engineering Estimated | System | Residential | CFL-RC | TRUE | CFL: Indoor Screw in: Res - 9.4 | All other residential programs 0.80 | CFL | 1.75 | 0 | 0 | 6.393 | 36.8971 | System | kW | 0.0035052 | [5 empty] | 9.4 | 80% | 0% | 0 | 0 | 0 | [5 empty] | 0 | 0 | 0 | 0 | 0 | 0 | 0 | 0 | 0 | 0 | 0 | 0 | 0 | 0 | 0 | 0 | 0 | 0 | 0 | 0 | 0 | 0 | 0 | 0 | 0 | 0 | 0 | 0 | 0
Residential Energy Efficiency Incentives | Screw-in CFL 27 Watt 1400 to 1,599 Lumens | Engineering Estimated | System | Residential | CFL-RC | TRUE | CFL: Indoor Screw in: Res - 9.4 | All other residential programs 0.80 | CFL | 1.75 | 0 | 0 | 6.393 | 48.4275 | System | kW | 0.0046006 | [5 empty] | 9.4 | 80% | 0% | 0 | 0 | 0 | [5 empty] | 0 | 0 | 0 | 0 | 0 | 0 | 0 | 0 | 0 | 0 | 0 | 0 | 0 | 0 | 0 | 0 | 0 | 0 | 0 | 0 | 0 | 0 | 0 | 0 | 0 | 0 | 0 | 0 | 0
Residential Energy Efficiency Incentives | Screw-in CFL 27 Watt 1,600 to 1,999 Lumens | Engineering Estimated | System | Residential | CFL-RC | TRUE | CFL: Indoor Screw in: Res - 9.4 | All other residential programs 0.80 | CFL | 2 | 0 | 0 | 6.393 | 56.1144 | System | kW | 0.0049299 | [5 empty] | 9.4 | 80% | 0% | 2736 | 4140 | 4252 | [5 empty] | 684 | 684 | 684 | 684 | 1035 | 1035 | 1035 | 1035 | 1063 | 1063 | 1063 | 1063 | 0 | 0 | 0 | 0 | 0 | 0 | 0 | 0 | 0 | 0 | 0 | 0 | 0 | 0 | 0 | 0 | 11128
Residential Energy Efficiency Incentives | Screw-in CFL 28 Watt 1,100 to 1,399 Lumens | Engineering Estimated | System | Residential | CFL-RC | TRUE | CFL: Indoor Screw in: Res - 9.4 | All other residential programs 0.80 | CFL | 1.75 | 0 | 0 | 6.9315 | 36.1284 | System | kW | 0.0034322 | [5 empty] | 9.4 | 80% | 0% | 0 | 0 | 0 | [5 empty] | 0 | 0 | 0 | 0 | 0 | 0 | 0 | 0 | 0 | 0 | 0 | 0 | 0 | 0 | 0 | 0 | 0 | 0 | 0 | 0 | 0 | 0 | 0 | 0 | 0 | 0 | 0 | 0 | 0
Residential Energy Efficiency Incentives | Screw-in CFL 28 Watt 1400 to 1,599 Lumens | Engineering Estimated | System | Residential | CFL-RC | TRUE | CFL: Indoor Screw in: Res - 9.4 | All other residential programs 0.80 | CFL | 1.75 | 0 | 0 | 6.9315 | 47.6588 | System | kW | 0.0045276 | [5 empty] | 9.4 | 80% | 0% | 0 | 0 | 0 | [5 empty] | 0 | 0 | 0 | 0 | 0 | 0 | 0 | 0 | 0 | 0 | 0 | 0 | 0 | 0 | 0 | 0 | 0 | 0 | 0 | 0 | 0 | 0 | 0 | 0 | 0 | 0 | 0 | 0 | 0
Residential Energy Efficiency Incentives | Screw-in CFL 28 Watt 1,600 to 1,999 Lumens | Engineering Estimated | System | Residential | CFL-RC | TRUE | CFL: Indoor Screw in: Res - 9.4 | All other residential programs 0.80 | CFL | 2 | 0 | 0 | 6.9315 | 55.3457 | System | kW | 0.0052578 | [5 empty] | 9.4 | 80% | 0% | 0 | 0 | 0 | [5 empty] | 0 | 0 | 0 | 0 | 0 | 0 | 0 | 0 | 0 | 0 | 0 | 0 | 0 | 0 | 0 | 0 | 0 | 0 | 0 | 0 | 0 | 0 | 0 | 0 | 0 | 0 | 0 | 0 | 0
Residential Energy Efficiency Incentives | Screw-in CFL 29 Watt 1,100 to 1,399 Lumens | Engineering Estimated | System | Residential | CFL-RC | TRUE | CFL: Indoor Screw in: Res - 9.4 | All other residential programs 0.80 | CFL | 1.75 | 0 | 0 | 6.9315 | 35.3597 | System | kW | 0.0033592 | [5 empty] | 9.4 | 80% | 0% | 0 | 0 | 0 | [5 empty] | 0 | 0 | 0 | 0 | 0 | 0 | 0 | 0 | 0 | 0 | 0 | 0 | 0 | 0 | 0 | 0 | 0 | 0 | 0 | 0 | 0 | 0 | 0 | 0 | 0 | 0 | 0 | 0 | 0
Residential Energy Efficiency Incentives | Screw-in CFL 29 Watt 1400 to 1,599 Lumens | Engineering Estimated | System | Residential | CFL-RC | TRUE | CFL: Indoor Screw in: Res - 9.4 | All other residential programs 0.80 | CFL | 1.75 | 0 | 0 | 6.9315 | 46.8901 | System | kW | 0.0044546 | [5 empty] | 9.4 | 80% | 0% | 0 | 0 | 0 | [5 empty] | 0 | 0 | 0 | 0 | 0 | 0 | 0 | 0 | 0 | 0 | 0 | 0 | 0 | 0 | 0 | 0 | 0 | 0 | 0 | 0 | 0 | 0 | 0 | 0 | 0 | 0 | 0 | 0 | 0
Residential Energy Efficiency Incentives | Screw-in CFL 29 Watt 1,600 to 1,999 Lumens | Engineering Estimated | System | Residential | CFL-RC | TRUE | CFL: Indoor Screw in: Res - 9.4 | All other residential programs 0.80 | CFL | 2 | 0 | 0 | 6.9315 | 54.577 | System | kW | 0.0051848 | [5 empty] | 9.4 | 80% | 0% | 0 | 0 | 0 | [5 empty] | 0 | 0 | 0 | 0 | 0 | 0 | 0 | 0 | 0 | 0 | 0 | 0 | 0 | 0 | 0 | 0 | 0 | 0 | 0 | 0 | 0 | 0 | 0 | 0 | 0 | 0 | 0 | 0 | 0
Residential Energy Efficiency Incentives | Screw-in CFL 30 Watt 1,100 to 1,399 Lumens | Engineering Estimated | System | Residential | CFL-RC | TRUE | CFL: Indoor Screw in: Res - 9.4 | All other residential programs 0.80 | CFL | 1.75 | 0 | 0 | 8.0086 | 34.5911 | System | kW | 0.0032861 | [5 empty] | 9.4 | 80% | 0% | 0 | 0 | 0 | [5 empty] | 0 | 0 | 0 | 0 | 0 | 0 | 0 | 0 | 0 | 0 | 0 | 0 | 0 | 0 | 0 | 0 | 0 | 0 | 0 | 0 | 0 | 0 | 0 | 0 | 0 | 0 | 0 | 0 | 0
Residential Energy Efficiency Incentives | Screw-in CFL 30 Watt 1400 to 1,599 Lumens | Engineering Estimated | System | Residential | CFL-RC | TRUE | CFL: Indoor Screw in: Res - 9.4 | All other residential programs 0.80 | CFL | 1.75 | 0 | 0 | 8.0086 | 46.1214 | System | kW | 0.0043815 | [5 empty] | 9.4 | 80% | 0% | 0 | 0 | 0 | [5 empty] | 0 | 0 | 0 | 0 | 0 | 0 | 0 | 0 | 0 | 0 | 0 | 0 | 0 | 0 | 0 | 0 | 0 | 0 | 0 | 0 | 0 | 0 | 0 | 0 | 0 | 0 | 0 | 0 | 0
Residential Energy Efficiency Incentives | Screw-in CFL 30 Watt 1,600 to 1,999 Lumens | Engineering Estimated | System | Residential | CFL-RC | TRUE | CFL: Indoor Screw in: Res - 9.4 | All other residential programs 0.80 | CFL | 2 | 0 | 0 | 8.0086 | 53.8083 | System | kW | 0.0051118 | [5 empty] | 9.4 | 80% | 0% | 0 | 0 | 0 | [5 empty] | 0 | 0 | 0 | 0 | 0 | 0 | 0 | 0 | 0 | 0 | 0 | 0 | 0 | 0 | 0 | 0 | 0 | 0 | 0 | 0 | 0 | 0 | 0 | 0 | 0 | 0 | 0 | 0 | 0
Residential Energy Efficiency Incentives | Screw-in CFL 30 Watt 2,000 to 2,599 Lumens | Engineering Estimated | System | Residential | CFL-RC | TRUE | CFL: Indoor Screw in: Res - 9.4 | All other residential programs 0.80 | CFL | 2 | 0 | 0 | 8.0086 | 69.1821 | System | kW | 0.0065723 | [5 empty] | 9.4 | 80% | 0% | 0 | 0 | 0 | [5 empty] | 0 | 0 | 0 | 0 | 0 | 0 | 0 | 0 | 0 | 0 | 0 | 0 | 0 | 0 | 0 | 0 | 0 | 0 | 0 | 0 | 0 | 0 | 0 | 0 | 0 | 0 | 0 | 0 | 0
Residential Energy Efficiency Incentives | Screw-in CFL 31 Watt 1,100 to 1,399 Lumens | Engineering Estimated | System | Residential | CFL-RC | TRUE | CFL: Indoor Screw in: Res - 9.4 | All other residential programs 0.80 | CFL | 1.75 | 0 | 0 | 8.0086 | 33.8224 | System | kW | 0.0032131 | [5 empty] | 9.4 | 80% | 0% | 0 | 0 | 0 | [5 empty] | 0 | 0 | 0 | 0 | 0 | 0 | 0 | 0 | 0 | 0 | 0 | 0 | 0 | 0 | 0 | 0 | 0 | 0 | 0 | 0 | 0 | 0 | 0 | 0 | 0 | 0 | 0 | 0 | 0
Residential Energy Efficiency Incentives | Screw-in CFL 31 Watt 1400 to 1,599 Lumens | Engineering Estimated | System | Residential | CFL-RC | TRUE | CFL: Indoor Screw in: Res - 9.4 | All other residential programs 0.80 | CFL | 1.75 | 0 | 0 | 8.0086 | 45.3527 | System | kW | 0.0043085 | [5 empty] | 9.4 | 80% | 0% | 0 | 0 | 0 | [5 empty] | 0 | 0 | 0 | 0 | 0 | 0 | 0 | 0 | 0 | 0 | 0 | 0 | 0 | 0 | 0 | 0 | 0 | 0 | 0 | 0 | 0 | 0 | 0 | 0 | 0 | 0 | 0 | 0 | 0
Residential Energy Efficiency Incentives | Screw-in CFL 31 Watt 1,600 to 1,999 Lumens | Engineering Estimated | System | Residential | CFL-RC | TRUE | CFL: Indoor Screw in: Res - 9.4 | All other residential programs 0.80 | CFL | 2 | 0 | 0 | 8.0086 | 53.0396 | System | kW | 0.0050388 | [5 empty] | 9.4 | 80% | 0% | 0 | 0 | 0 | [5 empty] | 0 | 0 | 0 | 0 | 0 | 0 | 0 | 0 | 0 | 0 | 0 | 0 | 0 | 0 | 0 | 0 | 0 | 0 | 0 | 0 | 0 | 0 | 0 | 0 | 0 | 0 | 0 | 0 | 0
Residential Energy Efficiency Incentives | Screw-in CFL 32 Watt 1,100 to 1,399 Lumens | Engineering Estimated | System | Residential | CFL-RC | TRUE | CFL: Indoor Screw in: Res - 9.4 | All other residential programs 0.80 | CFL | 1.75 | 0 | 0 | 8.0086 | 33.0537 | System | kW | 0.0031401 | [5 empty] | 9.4 | 80% | 0% | 0 | 0 | 0 | [5 empty] | 0 | 0 | 0 | 0 | 0 | 0 | 0 | 0 | 0 | 0 | 0 | 0 | 0 | 0 | 0 | 0 | 0 | 0 | 0 | 0 | 0 | 0 | 0 | 0 | 0 | 0 | 0 | 0 | 0
Residential Energy Efficiency Incentives | Screw-in CFL 32 Watt 1400 to 1,599 Lumens | Engineering Estimated | System | Residential | CFL-RC | TRUE | CFL: Indoor Screw in: Res - 9.4 | All other residential programs 0.80 | CFL | 1.75 | 0 | 0 | 8.0086 | 44.584 | System | kW | 0.0042355 | [5 empty] | 9.4 | 80% | 0% | 0 | 0 | 0 | [5 empty] | 0 | 0 | 0 | 0 | 0 | 0 | 0 | 0 | 0 | 0 | 0 | 0 | 0 | 0 | 0 | 0 | 0 | 0 | 0 | 0 | 0 | 0 | 0 | 0 | 0 | 0 | 0 | 0 | 0
Residential Energy Efficiency Incentives | Screw-in CFL 32 Watt 1,600 to 1,999 Lumens | Engineering Estimated | System | Residential | CFL-RC | TRUE | CFL: Indoor Screw in: Res - 9.4 | All other residential programs 0.80 | CFL | 2 | 0 | 0 | 8.0086 | 52.2709 | System | kW | 0.0049657 | [5 empty] | 9.4 | 80% | 0% | 0 | 0 | 0 | [5 empty] | 0 | 0 | 0 | 0 | 0 | 0 | 0 | 0 | 0 | 0 | 0 | 0 | 0 | 0 | 0 | 0 | 0 | 0 | 0 | 0 | 0 | 0 | 0 | 0 | 0 | 0 | 0 | 0 | 0
Residential Energy Efficiency Incentives | Screw-in CFL 33 Watt 1,100 to 1,399 Lumens | Engineering Estimated | System | Residential | CFL-RC | TRUE | CFL: Indoor Screw in: Res - 9.4 | All other residential programs 0.80 | CFL | 1.75 | 0 | 0 | 8.0086 | 32.285 | System | kW | 0.0030671 | [5 empty] | 9.4 | 80% | 0% | 0 | 0 | 0 | [5 empty] | 0 | 0 | 0 | 0 | 0 | 0 | 0 | 0 | 0 | 0 | 0 | 0 | 0 | 0 | 0 | 0 | 0 | 0 | 0 | 0 | 0 | 0 | 0 | 0 | 0 | 0 | 0 | 0 | 0
Residential Energy Efficiency Incentives | Screw-in CFL 33 Watt 1400 to 1,599 Lumens | Engineering Estimated | System | Residential | CFL-RC | TRUE | CFL: Indoor Screw in: Res - 9.4 | All other residential programs 0.80 | CFL | 1.75 | 0 | 0 | 8.0086 | 43.8153 | System | kW | 0.0041625 | [5 empty] | 9.4 | 80% | 0% | 0 | 0 | 0 | [5 empty] | 0 | 0 | 0 | 0 | 0 | 0 | 0 | 0 | 0 | 0 | 0 | 0 | 0 | 0 | 0 | 0 | 0 | 0 | 0 | 0 | 0 | 0 | 0 | 0 | 0 | 0 | 0 | 0 | 0
Residential Energy Efficiency Incentives | Screw-in CFL 33 Watt 1,600 to 1,999 Lumens | Engineering Estimated | System | Residential | CFL-RC | TRUE | CFL: Indoor Screw in: Res - 9.4 | All other residential programs 0.80 | CFL | 2 | 0 | 0 | 8.0086 | 51.5022 | System | kW | 0.0048927 | [5 empty] | 9.4 | 80% | 0% | 0 | 0 | 0 | [5 empty] | 0 | 0 | 0 | 0 | 0 | 0 | 0 | 0 | 0 | 0 | 0 | 0 | 0 | 0 | 0 | 0 | 0 | 0 | 0 | 0 | 0 | 0 | 0 | 0 | 0 | 0 | 0 | 0 | 0
Residential Energy Efficiency Incentives | Screw-in CFL 34 Watt 1,100 to 1,399 Lumens | Engineering Estimated | System | Residential | CFL-RC | TRUE | CFL: Indoor Screw in: Res - 9.4 | All other residential programs 0.80 | CFL | 1.75 | 0 | 0 | 8.0086 | 31.5163 | System | kW | 0.002994 | [5 empty] | 9.4 | 80% | 0% | 0 | 0 | 0 | [5 empty] | 0 | 0 | 0 | 0 | 0 | 0 | 0 | 0 | 0 | 0 | 0 | 0 | 0 | 0 | 0 | 0 | 0 | 0 | 0 | 0 | 0 | 0 | 0 | 0 | 0 | 0 | 0 | 0 | 0
Residential Energy Efficiency Incentives | Screw-in CFL 34 Watt 1400 to 1,599 Lumens | Engineering Estimated | System | Residential | CFL-RC | TRUE | CFL: Indoor Screw in: Res - 9.4 | All other residential programs 0.80 | CFL | 1.75 | 0 | 0 | 8.0086 | 43.0466 | System | kW | 0.0040894 | [5 empty] | 9.4 | 80% | 0% | 0 | 0 | 0 | [5 empty] | 0 | 0 | 0 | 0 | 0 | 0 | 0 | 0 | 0 | 0 | 0 | 0 | 0 | 0 | 0 | 0 | 0 | 0 | 0 | 0 | 0 | 0 | 0 | 0 | 0 | 0 | 0 | 0 | 0
Residential Energy Efficiency Incentives | Screw-in CFL 34 Watt 1,600 to 1,999 Lumens | Engineering Estimated | System | Residential | CFL-RC | TRUE | CFL: Indoor Screw in: Res - 9.4 | All other residential programs 0.80 | CFL | 2 | 0 | 0 | 8.0086 | 50.7335 | System | kW | 0.0048197 | [5 empty] | 9.4 | 80% | 0% | 0 | 0 | 0 | [5 empty] | 0 | 0 | 0 | 0 | 0 | 0 | 0 | 0 | 0 | 0 | 0 | 0 | 0 | 0 | 0 | 0 | 0 | 0 | 0 | 0 | 0 | 0 | 0 | 0 | 0 | 0 | 0 | 0 | 0
Residential Energy Efficiency Incentives | Screw-in CFL 35 Watt 1400 to 1,599 Lumens | Engineering Estimated | System | Residential | CFL-RC | TRUE | CFL: Indoor Screw in: Res - 9.4 | All other residential programs 0.80 | CFL | 1.75 | 0 | 0 | 8.0086 | 42.2779 | System | kW | 0.0040164 | [5 empty] | 9.4 | 80% | 0% | 0 | 0 | 0 | [5 empty] | 0 | 0 | 0 | 0 | 0 | 0 | 0 | 0 | 0 | 0 | 0 | 0 | 0 | 0 | 0 | 0 | 0 | 0 | 0 | 0 | 0 | 0 | 0 | 0 | 0 | 0 | 0 | 0 | 0
Residential Energy Efficiency Incentives | Screw-in CFL 35 Watt 1,600 to 1,999 Lumens | Engineering Estimated | System | Residential | CFL-RC | TRUE | CFL: Indoor Screw in: Res - 9.4 | All other residential programs 0.80 | CFL | 2 | 0 | 0 | 8.0086 | 49.9648 | System | kW | 0.0047467 | [5 empty] | 9.4 | 80% | 0% | 0 | 0 | 0 | [5 empty] | 0 | 0 | 0 | 0 | 0 | 0 | 0 | 0 | 0 | 0 | 0 | 0 | 0 | 0 | 0 | 0 | 0 | 0 | 0 | 0 | 0 | 0 | 0 | 0 | 0 | 0 | 0 | 0 | 0
Residential Energy Efficiency Incentives | Screw-in CFL 35 Watt 2,000 to 2,599 Lumens | Engineering Estimated | System | Residential | CFL-RC | TRUE | CFL: Indoor Screw in: Res - 9.4 | All other residential programs 0.80 | CFL | 2 | 0 | 0 | 8.0086 | 65.3387 | System | kW | 0.0062072 | [5 empty] | 9.4 | 80% | 0% | 0 | 0 | 0 | [5 empty] | 0 | 0 | 0 | 0 | 0 | 0 | 0 | 0 | 0 | 0 | 0 | 0 | 0 | 0 | 0 | 0 | 0 | 0 | 0 | 0 | 0 | 0 | 0 | 0 | 0 | 0 | 0 | 0 | 0
Residential Energy Efficiency Incentives | Screw-in CFL 36 Watt 1400 to 1,599 Lumens | Engineering Estimated | System | Residential | CFL-RC | TRUE | CFL: Indoor Screw in: Res - 9.4 | All other residential programs 0.80 | CFL | 1.75 | 0 | 0 | 6.9741 | 41.5093 | System | kW | 0.0039434 | [5 empty] | 9.4 | 80% | 0% | 0 | 0 | 0 | [5 empty] | 0 | 0 | 0 | 0 | 0 | 0 | 0 | 0 | 0 | 0 | 0 | 0 | 0 | 0 | 0 | 0 | 0 | 0 | 0 | 0 | 0 | 0 | 0 | 0 | 0 | 0 | 0 | 0 | 0
Residential Energy Efficiency Incentives | Screw-in CFL 36 Watt 1,600 to 1,999 Lumens | Engineering Estimated | System | Residential | CFL-RC | TRUE | CFL: Indoor Screw in: Res - 9.4 | All other residential programs 0.80 | CFL | 2 | 0 | 0 | 6.9741 | 49.1962 | System | kW | 0.0046736 | [5 empty] | 9.4 | 80% | 0% | 0 | 0 | 0 | [5 empty] | 0 | 0 | 0 | 0 | 0 | 0 | 0 | 0 | 0 | 0 | 0 | 0 | 0 | 0 | 0 | 0 | 0 | 0 | 0 | 0 | 0 | 0 | 0 | 0 | 0 | 0 | 0 | 0 | 0
Residential Energy Efficiency Incentives | Screw-in CFL 36 Watt 2,000 to 2,599 Lumens | Engineering Estimated | System | Residential | CFL-RC | TRUE | CFL: Indoor Screw in: Res - 9.4 | All other residential programs 0.80 | CFL | 2 | 0 | 0 | 6.9741 | 64.57 | System | kW | 0.0061341 | [5 empty] | 9.4 | 80% | 0% | 0 | 0 | 0 | [5 empty] | 0 | 0 | 0 | 0 | 0 | 0 | 0 | 0 | 0 | 0 | 0 | 0 | 0 | 0 | 0 | 0 | 0 | 0 | 0 | 0 | 0 | 0 | 0 | 0 | 0 | 0 | 0 | 0 | 0
Residential Energy Efficiency Incentives | Screw-in CFL 37 Watt 1400 to 1,599 Lumens | Engineering Estimated | System | Residential | CFL-RC | TRUE | CFL: Indoor Screw in: Res - 9.4 | All other residential programs 0.80 | CFL | 1.75 | 0 | 0 | 8.0086 | 40.7406 | System | kW | 0.0038704 | [5 empty] | 9.4 | 80% | 0% | 0 | 0 | 0 | [5 empty] | 0 | 0 | 0 | 0 | 0 | 0 | 0 | 0 | 0 | 0 | 0 | 0 | 0 | 0 | 0 | 0 | 0 | 0 | 0 | 0 | 0 | 0 | 0 | 0 | 0 | 0 | 0 | 0 | 0
Residential Energy Efficiency Incentives | Screw-in CFL 37 Watt 1,600 to 1,999 Lumens | Engineering Estimated | System | Residential | CFL-RC | TRUE | CFL: Indoor Screw in: Res - 9.4 | All other residential programs 0.80 | CFL | 2 | 0 | 0 | 8.0086 | 48.4275 | System | kW | 0.0046006 | [5 empty] | 9.4 | 80% | 0% | 0 | 0 | 0 | [5 empty] | 0 | 0 | 0 | 0 | 0 | 0 | 0 | 0 | 0 | 0 | 0 | 0 | 0 | 0 | 0 | 0 | 0 | 0 | 0 | 0 | 0 | 0 | 0 | 0 | 0 | 0 | 0 | 0 | 0
Residential Energy Efficiency Incentives | Screw-in CFL 37 Watt 2,000 to 2,599 Lumens | Engineering Estimated | System | Residential | CFL-RC | TRUE | CFL: Indoor Screw in: Res - 9.4 | All other residential programs 0.80 | CFL | 2 | 0 | 0 | 8.0086 | 63.8013 | System | kW | 0.0060611 | [5 empty] | 9.4 | 80% | 0% | 0 | 0 | 0 | [5 empty] | 0 | 0 | 0 | 0 | 0 | 0 | 0 | 0 | 0 | 0 | 0 | 0 | 0 | 0 | 0 | 0 | 0 | 0 | 0 | 0 | 0 | 0 | 0 | 0 | 0 | 0 | 0 | 0 | 0
Residential Energy Efficiency Incentives | Screw-in CFL 38 Watt 1400 to 1,599 Lumens | Engineering Estimated | System | Residential | CFL-RC | TRUE | CFL: Indoor Screw in: Res - 9.4 | All other residential programs 0.80 | CFL | 1.75 | 0 | 0 | 8.0086 | 39.9719 | System | kW | 0.0037973 | [5 empty] | 9.4 | 80% | 0% | 0 | 0 | 0 | [5 empty] | 0 | 0 | 0 | 0 | 0 | 0 | 0 | 0 | 0 | 0 | 0 | 0 | 0 | 0 | 0 | 0 | 0 | 0 | 0 | 0 | 0 | 0 | 0 | 0 | 0 | 0 | 0 | 0 | 0
Residential Energy Efficiency Incentives | Screw-in CFL 38 Watt 1,600 to 1,999 Lumens | Engineering Estimated | System | Residential | CFL-RC | TRUE | CFL: Indoor Screw in: Res - 9.4 | All other residential programs 0.80 | CFL | 2 | 0 | 0 | 8.0086 | 47.6588 | System | kW | 0.0045276 | [5 empty] | 9.4 | 80% | 0% | 0 | 0 | 0 | [5 empty] | 0 | 0 | 0 | 0 | 0 | 0 | 0 | 0 | 0 | 0 | 0 | 0 | 0 | 0 | 0 | 0 | 0 | 0 | 0 | 0 | 0 | 0 | 0 | 0 | 0 | 0 | 0 | 0 | 0
Residential Energy Efficiency Incentives | Screw-in CFL 38 Watt 2,000 to 2,599 Lumens | Engineering Estimated | System | Residential | CFL-RC | TRUE | CFL: Indoor Screw in: Res - 9.4 | All other residential programs 0.80 | CFL | 2 | 0 | 0 | 8.0086 | 63.0326 | System | kW | 0.0059881 | [5 empty] | 9.4 | 80% | 0% | 0 | 0 | 0 | [5 empty] | 0 | 0 | 0 | 0 | 0 | 0 | 0 | 0 | 0 | 0 | 0 | 0 | 0 | 0 | 0 | 0 | 0 | 0 | 0 | 0 | 0 | 0 | 0 | 0 | 0 | 0 | 0 | 0 | 0
Residential Energy Efficiency Incentives | Screw-in CFL 38 Watt 2,600 to 3,599 Lumens | Engineering Estimated | System | Residential | CFL-RC | TRUE | CFL: Indoor Screw in: Res - 9.4 | All other residential programs 0.80 | CFL | 2 | 0 | 0 | 8.0086 | 86.0933 | System | kW | 0.0081789 | [5 empty] | 9.4 | 80% | 0% | 0 | 0 | 0 | [5 empty] | 0 | 0 | 0 | 0 | 0 | 0 | 0 | 0 | 0 | 0 | 0 | 0 | 0 | 0 | 0 | 0 | 0 | 0 | 0 | 0 | 0 | 0 | 0 | 0 | 0 | 0 | 0 | 0 | 0
Residential Energy Efficiency Incentives | Screw-in CFL 39 Watt 1400 to 1,599 Lumens | Engineering Estimated | System | Residential | CFL-RC | TRUE | CFL: Indoor Screw in: Res - 9.4 | All other residential programs 0.80 | CFL | 1.75 | 0 | 0 | 8.0086 | 39.2032 | System | kW | 0.0037243 | [5 empty] | 9.4 | 80% | 0% | 0 | 0 | 0 | [5 empty] | 0 | 0 | 0 | 0 | 0 | 0 | 0 | 0 | 0 | 0 | 0 | 0 | 0 | 0 | 0 | 0 | 0 | 0 | 0 | 0 | 0 | 0 | 0 | 0 | 0 | 0 | 0 | 0 | 0
Residential Energy Efficiency Incentives | Screw-in CFL 39 Watt 1,600 to 1,999 Lumens | Engineering Estimated | System | Residential | CFL-RC | TRUE | CFL: Indoor Screw in: Res - 9.4 | All other residential programs 0.80 | CFL | 2 | 0 | 0 | 8.0086 | 46.8901 | System | kW | 0.0044546 | [5 empty] | 9.4 | 80% | 0% | 0 | 0 | 0 | [5 empty] | 0 | 0 | 0 | 0 | 0 | 0 | 0 | 0 | 0 | 0 | 0 | 0 | 0 | 0 | 0 | 0 | 0 | 0 | 0 | 0 | 0 | 0 | 0 | 0 | 0 | 0 | 0 | 0 | 0
Residential Energy Efficiency Incentives | Screw-in CFL 39 Watt 2,000 to 2,599 Lumens | Engineering Estimated | System | Residential | CFL-RC | TRUE | CFL: Indoor Screw in: Res - 9.4 | All other residential programs 0.80 | CFL | 2 | 0 | 0 | 8.0086 | 62.2639 | System | kW | 0.0059151 | [5 empty] | 9.4 | 80% | 0% | 0 | 0 | 0 | [5 empty] | 0 | 0 | 0 | 0 | 0 | 0 | 0 | 0 | 0 | 0 | 0 | 0 | 0 | 0 | 0 | 0 | 0 | 0 | 0 | 0 | 0 | 0 | 0 | 0 | 0 | 0 | 0 | 0 | 0
Residential Energy Efficiency Incentives | Screw-in CFL 39 Watt 2,600 to 3,599 Lumens | Engineering Estimated | System | Residential | CFL-RC | TRUE | CFL: Indoor Screw in: Res - 9.4 | All other residential programs 0.80 | CFL | 2 | 0 | 0 | 8.0086 | 85.3246 | System | kW | 0.0081058 | [5 empty] | 9.4 | 80% | 0% | 0 | 0 | 0 | [5 empty] | 0 | 0 | 0 | 0 | 0 | 0 | 0 | 0 | 0 | 0 | 0 | 0 | 0 | 0 | 0 | 0 | 0 | 0 | 0 | 0 | 0 | 0 | 0 | 0 | 0 | 0 | 0 | 0 | 0
Residential Energy Efficiency Incentives | Screw-in CFL 40 Watt 1,600 to 1,999 Lumens | Engineering Estimated | System | Residential | CFL-RC | TRUE | CFL: Indoor Screw in: Res - 9.4 | All other residential programs 0.80 | CFL | 2 | 0 | 0 | 10.5488 | 46.1214 | System | kW | 0.0043815 | [5 empty] | 9.4 | 80% | 0% | 0 | 0 | 0 | [5 empty] | 0 | 0 | 0 | 0 | 0 | 0 | 0 | 0 | 0 | 0 | 0 | 0 | 0 | 0 | 0 | 0 | 0 | 0 | 0 | 0 | 0 | 0 | 0 | 0 | 0 | 0 | 0 | 0 | 0
Residential Energy Efficiency Incentives | Screw-in CFL 40 Watt 2,000 to 2,599 Lumens | Engineering Estimated | System | Residential | CFL-RC | TRUE | CFL: Indoor Screw in: Res - 9.4 | All other residential programs 0.80 | CFL | 2 | 0 | 0 | 10.5488 | 61.4952 | System | kW | 0.005842 | [5 empty] | 9.4 | 80% | 0% | 0 | 0 | 0 | [5 empty] | 0 | 0 | 0 | 0 | 0 | 0 | 0 | 0 | 0 | 0 | 0 | 0 | 0 | 0 | 0 | 0 | 0 | 0 | 0 | 0 | 0 | 0 | 0 | 0 | 0 | 0 | 0 | 0 | 0
Residential Energy Efficiency Incentives | Screw-in CFL 40 Watt 2,600 to 3,599 Lumens | Engineering Estimated | System | Residential | CFL-RC | TRUE | CFL: Indoor Screw in: Res - 9.4 | All other residential programs 0.80 | CFL | 2 | 0 | 0 | 10.5488 | 84.5559 | System | kW | 0.0080328 | [5 empty] | 9.4 | 80% | 0% | 0 | 0 | 0 | [5 empty] | 0 | 0 | 0 | 0 | 0 | 0 | 0 | 0 | 0 | 0 | 0 | 0 | 0 | 0 | 0 | 0 | 0 | 0 | 0 | 0 | 0 | 0 | 0 | 0 | 0 | 0 | 0 | 0 | 0
Residential Energy Efficiency Incentives | Screw-in CFL 41 Watt 1,600 to 1,999 Lumens | Engineering Estimated | System | Residential | CFL-RC | TRUE | CFL: Indoor Screw in: Res - 9.4 | All other residential programs 0.80 | CFL | 2 | 0 | 0 | 10.5488 | 45.3527 | System | kW | 0.0043085 | [5 empty] | 9.4 | 80% | 0% | 0 | 0 | 0 | [5 empty] | 0 | 0 | 0 | 0 | 0 | 0 | 0 | 0 | 0 | 0 | 0 | 0 | 0 | 0 | 0 | 0 | 0 | 0 | 0 | 0 | 0 | 0 | 0 | 0 | 0 | 0 | 0 | 0 | 0
Residential Energy Efficiency Incentives | Screw-in CFL 41 Watt 2,000 to 2,599 Lumens | Engineering Estimated | System | Residential | CFL-RC | TRUE | CFL: Indoor Screw in: Res - 9.4 | All other residential programs 0.80 | CFL | 2 | 0 | 0 | 10.5488 | 60.7265 | System | kW | 0.005769 | [5 empty] | 9.4 | 80% | 0% | 0 | 0 | 0 | [5 empty] | 0 | 0 | 0 | 0 | 0 | 0 | 0 | 0 | 0 | 0 | 0 | 0 | 0 | 0 | 0 | 0 | 0 | 0 | 0 | 0 | 0 | 0 | 0 | 0 | 0 | 0 | 0 | 0 | 0
Residential Energy Efficiency Incentives | Screw-in CFL 41 Watt 2,600 to 3,599 Lumens | Engineering Estimated | System | Residential | CFL-RC | TRUE | CFL: Indoor Screw in: Res - 9.4 | All other residential programs 0.80 | CFL | 2 | 0 | 0 | 10.5488 | 83.7872 | System | kW | 0.0079598 | [5 empty] | 9.4 | 80% | 0% | 0 | 0 | 0 | [5 empty] | 0 | 0 | 0 | 0 | 0 | 0 | 0 | 0 | 0 | 0 | 0 | 0 | 0 | 0 | 0 | 0 | 0 | 0 | 0 | 0 | 0 | 0 | 0 | 0 | 0 | 0 | 0 | 0 | 0
Residential Energy Efficiency Incentives | Screw-in CFL 42 Watt 1,600 to 1,999 Lumens | Engineering Estimated | System | Residential | CFL-RC | TRUE | CFL: Indoor Screw in: Res - 9.4 | All other residential programs 0.80 | CFL | 2 | 0 | 0 | 10.5488 | 44.584 | System | kW | 0.0042355 | [5 empty] | 9.4 | 80% | 0% | 0 | 0 | 0 | [5 empty] | 0 | 0 | 0 | 0 | 0 | 0 | 0 | 0 | 0 | 0 | 0 | 0 | 0 | 0 | 0 | 0 | 0 | 0 | 0 | 0 | 0 | 0 | 0 | 0 | 0 | 0 | 0 | 0 | 0
Residential Energy Efficiency Incentives | Screw-in CFL 42 Watt 2,000 to 2,599 Lumens | Engineering Estimated | System | Residential | CFL-RC | TRUE | CFL: Indoor Screw in: Res - 9.4 | All other residential programs 0.80 | CFL | 2 | 0 | 0 | 10.5488 | 59.9578 | System | kW | 0.0052676 | [5 empty] | 9.4 | 80% | 0% | 6840 | 10350 | 10628 | [5 empty] | 1710 | 1710 | 1710 | 1710 | 2587.5 | 2587.5 | 2587.5 | 2587.5 | 2657 | 2657 | 2657 | 2657 | 0 | 0 | 0 | 0 | 0 | 0 | 0 | 0 | 0 | 0 | 0 | 0 | 0 | 0 | 0 | 0 | 27818
Residential Energy Efficiency Incentives | Screw-in CFL 42 Watt 2,600 to 3,599 Lumens | Engineering Estimated | System | Residential | CFL-RC | TRUE | CFL: Indoor Screw in: Res - 9.4 | All other residential programs 0.80 | CFL | 2 | 0 | 0 | 10.5488 | 83.0185 | System | kW | 0.0078868 | [5 empty] | 9.4 | 80% | 0% | 0 | 0 | 0 | [5 empty] | 0 | 0 | 0 | 0 | 0 | 0 | 0 | 0 | 0 | 0 | 0 | 0 | 0 | 0 | 0 | 0 | 0 | 0 | 0 | 0 | 0 | 0 | 0 | 0 | 0 | 0 | 0 | 0 | 0
Residential Energy Efficiency Incentives | Screw-in CFL 43 Watt 1,600 to 1,999 Lumens | Engineering Estimated | System | Residential | CFL-RC | TRUE | CFL: Indoor Screw in: Res - 9.4 | All other residential programs 0.80 | CFL | 2 | 0 | 0 | 10.5488 | 43.8153 | System | kW | 0.0041625 | [5 empty] | 9.4 | 80% | 0% | 0 | 0 | 0 | [5 empty] | 0 | 0 | 0 | 0 | 0 | 0 | 0 | 0 | 0 | 0 | 0 | 0 | 0 | 0 | 0 | 0 | 0 | 0 | 0 | 0 | 0 | 0 | 0 | 0 | 0 | 0 | 0 | 0 | 0
Residential Energy Efficiency Incentives | Screw-in CFL 43 Watt 2,000 to 2,599 Lumens | Engineering Estimated | System | Residential | CFL-RC | TRUE | CFL: Indoor Screw in: Res - 9.4 | All other residential programs 0.80 | CFL | 2 | 0 | 0 | 10.5488 | 59.1891 | System | kW | 0.005623 | [5 empty] | 9.4 | 80% | 0% | 0 | 0 | 0 | [5 empty] | 0 | 0 | 0 | 0 | 0 | 0 | 0 | 0 | 0 | 0 | 0 | 0 | 0 | 0 | 0 | 0 | 0 | 0 | 0 | 0 | 0 | 0 | 0 | 0 | 0 | 0 | 0 | 0 | 0
Residential Energy Efficiency Incentives | Screw-in CFL 43 Watt 2,600 to 3,599 Lumens | Engineering Estimated | System | Residential | CFL-RC | TRUE | CFL: Indoor Screw in: Res - 9.4 | All other residential programs 0.80 | CFL | 2 | 0 | 0 | 10.5488 | 82.2498 | System | kW | 0.0078137 | [5 empty] | 9.4 | 80% | 0% | 0 | 0 | 0 | [5 empty] | 0 | 0 | 0 | 0 | 0 | 0 | 0 | 0 | 0 | 0 | 0 | 0 | 0 | 0 | 0 | 0 | 0 | 0 | 0 | 0 | 0 | 0 | 0 | 0 | 0 | 0 | 0 | 0 | 0
Residential Energy Efficiency Incentives | Screw-in CFL 44 Watt 1,600 to 1,999 Lumens | Engineering Estimated | System | Residential | CFL-RC | TRUE | CFL: Indoor Screw in: Res - 9.4 | All other residential programs 0.80 | CFL | 2 | 0 | 0 | 10.5488 | 43.0466 | System | kW | 0.0040894 | [5 empty] | 9.4 | 80% | 0% | 0 | 0 | 0 | [5 empty] | 0 | 0 | 0 | 0 | 0 | 0 | 0 | 0 | 0 | 0 | 0 | 0 | 0 | 0 | 0 | 0 | 0 | 0 | 0 | 0 | 0 | 0 | 0 | 0 | 0 | 0 | 0 | 0 | 0
Residential Energy Efficiency Incentives | Screw-in CFL 44 Watt 2,000 to 2,599 Lumens | Engineering Estimated | System | Residential | CFL-RC | TRUE | CFL: Indoor Screw in: Res - 9.4 | All other residential programs 0.80 | CFL | 2 | 0 | 0 | 10.5488 | 58.4204 | System | kW | 0.0055499 | [5 empty] | 9.4 | 80% | 0% | 0 | 0 | 0 | [5 empty] | 0 | 0 | 0 | 0 | 0 | 0 | 0 | 0 | 0 | 0 | 0 | 0 | 0 | 0 | 0 | 0 | 0 | 0 | 0 | 0 | 0 | 0 | 0 | 0 | 0 | 0 | 0 | 0 | 0
Residential Energy Efficiency Incentives | Screw-in CFL 44 Watt 2,600 to 3,599 Lumens | Engineering Estimated | System | Residential | CFL-RC | TRUE | CFL: Indoor Screw in: Res - 9.4 | All other residential programs 0.80 | CFL | 2 | 0 | 0 | 10.5488 | 81.4811 | System | kW | 0.0077407 | [5 empty] | 9.4 | 80% | 0% | 0 | 0 | 0 | [5 empty] | 0 | 0 | 0 | 0 | 0 | 0 | 0 | 0 | 0 | 0 | 0 | 0 | 0 | 0 | 0 | 0 | 0 | 0 | 0 | 0 | 0 | 0 | 0 | 0 | 0 | 0 | 0 | 0 | 0
Residential Energy Efficiency Incentives | Screw-in CFL 45 Watt 1,600 to 1,999 Lumens | Engineering Estimated | System | Residential | CFL-RC | TRUE | CFL: Indoor Screw in: Res - 9.4 | All other residential programs 0.80 | CFL | 2 | 0 | 0 | 10.5488 | 42.2779 | System | kW | 0.0040164 | [5 empty] | 9.4 | 80% | 0% | 0 | 0 | 0 | [5 empty] | 0 | 0 | 0 | 0 | 0 | 0 | 0 | 0 | 0 | 0 | 0 | 0 | 0 | 0 | 0 | 0 | 0 | 0 | 0 | 0 | 0 | 0 | 0 | 0 | 0 | 0 | 0 | 0 | 0
Residential Energy Efficiency Incentives | Screw-in CFL 45 Watt 2,000 to 2,599 Lumens | Engineering Estimated | System | Residential | CFL-RC | TRUE | CFL: Indoor Screw in: Res - 9.4 | All other residential programs 0.80 | CFL | 2 | 0 | 0 | 10.5488 | 57.6517 | System | kW | 0.005065 | [5 empty] | 9.4 | 80% | 0% | 6840 | 10350 | 10628 | [5 empty] | 1710 | 1710 | 1710 | 1710 | 2587.5 | 2587.5 | 2587.5 | 2587.5 | 2657 | 2657 | 2657 | 2657 | 0 | 0 | 0 | 0 | 0 | 0 | 0 | 0 | 0 | 0 | 0 | 0 | 0 | 0 | 0 | 0 | 27818
Residential Energy Efficiency Incentives | Screw-in CFL 45 Watt 2,600 to 3,599 Lumens | Engineering Estimated | System | Residential | CFL-RC | TRUE | CFL: Indoor Screw in: Res - 9.4 | All other residential programs 0.80 | CFL | 2 | 0 | 0 | 10.5488 | 80.7125 | System | kW | 0.0076677 | [5 empty] | 9.4 | 80% | 0% | 0 | 0 | 0 | [5 empty] | 0 | 0 | 0 | 0 | 0 | 0 | 0 | 0 | 0 | 0 | 0 | 0 | 0 | 0 | 0 | 0 | 0 | 0 | 0 | 0 | 0 | 0 | 0 | 0 | 0 | 0 | 0 | 0 | 0
Residential Energy Efficiency Incentives | Screw-in CFL 46 Watt 1,600 to 1,999 Lumens | Engineering Estimated | System | Residential | CFL-RC | TRUE | CFL: Indoor Screw in: Res - 9.4 | All other residential programs 0.80 | CFL | 2 | 0 | 0 | 10.5488 | 41.5093 | System | kW | 0.0039434 | [5 empty] | 9.4 | 80% | 0% | 0 | 0 | 0 | [5 empty] | 0 | 0 | 0 | 0 | 0 | 0 | 0 | 0 | 0 | 0 | 0 | 0 | 0 | 0 | 0 | 0 | 0 | 0 | 0 | 0 | 0 | 0 | 0 | 0 | 0 | 0 | 0 | 0 | 0
Residential Energy Efficiency Incentives | Screw-in CFL 46 Watt 2,000 to 2,599 Lumens | Engineering Estimated | System | Residential | CFL-RC | TRUE | CFL: Indoor Screw in: Res - 9.4 | All other residential programs 0.80 | CFL | 2 | 0 | 0 | 10.5488 | 56.8831 | System | kW | 0.0054039 | [5 empty] | 9.4 | 80% | 0% | 0 | 0 | 0 | [5 empty] | 0 | 0 | 0 | 0 | 0 | 0 | 0 | 0 | 0 | 0 | 0 | 0 | 0 | 0 | 0 | 0 | 0 | 0 | 0 | 0 | 0 | 0 | 0 | 0 | 0 | 0 | 0 | 0 | 0
Residential Energy Efficiency Incentives | Screw-in CFL 46 Watt 2,600 to 3,599 Lumens | Engineering Estimated | System | Residential | CFL-RC | TRUE | CFL: Indoor Screw in: Res - 9.4 | All other residential programs 0.80 | CFL | 2 | 0 | 0 | 10.5488 | 79.9438 | System | kW | 0.0075947 | [5 empty] | 9.4 | 80% | 0% | 0 | 0 | 0 | [5 empty] | 0 | 0 | 0 | 0 | 0 | 0 | 0 | 0 | 0 | 0 | 0 | 0 | 0 | 0 | 0 | 0 | 0 | 0 | 0 | 0 | 0 | 0 | 0 | 0 | 0 | 0 | 0 | 0 | 0
Residential Energy Efficiency Incentives | Screw-in CFL 47 Watt 1,600 to 1,999 Lumens | Engineering Estimated | System | Residential | CFL-RC | TRUE | CFL: Indoor Screw in: Res - 9.4 | All other residential programs 0.80 | CFL | 2 | 0 | 0 | 10.5488 | 40.7406 | System | kW | 0.0038704 | [5 empty] | 9.4 | 80% | 0% | 0 | 0 | 0 | [5 empty] | 0 | 0 | 0 | 0 | 0 | 0 | 0 | 0 | 0 | 0 | 0 | 0 | 0 | 0 | 0 | 0 | 0 | 0 | 0 | 0 | 0 | 0 | 0 | 0 | 0 | 0 | 0 | 0 | 0
Residential Energy Efficiency Incentives | Screw-in CFL 47 Watt 2,000 to 2,599 Lumens | Engineering Estimated | System | Residential | CFL-RC | TRUE | CFL: Indoor Screw in: Res - 9.4 | All other residential programs 0.80 | CFL | 2 | 0 | 0 | 10.5488 | 56.1144 | System | kW | 0.0053309 | [5 empty] | 9.4 | 80% | 0% | 0 | 0 | 0 | [5 empty] | 0 | 0 | 0 | 0 | 0 | 0 | 0 | 0 | 0 | 0 | 0 | 0 | 0 | 0 | 0 | 0 | 0 | 0 | 0 | 0 | 0 | 0 | 0 | 0 | 0 | 0 | 0 | 0 | 0
Residential Energy Efficiency Incentives | Screw-in CFL 47 Watt 2,600 to 3,599 Lumens | Engineering Estimated | System | Residential | CFL-RC | TRUE | CFL: Indoor Screw in: Res - 9.4 | All other residential programs 0.80 | CFL | 2 | 0 | 0 | 10.5488 | 79.1751 | System | kW | 0.0075216 | [5 empty] | 9.4 | 80% | 0% | 0 | 0 | 0 | [5 empty] | 0 | 0 | 0 | 0 | 0 | 0 | 0 | 0 | 0 | 0 | 0 | 0 | 0 | 0 | 0 | 0 | 0 | 0 | 0 | 0 | 0 | 0 | 0 | 0 | 0 | 0 | 0 | 0 | 0
Residential Energy Efficiency Incentives | Screw-in CFL 48 Watt 1,600 to 1,999 Lumens | Engineering Estimated | System | Residential | CFL-RC | TRUE | CFL: Indoor Screw in: Res - 9.4 | All other residential programs 0.80 | CFL | 2 | 0 | 0 | 10.5488 | 39.9719 | System | kW | 0.0037973 | [5 empty] | 9.4 | 80% | 0% | 0 | 0 | 0 | [5 empty] | 0 | 0 | 0 | 0 | 0 | 0 | 0 | 0 | 0 | 0 | 0 | 0 | 0 | 0 | 0 | 0 | 0 | 0 | 0 | 0 | 0 | 0 | 0 | 0 | 0 | 0 | 0 | 0 | 0
Residential Energy Efficiency Incentives | Screw-in CFL 48 Watt 2,000 to 2,599 Lumens | Engineering Estimated | System | Residential | CFL-RC | TRUE | CFL: Indoor Screw in: Res - 9.4 | All other residential programs 0.80 | CFL | 2 | 0 | 0 | 10.5488 | 55.3457 | System | kW | 0.0052578 | [5 empty] | 9.4 | 80% | 0% | 0 | 0 | 0 | [5 empty] | 0 | 0 | 0 | 0 | 0 | 0 | 0 | 0 | 0 | 0 | 0 | 0 | 0 | 0 | 0 | 0 | 0 | 0 | 0 | 0 | 0 | 0 | 0 | 0 | 0 | 0 | 0 | 0 | 0
Residential Energy Efficiency Incentives | Screw-in CFL 48 Watt 2,600 to 3,599 Lumens | Engineering Estimated | System | Residential | CFL-RC | TRUE | CFL: Indoor Screw in: Res - 9.4 | All other residential programs 0.80 | CFL | 2 | 0 | 0 | 10.5488 | 78.4064 | System | kW | 0.0074486 | [5 empty] | 9.4 | 80% | 0% | 0 | 0 | 0 | [5 empty] | 0 | 0 | 0 | 0 | 0 | 0 | 0 | 0 | 0 | 0 | 0 | 0 | 0 | 0 | 0 | 0 | 0 | 0 | 0 | 0 | 0 | 0 | 0 | 0 | 0 | 0 | 0 | 0 | 0
Residential Energy Efficiency Incentives | Screw-in CFL 49 Watt 1,600 to 1,999 Lumens | Engineering Estimated | System | Residential | CFL-RC | TRUE | CFL: Indoor Screw in: Res - 9.4 | All other residential programs 0.80 | CFL | 2 | 0 | 0 | 10.5488 | 39.2032 | System | kW | 0.0037243 | [5 empty] | 9.4 | 80% | 0% | 0 | 0 | 0 | [5 empty] | 0 | 0 | 0 | 0 | 0 | 0 | 0 | 0 | 0 | 0 | 0 | 0 | 0 | 0 | 0 | 0 | 0 | 0 | 0 | 0 | 0 | 0 | 0 | 0 | 0 | 0 | 0 | 0 | 0
Residential Energy Efficiency Incentives | Screw-in CFL 49 Watt 2,000 to 2,599 Lumens | Engineering Estimated | System | Residential | CFL-RC | TRUE | CFL: Indoor Screw in: Res - 9.4 | All other residential programs 0.80 | CFL | 2 | 0 | 0 | 10.5488 | 54.577 | System | kW | 0.0051848 | [5 empty] | 9.4 | 80% | 0% | 0 | 0 | 0 | [5 empty] | 0 | 0 | 0 | 0 | 0 | 0 | 0 | 0 | 0 | 0 | 0 | 0 | 0 | 0 | 0 | 0 | 0 | 0 | 0 | 0 | 0 | 0 | 0 | 0 | 0 | 0 | 0 | 0 | 0
Residential Energy Efficiency Incentives | Screw-in CFL 49 Watt 2,600 to 3,599 Lumens | Engineering Estimated | System | Residential | CFL-RC | TRUE | CFL: Indoor Screw in: Res - 9.4 | All other residential programs 0.80 | CFL | 2 | 0 | 0 | 10.5488 | 77.6377 | System | kW | 0.0073756 | [5 empty] | 9.4 | 80% | 0% | 0 | 0 | 0 | [5 empty] | 0 | 0 | 0 | 0 | 0 | 0 | 0 | 0 | 0 | 0 | 0 | 0 | 0 | 0 | 0 | 0 | 0 | 0 | 0 | 0 | 0 | 0 | 0 | 0 | 0 | 0 | 0 | 0 | 0
Residential Energy Efficiency Incentives | Screw-in CFL 50 Watt 2,000 to 2,599 Lumens | Engineering Estimated | System | Residential | CFL-RC | TRUE | CFL: Indoor Screw in: Res - 9.4 | All other residential programs 0.80 | CFL | 2 | 0 | 0 | 10.5488 | 53.8083 | System | kW | 0.0051118 | [5 empty] | 9.4 | 80% | 0% | 0 | 0 | 0 | [5 empty] | 0 | 0 | 0 | 0 | 0 | 0 | 0 | 0 | 0 | 0 | 0 | 0 | 0 | 0 | 0 | 0 | 0 | 0 | 0 | 0 | 0 | 0 | 0 | 0 | 0 | 0 | 0 | 0 | 0
Residential Energy Efficiency Incentives | Screw-in CFL 50 Watt 2,600 to 3,599 Lumens | Engineering Estimated | System | Residential | CFL-RC | TRUE | CFL: Indoor Screw in: Res - 9.4 | All other residential programs 0.80 | CFL | 2 | 0 | 0 | 10.5488 | 76.869 | System | kW | 0.0073026 | [5 empty] | 9.4 | 80% | 0% | 0 | 0 | 0 | [5 empty] | 0 | 0 | 0 | 0 | 0 | 0 | 0 | 0 | 0 | 0 | 0 | 0 | 0 | 0 | 0 | 0 | 0 | 0 | 0 | 0 | 0 | 0 | 0 | 0 | 0 | 0 | 0 | 0 | 0
Residential Energy Efficiency Incentives | Screw-in CFL 50 Watt 3,600 to 4,599 Lumens | Engineering Estimated | System | Residential | CFL-RC | TRUE | CFL: Indoor Screw in: Res - 9.4 | All other residential programs 0.80 | CFL | 2 | 0 | 0 | 10.5488 | 115.3035 | System | kW | 0.010954 | [5 empty] | 9.4 | 80% | 0% | 0 | 0 | 0 | [5 empty] | 0 | 0 | 0 | 0 | 0 | 0 | 0 | 0 | 0 | 0 | 0 | 0 | 0 | 0 | 0 | 0 | 0 | 0 | 0 | 0 | 0 | 0 | 0 | 0 | 0 | 0 | 0 | 0 | 0
Residential Energy Efficiency Incentives | Screw-in CFL 51 Watt 2,000 to 2,599 Lumens | Engineering Estimated | System | Residential | CFL-RC | TRUE | CFL: Indoor Screw in: Res - 9.4 | All other residential programs 0.80 | CFL | 2 | 0 | 0 | 10.5488 | 53.0396 | System | kW | 0.0050388 | [5 empty] | 9.4 | 80% | 0% | 0 | 0 | 0 | [5 empty] | 0 | 0 | 0 | 0 | 0 | 0 | 0 | 0 | 0 | 0 | 0 | 0 | 0 | 0 | 0 | 0 | 0 | 0 | 0 | 0 | 0 | 0 | 0 | 0 | 0 | 0 | 0 | 0 | 0
Residential Energy Efficiency Incentives | Screw-in CFL 51 Watt 2,600 to 3,599 Lumens | Engineering Estimated | System | Residential | CFL-RC | TRUE | CFL: Indoor Screw in: Res - 9.4 | All other residential programs 0.80 | CFL | 2 | 0 | 0 | 10.5488 | 76.1003 | System | kW | 0.0072295 | [5 empty] | 9.4 | 80% | 0% | 0 | 0 | 0 | [5 empty] | 0 | 0 | 0 | 0 | 0 | 0 | 0 | 0 | 0 | 0 | 0 | 0 | 0 | 0 | 0 | 0 | 0 | 0 | 0 | 0 | 0 | 0 | 0 | 0 | 0 | 0 | 0 | 0 | 0
Residential Energy Efficiency Incentives | Screw-in CFL 51 Watt 3,600 to 4,599 Lumens | Engineering Estimated | System | Residential | CFL-RC | TRUE | CFL: Indoor Screw in: Res - 9.4 | All other residential programs 0.80 | CFL | 2 | 0 | 0 | 10.5488 | 114.5348 | System | kW | 0.010881 | [5 empty] | 9.4 | 80% | 0% | 0 | 0 | 0 | [5 empty] | 0 | 0 | 0 | 0 | 0 | 0 | 0 | 0 | 0 | 0 | 0 | 0 | 0 | 0 | 0 | 0 | 0 | 0 | 0 | 0 | 0 | 0 | 0 | 0 | 0 | 0 | 0 | 0 | 0
Residential Energy Efficiency Incentives | Screw-in CFL 52 Watt 2,000 to 2,599 Lumens | Engineering Estimated | System | Residential | CFL-RC | TRUE | CFL: Indoor Screw in: Res - 9.4 | All other residential programs 0.80 | CFL | 2 | 0 | 0 | 10.5488 | 52.2709 | System | kW | 0.0049657 | [5 empty] | 9.4 | 80% | 0% | 0 | 0 | 0 | [5 empty] | 0 | 0 | 0 | 0 | 0 | 0 | 0 | 0 | 0 | 0 | 0 | 0 | 0 | 0 | 0 | 0 | 0 | 0 | 0 | 0 | 0 | 0 | 0 | 0 | 0 | 0 | 0 | 0 | 0
Residential Energy Efficiency Incentives | Screw-in CFL 52 Watt 2,600 to 3,599 Lumens | Engineering Estimated | System | Residential | CFL-RC | TRUE | CFL: Indoor Screw in: Res - 9.4 | All other residential programs 0.80 | CFL | 2 | 0 | 0 | 10.5488 | 75.3316 | System | kW | 0.0071565 | [5 empty] | 9.4 | 80% | 0% | 0 | 0 | 0 | [5 empty] | 0 | 0 | 0 | 0 | 0 | 0 | 0 | 0 | 0 | 0 | 0 | 0 | 0 | 0 | 0 | 0 | 0 | 0 | 0 | 0 | 0 | 0 | 0 | 0 | 0 | 0 | 0 | 0 | 0
Residential Energy Efficiency Incentives | Screw-in CFL 52 Watt 3,600 to 4,599 Lumens | Engineering Estimated | System | Residential | CFL-RC | TRUE | CFL: Indoor Screw in: Res - 9.4 | All other residential programs 0.80 | CFL | 2 | 0 | 0 | 10.5488 | 113.7661 | System | kW | 0.010808 | [5 empty] | 9.4 | 80% | 0% | 0 | 0 | 0 | [5 empty] | 0 | 0 | 0 | 0 | 0 | 0 | 0 | 0 | 0 | 0 | 0 | 0 | 0 | 0 | 0 | 0 | 0 | 0 | 0 | 0 | 0 | 0 | 0 | 0 | 0 | 0 | 0 | 0 | 0
Residential Energy Efficiency Incentives | Screw-in CFL 53 Watt 2,000 to 2,599 Lumens | Engineering Estimated | System | Residential | CFL-RC | TRUE | CFL: Indoor Screw in: Res - 9.4 | All other residential programs 0.80 | CFL | 2 | 0 | 0 | 10.5488 | 51.5022 | System | kW | 0.0048927 | [5 empty] | 9.4 | 80% | 0% | 0 | 0 | 0 | [5 empty] | 0 | 0 | 0 | 0 | 0 | 0 | 0 | 0 | 0 | 0 | 0 | 0 | 0 | 0 | 0 | 0 | 0 | 0 | 0 | 0 | 0 | 0 | 0 | 0 | 0 | 0 | 0 | 0 | 0
Residential Energy Efficiency Incentives | Screw-in CFL 53 Watt 2,600 to 3,599 Lumens | Engineering Estimated | System | Residential | CFL-RC | TRUE | CFL: Indoor Screw in: Res - 9.4 | All other residential programs 0.80 | CFL | 2 | 0 | 0 | 10.5488 | 74.5629 | System | kW | 0.0070835 | [5 empty] | 9.4 | 80% | 0% | 0 | 0 | 0 | [5 empty] | 0 | 0 | 0 | 0 | 0 | 0 | 0 | 0 | 0 | 0 | 0 | 0 | 0 | 0 | 0 | 0 | 0 | 0 | 0 | 0 | 0 | 0 | 0 | 0 | 0 | 0 | 0 | 0 | 0
Residential Energy Efficiency Incentives | Screw-in CFL 53 Watt 3,600 to 4,599 Lumens | Engineering Estimated | System | Residential | CFL-RC | TRUE | CFL: Indoor Screw in: Res - 9.4 | All other residential programs 0.80 | CFL | 2 | 0 | 0 | 10.5488 | 112.9974 | System | kW | 0.010735 | [5 empty] | 9.4 | 80% | 0% | 0 | 0 | 0 | [5 empty] | 0 | 0 | 0 | 0 | 0 | 0 | 0 | 0 | 0 | 0 | 0 | 0 | 0 | 0 | 0 | 0 | 0 | 0 | 0 | 0 | 0 | 0 | 0 | 0 | 0 | 0 | 0 | 0 | 0
Residential Energy Efficiency Incentives | Screw-in CFL 54 Watt 2,000 to 2,599 Lumens | Engineering Estimated | System | Residential | CFL-RC | TRUE | CFL: Indoor Screw in: Res - 9.4 | All other residential programs 0.80 | CFL | 2 | 0 | 0 | 10.5488 | 50.7335 | System | kW | 0.0048197 | [5 empty] | 9.4 | 80% | 0% | 0 | 0 | 0 | [5 empty] | 0 | 0 | 0 | 0 | 0 | 0 | 0 | 0 | 0 | 0 | 0 | 0 | 0 | 0 | 0 | 0 | 0 | 0 | 0 | 0 | 0 | 0 | 0 | 0 | 0 | 0 | 0 | 0 | 0
Residential Energy Efficiency Incentives | Screw-in CFL 54 Watt 2,600 to 3,599 Lumens | Engineering Estimated | System | Residential | CFL-RC | TRUE | CFL: Indoor Screw in: Res - 9.4 | All other residential programs 0.80 | CFL | 2 | 0 | 0 | 10.5488 | 73.7942 | System | kW | 0.0070105 | [5 empty] | 9.4 | 80% | 0% | 0 | 0 | 0 | [5 empty] | 0 | 0 | 0 | 0 | 0 | 0 | 0 | 0 | 0 | 0 | 0 | 0 | 0 | 0 | 0 | 0 | 0 | 0 | 0 | 0 | 0 | 0 | 0 | 0 | 0 | 0 | 0 | 0 | 0
Residential Energy Efficiency Incentives | Screw-in CFL 54 Watt 3,600 to 4,599 Lumens | Engineering Estimated | System | Residential | CFL-RC | TRUE | CFL: Indoor Screw in: Res - 9.4 | All other residential programs 0.80 | CFL | 2 | 0 | 0 | 10.5488 | 112.2287 | System | kW | 0.010662 | [5 empty] | 9.4 | 80% | 0% | 0 | 0 | 0 | [5 empty] | 0 | 0 | 0 | 0 | 0 | 0 | 0 | 0 | 0 | 0 | 0 | 0 | 0 | 0 | 0 | 0 | 0 | 0 | 0 | 0 | 0 | 0 | 0 | 0 | 0 | 0 | 0 | 0 | 0
Residential Energy Efficiency Incentives | Screw-in CFL 55 Watt 2,000 to 2,599 Lumens | Engineering Estimated | System | Residential | CFL-RC | TRUE | CFL: Indoor Screw in: Res - 9.4 | All other residential programs 0.80 | CFL | 2 | 0 | 0 | 10.5488 | 49.9648 | System | kW | 0.0047467 | [5 empty] | 9.4 | 80% | 0% | 0 | 0 | 0 | [5 empty] | 0 | 0 | 0 | 0 | 0 | 0 | 0 | 0 | 0 | 0 | 0 | 0 | 0 | 0 | 0 | 0 | 0 | 0 | 0 | 0 | 0 | 0 | 0 | 0 | 0 | 0 | 0 | 0 | 0
Residential Energy Efficiency Incentives | Screw-in CFL 55 Watt 2,600 to 3,599 Lumens | Engineering Estimated | System | Residential | CFL-RC | TRUE | CFL: Indoor Screw in: Res - 9.4 | All other residential programs 0.80 | CFL | 2 | 0 | 0 | 10.5488 | 73.0255 | System | kW | 0.0069374 | [5 empty] | 9.4 | 80% | 0% | 0 | 0 | 0 | [5 empty] | 0 | 0 | 0 | 0 | 0 | 0 | 0 | 0 | 0 | 0 | 0 | 0 | 0 | 0 | 0 | 0 | 0 | 0 | 0 | 0 | 0 | 0 | 0 | 0 | 0 | 0 | 0 | 0 | 0
Residential Energy Efficiency Incentives | Screw-in CFL 55 Watt 3,600 to 4,599 Lumens | Engineering Estimated | System | Residential | CFL-RC | TRUE | CFL: Indoor Screw in: Res - 9.4 | All other residential programs 0.80 | CFL | 2 | 0 | 0 | 10.5488 | 111.46 | System | kW | 0.010589 | [5 empty] | 9.4 | 80% | 0% | 0 | 0 | 0 | [5 empty] | 0 | 0 | 0 | 0 | 0 | 0 | 0 | 0 | 0 | 0 | 0 | 0 | 0 | 0 | 0 | 0 | 0 | 0 | 0 | 0 | 0 | 0 | 0 | 0 | 0 | 0 | 0 | 0 | 0
Residential Energy Efficiency Incentives | Interior Fixture 7 Watt 450 to 799 Lumens | Engineering Estimated | System | Residential | CFL-RC | TRUE | Pin based CFL Fixture: Res - 16 | All other residential programs 0.80 | Fixture | 5 | 0 | 0 | 1.9174 | 10.512 | System | kW | 0.0014605 | [5 empty] | 16 | 80% | 0% | 0 | 0 | 0 | [5 empty] | 0 | 0 | 0 | 0 | 0 | 0 | 0 | 0 | 0 | 0 | 0 | 0 | 0 | 0 | 0 | 0 | 0 | 0 | 0 | 0 | 0 | 0 | 0 | 0 | 0 | 0 | 0 | 0 | 0
Residential Energy Efficiency Incentives | Interior Fixture 8 Watt 450 to 799 Lumens | Engineering Estimated | System | Residential | CFL-RC | TRUE | Pin based CFL Fixture: Res - 16 | All other residential programs 0.80 | Fixture | 5 | 0 | 0 | 1.9174 | 9.928 | System | kW | 0.0012756 | [5 empty] | 16 | 80% | 0% | 6840 | 10350 | 10628 | [5 empty] | 1710 | 1710 | 1710 | 1710 | 2587.5 | 2587.5 | 2587.5 | 2587.5 | 2657 | 2657 | 2657 | 2657 | 0 | 0 | 0 | 0 | 0 | 0 | 0 | 0 | 0 | 0 | 0 | 0 | 0 | 0 | 0 | 0 | 27818
Residential Energy Efficiency Incentives | Interior Fixture 11 Watt 450 to 799 Lumens | Engineering Estimated | System | Residential | CFL-RC | TRUE | Pin based CFL Fixture: Res - 16 | All other residential programs 0.80 | Fixture | 5 | 0 | 0 | 1.9174 | 8.176 | System | kW | 0.0021761 | [5 empty] | 16 | 80% | 0% | 6840 | 10350 | 10628 | [5 empty] | 1710 | 1710 | 1710 | 1710 | 2587.5 | 2587.5 | 2587.5 | 2587.5 | 2657 | 2657 | 2657 | 2657 | 0 | 0 | 0 | 0 | 0 | 0 | 0 | 0 | 0 | 0 | 0 | 0 | 0 | 0 | 0 | 0 | 27818
Residential Energy Efficiency Incentives | Interior Fixture 13 Watt 450 to 799 Lumens | Engineering Estimated | System | Residential | CFL-RC | TRUE | Pin based CFL Fixture: Res - 16 | All other residential programs 0.80 | Fixture | 5 | 0 | 0 | 1.9174 | 7.008 | System | kW | 0.00090044 | [5 empty] | 16 | 80% | 0% | 6840 | 10350 | 10628 | [5 empty] | 1710 | 1710 | 1710 | 1710 | 2587.5 | 2587.5 | 2587.5 | 2587.5 | 2657 | 2657 | 2657 | 2657 | 0 | 0 | 0 | 0 | 0 | 0 | 0 | 0 | 0 | 0 | 0 | 0 | 0 | 0 | 0 | 0 | 27818
Residential Energy Efficiency Incentives | Interior Fixture 13 Watt 800 to 1,099 Lumens | Engineering Estimated | System | Residential | CFL-RC | TRUE | Pin based CFL Fixture: Res - 16 | All other residential programs 0.80 | Fixture | 5 | 0 | 0 | 1.9174 | 15.768 | System | kW | 0.0027764 | [5 empty] | 16 | 80% | 0% | 20520 | 31050 | 31884 | [5 empty] | 5130 | 5130 | 5130 | 5130 | 7762.5 | 7762.5 | 7762.5 | 7762.5 | 7971 | 7971 | 7971 | 7971 | 0 | 0 | 0 | 0 | 0 | 0 | 0 | 0 | 0 | 0 | 0 | 0 | 0 | 0 | 0 | 0 | 83454
Residential Energy Efficiency Incentives | Interior Fixture 15 Watt 800 to 1,099 Lumens | Engineering Estimated | System | Residential | CFL-RC | TRUE | Pin based CFL Fixture: Res - 16 | All other residential programs 0.80 | Fixture | 5 | 0 | 0 | 2.0238 | 26.28 | System | kW | 0.0036513 | [5 empty] | 16 | 80% | 0% | 0 | 0 | 0 | [5 empty] | 0 | 0 | 0 | 0 | 0 | 0 | 0 | 0 | 0 | 0 | 0 | 0 | 0 | 0 | 0 | 0 | 0 | 0 | 0 | 0 | 0 | 0 | 0 | 0 | 0 | 0 | 0 | 0 | 0
Residential Energy Efficiency Incentives | Interior Fixture 16 Watt 800 to 1,099 Lumens | Engineering Estimated | System | Residential | CFL-RC | TRUE | Pin based CFL Fixture: Res - 16 | All other residential programs 0.80 | Fixture | 5 | 0 | 0 | 2.0448 | 25.696 | System | kW | 0.0035701 | [5 empty] | 16 | 80% | 0% | 0 | 0 | 0 | [5 empty] | 0 | 0 | 0 | 0 | 0 | 0 | 0 | 0 | 0 | 0 | 0 | 0 | 0 | 0 | 0 | 0 | 0 | 0 | 0 | 0 | 0 | 0 | 0 | 0 | 0 | 0 | 0 | 0 | 0
Residential Energy Efficiency Incentives | Interior Fixture 17 Watt 800 to 1,099 Lumens | Engineering Estimated | System | Residential | CFL-RC | TRUE | Pin based CFL Fixture: Res - 16 | All other residential programs 0.80 | Fixture | 5 | 0 | 0 | 2.0448 | 25.112 | System | kW | 0.003489 | [5 empty] | 16 | 80% | 0% | 0 | 0 | 0 | [5 empty] | 0 | 0 | 0 | 0 | 0 | 0 | 0 | 0 | 0 | 0 | 0 | 0 | 0 | 0 | 0 | 0 | 0 | 0 | 0 | 0 | 0 | 0 | 0 | 0 | 0 | 0 | 0 | 0 | 0
Residential Energy Efficiency Incentives | Interior Fixture 18 Watt 800 to 1,099 Lumens | Engineering Estimated | System | Residential | CFL-RC | TRUE | Pin based CFL Fixture: Res - 16 | All other residential programs 0.80 | Fixture | 5 | 0 | 0 | 2.1298 | 24.528 | System | kW | 0.0031515 | [5 empty] | 16 | 80% | 0% | 684 | 1035 | 1063 | [5 empty] | 171 | 171 | 171 | 171 | 258.75 | 258.75 | 258.75 | 258.75 | 265.75 | 265.75 | 265.75 | 265.75 | 0 | 0 | 0 | 0 | 0 | 0 | 0 | 0 | 0 | 0 | 0 | 0 | 0 | 0 | 0 | 0 | 2782
Residential Energy Efficiency Incentives | Interior Fixture 18 Watt 1,100 to 1,399 Lumens | Engineering Estimated | System | Residential | CFL-RC | TRUE | Pin based CFL Fixture: Res - 16 | All other residential programs 0.80 | Fixture | 5 | 0 | 0 | 2.163 | 33.288 | System | kW | 0.0042771 | [5 empty] | 16 | 80% | 0% | 34200 | 51750 | 53141 | [5 empty] | 8550 | 8550 | 8550 | 8550 | 12937.5 | 12937.5 | 12937.5 | 12937.5 | 13285.25 | 13285.25 | 13285.25 | 13285.25 | 0 | 0 | 0 | 0 | 0 | 0 | 0 | 0 | 0 | 0 | 0 | 0 | 0 | 0 | 0 | 0 | 139091
Residential Energy Efficiency Incentives | Interior Fixture 18 Watt 1,600 to 1,999 Lumens | Engineering Estimated | System | Residential | CFL-RC | TRUE | Pin based CFL Fixture: Res - 16 | All other residential programs 0.80 | Fixture | 10 | 0 | 0 | 2.163 | 47.888 | System | kW | 0.006153 | [5 empty] | 16 | 80% | 0% | 34200 | 51750 | 53141 | [5 empty] | 8550 | 8550 | 8550 | 8550 | 12937.5 | 12937.5 | 12937.5 | 12937.5 | 13285.25 | 13285.25 | 13285.25 | 13285.25 | 0 | 0 | 0 | 0 | 0 | 0 | 0 | 0 | 0 | 0 | 0 | 0 | 0 | 0 | 0 | 0 | 139091
Residential Energy Efficiency Incentives | Interior Fixture 19 Watt 800 to 1,099 Lumens | Engineering Estimated | System | Residential | CFL-RC | TRUE | Pin based CFL Fixture: Res - 16 | All other residential programs 0.80 | Fixture | 10 | 0 | 0 | 2.1722 | 23.944 | System | kW | 0.0033267 | [5 empty] | 16 | 80% | 0% | 0 | 0 | 0 | [5 empty] | 0 | 0 | 0 | 0 | 0 | 0 | 0 | 0 | 0 | 0 | 0 | 0 | 0 | 0 | 0 | 0 | 0 | 0 | 0 | 0 | 0 | 0 | 0 | 0 | 0 | 0 | 0 | 0 | 0
Residential Energy Efficiency Incentives | Interior Fixture 20 Watt 800 to 1,099 Lumens | Engineering Estimated | System | Residential | CFL-RC | TRUE | Pin based CFL Fixture: Res - 16 | All other residential programs 0.80 | Fixture | 5 | 0 | 0 | 2.2147 | 23.36 | System | kW | 0.0032456 | [5 empty] | 16 | 80% | 0% | 0 | 0 | 0 | [5 empty] | 0 | 0 | 0 | 0 | 0 | 0 | 0 | 0 | 0 | 0 | 0 | 0 | 0 | 0 | 0 | 0 | 0 | 0 | 0 | 0 | 0 | 0 | 0 | 0 | 0 | 0 | 0 | 0 | 0
Residential Energy Efficiency Incentives | Interior Fixture 20 Watt 1,100 to 1,399 Lumens | Engineering Estimated | System | Residential | CFL-RC | TRUE | Pin based CFL Fixture: Res - 16 | All other residential programs 0.80 | Fixture | 10 | 0 | 0 | 2.2147 | 32.12 | System | kW | 0.004127 | [5 empty] | 16 | 80% | 0% | 34200 | 51750 | 53141 | [5 empty] | 8550 | 8550 | 8550 | 8550 | 12937.5 | 12937.5 | 12937.5 | 12937.5 | 13285.25 | 13285.25 | 13285.25 | 13285.25 | 0 | 0 | 0 | 0 | 0 | 0 | 0 | 0 | 0 | 0 | 0 | 0 | 0 | 0 | 0 | 0 | 139091
Residential Energy Efficiency Incentives | Interior Fixture 21 Watt 800 to 1,099 Lumens | Engineering Estimated | System | Residential | CFL-RC | TRUE | Pin based CFL Fixture: Res - 16 | All other residential programs 0.80 | Fixture | 10 | 0 | 0 | 2.2147 | 22.776 | System | kW | 0.0031644 | [5 empty] | 16 | 80% | 0% | 0 | 0 | 0 | [5 empty] | 0 | 0 | 0 | 0 | 0 | 0 | 0 | 0 | 0 | 0 | 0 | 0 | 0 | 0 | 0 | 0 | 0 | 0 | 0 | 0 | 0 | 0 | 0 | 0 | 0 | 0 | 0 | 0 | 0
Residential Energy Efficiency Incentives | Interior Fixture 21 Watt 1,100 to 1,399 Lumens | Engineering Estimated | System | Residential | CFL-RC | TRUE | Pin based CFL Fixture: Res - 16 | All other residential programs 0.80 | Fixture | 10 | 0 | 0 | 2.2147 | 31.536 | System | kW | 0.0043815 | [5 empty] | 16 | 80% | 0% | 0 | 0 | 0 | [5 empty] | 0 | 0 | 0 | 0 | 0 | 0 | 0 | 0 | 0 | 0 | 0 | 0 | 0 | 0 | 0 | 0 | 0 | 0 | 0 | 0 | 0 | 0 | 0 | 0 | 0 | 0 | 0 | 0 | 0
Residential Energy Efficiency Incentives | Interior Fixture 22 Watt 800 to 1,099 Lumens | Engineering Estimated | System | Residential | CFL-RC | TRUE | Pin based CFL Fixture: Res - 16 | All other residential programs 0.80 | Fixture | 5 | 0 | 0 | 2.2147 | 22.192 | System | kW | 0.0030833 | [5 empty] | 16 | 80% | 0% | 0 | 0 | 0 | [5 empty] | 0 | 0 | 0 | 0 | 0 | 0 | 0 | 0 | 0 | 0 | 0 | 0 | 0 | 0 | 0 | 0 | 0 | 0 | 0 | 0 | 0 | 0 | 0 | 0 | 0 | 0 | 0 | 0 | 0
Residential Energy Efficiency Incentives | Interior Fixture 22 Watt 1,100 to 1,399 Lumens | Engineering Estimated | System | Residential | CFL-RC | TRUE | Pin based CFL Fixture: Res - 16 | All other residential programs 0.80 | Fixture | 10 | 0 | 0 | 2.2147 | 30.952 | System | kW | 0.0039769 | [5 empty] | 16 | 80% | 0% | 27360 | 41400 | 42512 | [5 empty] | 6840 | 6840 | 6840 | 6840 | 10350 | 10350 | 10350 | 10350 | 10628 | 10628 | 10628 | 10628 | 0 | 0 | 0 | 0 | 0 | 0 | 0 | 0 | 0 | 0 | 0 | 0 | 0 | 0 | 0 | 0 | 111272
Residential Energy Efficiency Incentives | Interior Fixture 23 Watt 1,100 to 1,399 Lumens | Engineering Estimated | System | Residential | CFL-RC | TRUE | Pin based CFL Fixture: Res - 16 | All other residential programs 0.80 | Fixture | 10 | 0 | 0 | 2.3421 | 30.368 | System | kW | 0.0042193 | [5 empty] | 16 | 80% | 0% | 0 | 0 | 0 | [5 empty] | 0 | 0 | 0 | 0 | 0 | 0 | 0 | 0 | 0 | 0 | 0 | 0 | 0 | 0 | 0 | 0 | 0 | 0 | 0 | 0 | 0 | 0 | 0 | 0 | 0 | 0 | 0 | 0 | 0
Residential Energy Efficiency Incentives | Interior Fixture 23 Watt 1400 to 1,599 Lumens | Engineering Estimated | System | Residential | CFL-RC | TRUE | Pin based CFL Fixture: Res - 16 | All other residential programs 0.80 | Fixture | 10 | 0 | 0 | 2.3421 | 39.128 | System | kW | 0.0054363 | [5 empty] | 16 | 80% | 0% | 0 | 0 | 0 | [5 empty] | 0 | 0 | 0 | 0 | 0 | 0 | 0 | 0 | 0 | 0 | 0 | 0 | 0 | 0 | 0 | 0 | 0 | 0 | 0 | 0 | 0 | 0 | 0 | 0 | 0 | 0 | 0 | 0 | 0
Residential Energy Efficiency Incentives | Interior Fixture 24 Watt 1,100 to 1,399 Lumens | Engineering Estimated | System | Residential | CFL-RC | TRUE | Pin based CFL Fixture: Res - 16 | All other residential programs 0.80 | Fixture | 10 | 0 | 0 | 2.3421 | 29.784 | System | kW | 0.0041381 | [5 empty] | 16 | 80% | 0% | 0 | 0 | 0 | [5 empty] | 0 | 0 | 0 | 0 | 0 | 0 | 0 | 0 | 0 | 0 | 0 | 0 | 0 | 0 | 0 | 0 | 0 | 0 | 0 | 0 | 0 | 0 | 0 | 0 | 0 | 0 | 0 | 0 | 0
Residential Energy Efficiency Incentives | Interior Fixture 24 Watt 1400 to 1,599 Lumens | Engineering Estimated | System | Residential | CFL-RC | TRUE | Pin based CFL Fixture: Res - 16 | All other residential programs 0.80 | Fixture | 10 | 0 | 0 | 2.3421 | 38.544 | System | kW | 0.0053552 | [5 empty] | 16 | 80% | 0% | 0 | 0 | 0 | [5 empty] | 0 | 0 | 0 | 0 | 0 | 0 | 0 | 0 | 0 | 0 | 0 | 0 | 0 | 0 | 0 | 0 | 0 | 0 | 0 | 0 | 0 | 0 | 0 | 0 | 0 | 0 | 0 | 0 | 0
Residential Energy Efficiency Incentives | Interior Fixture 25 Watt 1400 to 1,599 Lumens | Engineering Estimated | System | Residential | CFL-RC | TRUE | Pin based CFL Fixture: Res - 16 | All other residential programs 0.80 | Fixture | 10 | 0 | 0 | 2.4271 | 37.96 | System | kW | 0.0052741 | [5 empty] | 16 | 80% | 0% | 0 | 0 | 0 | [5 empty] | 0 | 0 | 0 | 0 | 0 | 0 | 0 | 0 | 0 | 0 | 0 | 0 | 0 | 0 | 0 | 0 | 0 | 0 | 0 | 0 | 0 | 0 | 0 | 0 | 0 | 0 | 0 | 0 | 0
Residential Energy Efficiency Incentives | Interior Fixture 25 Watt 1,600 to 1,999 Lumens | Engineering Estimated | System | Residential | CFL-RC | TRUE | Pin based CFL Fixture: Res - 16 | All other residential programs 0.80 | Fixture | 10 | 0 | 0 | 2.43 | 43.8 | System | kW | 0.0060855 | [5 empty] | 16 | 80% | 0% | 0 | 0 | 0 | [5 empty] | 0 | 0 | 0 | 0 | 0 | 0 | 0 | 0 | 0 | 0 | 0 | 0 | 0 | 0 | 0 | 0 | 0 | 0 | 0 | 0 | 0 | 0 | 0 | 0 | 0 | 0 | 0 | 0 | 0
Residential Energy Efficiency Incentives | Interior Fixture 26 Watt 1,100 to 1,399 Lumens | Engineering Estimated | System | Residential | CFL-RC | TRUE | Pin based CFL Fixture: Res - 16 | All other residential programs 0.80 | Fixture | 10 | 0 | 0 | 2.4696 | 28.616 | System | kW | 0.0039758 | [5 empty] | 16 | 80% | 0% | 0 | 0 | 0 | [5 empty] | 0 | 0 | 0 | 0 | 0 | 0 | 0 | 0 | 0 | 0 | 0 | 0 | 0 | 0 | 0 | 0 | 0 | 0 | 0 | 0 | 0 | 0 | 0 | 0 | 0 | 0 | 0 | 0 | 0
Residential Energy Efficiency Incentives | Interior Fixture 26 Watt 1400 to 1,599 Lumens | Engineering Estimated | System | Residential | CFL-RC | TRUE | Pin based CFL Fixture: Res - 16 | All other residential programs 0.80 | Fixture | 10 | 0 | 0 | 2.4696 | 37.376 | System | kW | 0.0051929 | [5 empty] | 16 | 80% | 0% | 0 | 0 | 0 | [5 empty] | 0 | 0 | 0 | 0 | 0 | 0 | 0 | 0 | 0 | 0 | 0 | 0 | 0 | 0 | 0 | 0 | 0 | 0 | 0 | 0 | 0 | 0 | 0 | 0 | 0 | 0 | 0 | 0 | 0
Residential Energy Efficiency Incentives | Interior Fixture 26 Watt 1,600 to 1,999 Lumens | Engineering Estimated | System | Residential | CFL-RC | TRUE | Pin based CFL Fixture: Res - 16 | All other residential programs 0.80 | Fixture | 10 | 0 | 0 | 2.499 | 43.216 | System | kW | 0.0055527 | [5 empty] | 16 | 80% | 0% | 20520 | 31050 | 31884 | [5 empty] | 5130 | 5130 | 5130 | 5130 | 7762.5 | 7762.5 | 7762.5 | 7762.5 | 7971 | 7971 | 7971 | 7971 | 0 | 0 | 0 | 0 | 0 | 0 | 0 | 0 | 0 | 0 | 0 | 0 | 0 | 0 | 0 | 0 | 83454
Residential Energy Efficiency Incentives | Interior Fixture 27 Watt 1400 to 1,599 Lumens | Engineering Estimated | System | Residential | CFL-RC | TRUE | Pin based CFL Fixture: Res - 16 | All other residential programs 0.80 | Fixture | 10 | 0 | 0 | 2.4696 | 78.183 | System | kW | 0.0051118 | [5 empty] | 16 | 80% | 0% | 0 | 0 | 0 | [5 empty] | 0 | 0 | 0 | 0 | 0 | 0 | 0 | 0 | 0 | 0 | 0 | 0 | 0 | 0 | 0 | 0 | 0 | 0 | 0 | 0 | 0 | 0 | 0 | 0 | 0 | 0 | 0 | 0 | 0
Residential Energy Efficiency Incentives | Interior Fixture 27 Watt 1,600 to 1,999 Lumens | Engineering Estimated | System | Residential | CFL-RC | TRUE | Pin based CFL Fixture: Res - 16 | All other residential programs 0.80 | Fixture | 10 | 0 | 0 | 2.499 | 90.593 | System | kW | 0.0059232 | [5 empty] | 16 | 80% | 0% | 0 | 0 | 0 | [5 empty] | 0 | 0 | 0 | 0 | 0 | 0 | 0 | 0 | 0 | 0 | 0 | 0 | 0 | 0 | 0 | 0 | 0 | 0 | 0 | 0 | 0 | 0 | 0 | 0 | 0 | 0 | 0 | 0 | 0
Residential Energy Efficiency Incentives | Interior Fixture 28 Watt 1,600 to 1,999 Lumens | Engineering Estimated | System | Residential | CFL-RC | TRUE | Pin based CFL Fixture: Res - 16 | All other residential programs 0.80 | Fixture | 10 | 0 | 0 | 2.5545 | 89.352 | System | kW | 0.005842 | [5 empty] | 16 | 80% | 0% | 0 | 0 | 0 | [5 empty] | 0 | 0 | 0 | 0 | 0 | 0 | 0 | 0 | 0 | 0 | 0 | 0 | 0 | 0 | 0 | 0 | 0 | 0 | 0 | 0 | 0 | 0 | 0 | 0 | 0 | 0 | 0 | 0 | 0
Residential Energy Efficiency Incentives | Interior Fixture 29 Watt 1,600 to 1,999 Lumens | Engineering Estimated | System | Residential | CFL-RC | TRUE | Pin based CFL Fixture: Res - 16 | All other residential programs 0.80 | Fixture | 10 | 0 | 0 | 2.5545 | 88.111 | System | kW | 0.0057609 | [5 empty] | 16 | 80% | 0% | 0 | 0 | 0 | [5 empty] | 0 | 0 | 0 | 0 | 0 | 0 | 0 | 0 | 0 | 0 | 0 | 0 | 0 | 0 | 0 | 0 | 0 | 0 | 0 | 0 | 0 | 0 | 0 | 0 | 0 | 0 | 0 | 0 | 0
Residential Energy Efficiency Incentives | Interior Fixture 30 Watt 1,600 to 1,999 Lumens | Engineering Estimated | System | Residential | CFL-RC | TRUE | Pin based CFL Fixture: Res - 16 | All other residential programs 0.80 | Fixture | 10 | 0 | 0 | 2.6394 | 86.87 | System | kW | 0.0052526 | [5 empty] | 16 | 80% | 0% | 15200 | 23000 | 23618 | [5 empty] | 3800 | 3800 | 3800 | 3800 | 5750 | 5750 | 5750 | 5750 | 5904.5 | 5904.5 | 5904.5 | 5904.5 | 0 | 0 | 0 | 0 | 0 | 0 | 0 | 0 | 0 | 0 | 0 | 0 | 0 | 0 | 0 | 0 | 61818
Residential Energy Efficiency Incentives | Interior Fixture 30 Watt 2,000 to 2,599 Lumens | Engineering Estimated | System | Residential | CFL-RC | TRUE | Pin based CFL Fixture: Res - 16 | All other residential programs 0.80 | Fixture | 10 | 0 | 0 | 2.6394 | 111.69 | System | kW | 0.0067533 | [5 empty] | 16 | 80% | 0% | 76000 | 115000 | 118090 | [5 empty] | 19000 | 19000 | 19000 | 19000 | 28750 | 28750 | 28750 | 28750 | 29522.5 | 29522.5 | 29522.5 | 29522.5 | 0 | 0 | 0 | 0 | 0 | 0 | 0 | 0 | 0 | 0 | 0 | 0 | 0 | 0 | 0 | 0 | 309090
Residential Energy Efficiency Incentives | Interior Fixture 32 Watt 2,000 to 2,599 Lumens | Engineering Estimated | System | Residential | CFL-RC | TRUE | Pin based CFL Fixture: Res - 16 | All other residential programs 0.80 | Fixture | 10 | 0 | 0 | 2.6394 | 109.208 | System | kW | 0.0066032 | [5 empty] | 16 | 80% | 0% | 15200 | 23000 | 23618 | [5 empty] | 3800 | 3800 | 3800 | 3800 | 5750 | 5750 | 5750 | 5750 | 5904.5 | 5904.5 | 5904.5 | 5904.5 | 0 | 0 | 0 | 0 | 0 | 0 | 0 | 0 | 0 | 0 | 0 | 0 | 0 | 0 | 0 | 0 | 61818
Residential Energy Efficiency Incentives | Interior Fixture 36 Watt 1,600 to 1,999 Lumens | Engineering Estimated | System | Residential | CFL-RC | TRUE | Pin based CFL Fixture: Res - 16 | All other residential programs 0.80 | Fixture | 10 | 0 | 0 | 2.6394 | 79.424 | System | kW | 0.0051929 | [5 empty] | 16 | 80% | 0% | 0 | 0 | 0 | [5 empty] | 0 | 0 | 0 | 0 | 0 | 0 | 0 | 0 | 0 | 0 | 0 | 0 | 0 | 0 | 0 | 0 | 0 | 0 | 0 | 0 | 0 | 0 | 0 | 0 | 0 | 0 | 0 | 0 | 0
Residential Energy Efficiency Incentives | Interior Fixture 38 Watt 2,000 to 2,599 Lumens | Engineering Estimated | System | Residential | CFL-RC | TRUE | Pin based CFL Fixture: Res - 16 | All other residential programs 0.80 | Fixture | 10 | 0 | 0 | 2.6394 | 101.762 | System | kW | 0.0066534 | [5 empty] | 16 | 80% | 0% | 0 | 0 | 0 | [5 empty] | 0 | 0 | 0 | 0 | 0 | 0 | 0 | 0 | 0 | 0 | 0 | 0 | 0 | 0 | 0 | 0 | 0 | 0 | 0 | 0 | 0 | 0 | 0 | 0 | 0 | 0 | 0 | 0 | 0
Residential Energy Efficiency Incentives | Interior Fixture 40 Watt 2,000 to 2,599 Lumens | Engineering Estimated | System | Residential | CFL-RC | TRUE | Pin based CFL Fixture: Res - 16 | All other residential programs 0.80 | Fixture | 10 | 0 | 0 | 3.064 | 136.51 | System | kW | 0.0060029 | [5 empty] | 16 | 80% | 0% | 30400 | 46000 | 47236 | [5 empty] | 7600 | 7600 | 7600 | 7600 | 11500 | 11500 | 11500 | 11500 | 11809 | 11809 | 11809 | 11809 | 0 | 0 | 0 | 0 | 0 | 0 | 0 | 0 | 0 | 0 | 0 | 0 | 0 | 0 | 0 | 0 | 123636
Residential Energy Efficiency Incentives | Interior Fixture 42 Watt 2,000 to 2,599 Lumens | Engineering Estimated | System | Residential | CFL-RC | TRUE | Pin based CFL Fixture: Res - 16 | All other residential programs 0.80 | Fixture | 10 | 0 | 0 | 6.128 | 96.798 | System | kW | 0.0063289 | [5 empty] | 16 | 80% | 0% | 0 | 0 | 0 | [5 empty] | 0 | 0 | 0 | 0 | 0 | 0 | 0 | 0 | 0 | 0 | 0 | 0 | 0 | 0 | 0 | 0 | 0 | 0 | 0 | 0 | 0 | 0 | 0 | 0 | 0 | 0 | 0 | 0 | 0
Residential Energy Efficiency Incentives | Interior Fixture 44 Watt 2,000 to 2,599 Lumens | Engineering Estimated | System | Residential | CFL-RC | TRUE | Pin based CFL Fixture: Res - 16 | All other residential programs 0.80 | Fixture | 10 | 0 | 0 | 6.128 | 94.316 | System | kW | 0.0061666 | [5 empty] | 16 | 80% | 0% | 0 | 0 | 0 | [5 empty] | 0 | 0 | 0 | 0 | 0 | 0 | 0 | 0 | 0 | 0 | 0 | 0 | 0 | 0 | 0 | 0 | 0 | 0 | 0 | 0 | 0 | 0 | 0 | 0 | 0 | 0 | 0 | 0 | 0
Residential Energy Efficiency Incentives | Interior Fixture 45 Watt 2,000 to 2,599 Lumens | Engineering Estimated | System | Residential | CFL-RC | TRUE | Pin based CFL Fixture: Res - 16 | All other residential programs 0.80 | Fixture | 10 | 0 | 0 | 6.128 | 93.075 | System | kW | 0.0060855 | [5 empty] | 16 | 80% | 0% | 0 | 0 | 0 | [5 empty] | 0 | 0 | 0 | 0 | 0 | 0 | 0 | 0 | 0 | 0 | 0 | 0 | 0 | 0 | 0 | 0 | 0 | 0 | 0 | 0 | 0 | 0 | 0 | 0 | 0 | 0 | 0 | 0 | 0
Residential Energy Efficiency Incentives | Interior Fixture 48 Watt 3,600 to 4,599 Lumens | Engineering Estimated | System | Residential | CFL-RC | TRUE | Pin based CFL Fixture: Res - 16 | All other residential programs 0.80 | Fixture | 10 | 0 | 0 | 6.128 | 188.632 | System | kW | 0.011406 | [5 empty] | 16 | 80% | 0% | 760 | 1150 | 1181 | [5 empty] | 190 | 190 | 190 | 190 | 287.5 | 287.5 | 287.5 | 287.5 | 295.25 | 295.25 | 295.25 | 295.25 | 0 | 0 | 0 | 0 | 0 | 0 | 0 | 0 | 0 | 0 | 0 | 0 | 0 | 0 | 0 | 0 | 3091
Residential Energy Efficiency Incentives | Interior Fixture 50 Watt 2,600 to 3,599 Lumens | Engineering Estimated | System | Residential | CFL-RC | TRUE | Pin based CFL Fixture: Res - 16 | All other residential programs 0.80 | Fixture | 10 | 0 | 0 | 6.128 | 124.1 | System | kW | 0.0081139 | [5 empty] | 16 | 80% | 0% | 0 | 0 | 0 | [5 empty] | 0 | 0 | 0 | 0 | 0 | 0 | 0 | 0 | 0 | 0 | 0 | 0 | 0 | 0 | 0 | 0 | 0 | 0 | 0 | 0 | 0 | 0 | 0 | 0 | 0 | 0 | 0 | 0 | 0
Residential Energy Efficiency Incentives | Interior Fixture 52 Watt 3,600 to 4,599 Lumens | Engineering Estimated | System | Residential | CFL-RC | TRUE | Pin based CFL Fixture: Res - 16 | All other residential programs 0.80 | Fixture | 10 | 0 | 0 | 6.128 | 183.668 | System | kW | 0.011105 | [5 empty] | 16 | 80% | 0% | 1140 | 1725 | 1771 | [5 empty] | 285 | 285 | 285 | 285 | 431.25 | 431.25 | 431.25 | 431.25 | 442.75 | 442.75 | 442.75 | 442.75 | 0 | 0 | 0 | 0 | 0 | 0 | 0 | 0 | 0 | 0 | 0 | 0 | 0 | 0 | 0 | 0 | 4636
Residential Energy Efficiency Incentives | Interior Fixture 54 Watt 3,600 to 4,599 Lumens | Engineering Estimated | System | Residential | CFL-RC | TRUE | Pin based CFL Fixture: Res - 16 | All other residential programs 0.80 | Fixture | 10 | 0 | 0 | 6.128 | 181.186 | System | kW | 0.010955 | [5 empty] | 16 | 80% | 0% | 760 | 1150 | 1181 | [5 empty] | 190 | 190 | 190 | 190 | 287.5 | 287.5 | 287.5 | 287.5 | 295.25 | 295.25 | 295.25 | 295.25 | 0 | 0 | 0 | 0 | 0 | 0 | 0 | 0 | 0 | 0 | 0 | 0 | 0 | 0 | 0 | 0 | 3091
Residential Energy Efficiency Incentives | Interior Fixture 55 Watt 2,600 to 3,599 Lumens | Engineering Estimated | System | Residential | CFL-RC | TRUE | Pin based CFL Fixture: Res - 16 | All other residential programs 0.80 | Fixture | 10 | 0 | 0 | 7.4024 | 167.535 | System | kW | 0.01013 | [5 empty] | 16 | 80% | 0% | 0 | 0 | 0 | [5 empty] | 0 | 0 | 0 | 0 | 0 | 0 | 0 | 0 | 0 | 0 | 0 | 0 | 0 | 0 | 0 | 0 | 0 | 0 | 0 | 0 | 0 | 0 | 0 | 0 | 0 | 0 | 0 | 0 | 0
Residential Energy Efficiency Incentives | Interior Fixture 55 Watt 3,600 to 4,599 Lumens | Engineering Estimated | System | Residential | CFL-RC | TRUE | Pin based CFL Fixture: Res - 16 | All other residential programs 0.80 | Fixture | 10 | 0 | 0 | 7.4024 | 179.945 | System | kW | 0.011765 | [5 empty] | 16 | 80% | 0% | 760 | 1150 | 1181 | [5 empty] | 190 | 190 | 190 | 190 | 287.5 | 287.5 | 287.5 | 287.5 | 295.25 | 295.25 | 295.25 | 295.25 | 0 | 0 | 0 | 0 | 0 | 0 | 0 | 0 | 0 | 0 | 0 | 0 | 0 | 0 | 0 | 0 | 3091
Residential Energy Efficiency Incentives | Interior Fixture 64 Watt 3,600 to 4,599 Lumens | Engineering Estimated | System | Residential | CFL-RC | TRUE | Pin based CFL Fixture: Res - 16 | All other residential programs 0.80 | Fixture | 10 | 0 | 0 | 8.2518 | 168.776 | System | kW | 0.010205 | [5 empty] | 16 | 80% | 0% | 3800 | 5750 | 5905 | [5 empty] | 950 | 950 | 950 | 950 | 1437.5 | 1437.5 | 1437.5 | 1437.5 | 1476.25 | 1476.25 | 1476.25 | 1476.25 | 0 | 0 | 0 | 0 | 0 | 0 | 0 | 0 | 0 | 0 | 0 | 0 | 0 | 0 | 0 | 0 | 15455
Residential Energy Efficiency Incentives | Interior Fixture 78 Watt ≥4,600 Lumens | Engineering Estimated | System | Residential | CFL-RC | TRUE | Pin based CFL Fixture: Res - 16 | All other residential programs 0.80 | Fixture | 10 | 0 | 0 | 8.2518 | 151.402 | System | kW | 0.0091545 | [5 empty] | 16 | 80% | 0% | 760 | 1150 | 1181 | [5 empty] | 190 | 190 | 190 | 190 | 287.5 | 287.5 | 287.5 | 287.5 | 295.25 | 295.25 | 295.25 | 295.25 | 0 | 0 | 0 | 0 | 0 | 0 | 0 | 0 | 0 | 0 | 0 | 0 | 0 | 0 | 0 | 0 | 3091
Residential Energy Efficiency Incentives | Torchiere 55 Watt | Engineering Estimated | System | Residential | CFL-RC | TRUE | Torchiere: Res - 9 | All other residential programs 0.80 | Torchier | 10 | 0 | 0 | 5 | 142.965 | System | kW | 0.01013 | [5 empty] | 9 | 80% | 0% | 1520 | 2300 | 2362 | [5 empty] | 380 | 380 | 380 | 380 | 575 | 575 | 575 | 575 | 590.5 | 590.5 | 590.5 | 590.5 | 0 | 0 | 0 | 0 | 0 | 0 | 0 | 0 | 0 | 0 | 0 | 0 | 0 | 0 | 0 | 0 | 6182
Residential Energy Efficiency Incentives | Torchiere 63 Watt | Engineering Estimated | System | Residential | CFL-RC | TRUE | Torchiere: Res - 9 | All other residential programs 0.80 | Torchier | 10 | 0 | 0 | 18 | 134.493 | System | kW | 0.010305 | [5 empty] | 9 | 80% | 0% | 0 | 0 | 0 | [5 empty] | 0 | 0 | 0 | 0 | 0 | 0 | 0 | 0 | 0 | 0 | 0 | 0 | 0 | 0 | 0 | 0 | 0 | 0 | 0 | 0 | 0 | 0 | 0 | 0 | 0 | 0 | 0 | 0 | 0
Residential Energy Efficiency Incentives | Torchiere 65 Watt | Engineering Estimated | System | Residential | CFL-RC | TRUE | Torchiere: Res - 9 | All other residential programs 0.80 | Torchier | 10 | 0 | 0 | 18 | 132.375 | System | kW | 0.010142 | [5 empty] | 9 | 80% | 0% | 0 | 0 | 0 | [5 empty] | 0 | 0 | 0 | 0 | 0 | 0 | 0 | 0 | 0 | 0 | 0 | 0 | 0 | 0 | 0 | 0 | 0 | 0 | 0 | 0 | 0 | 0 | 0 | 0 | 0 | 0 | 0 | 0 | 0
Residential Energy Efficiency Incentives | Torchiere 70 Watt | Engineering Estimated | System | Residential | CFL-RC | TRUE | Torchiere: Res - 9 | All other residential programs 0.80 | Torchier | 10 | 0 | 0 | 18 | 127.08 | System | kW | 0.0090044 | [5 empty] | 9 | 80% | 0% | 3040 | 4600 | 4724 | [5 empty] | 760 | 760 | 760 | 760 | 1150 | 1150 | 1150 | 1150 | 1181 | 1181 | 1181 | 1181 | 0 | 0 | 0 | 0 | 0 | 0 | 0 | 0 | 0 | 0 | 0 | 0 | 0 | 0 | 0 | 0 | 12364
Residential Energy Efficiency Incentives | Exterior Fixture 7 Watt 450 to 799 Lumens | Engineering Estimated | System | Residential | CFL-RC | TRUE | Pin based CFL Fixture: Res - 16 | All other residential programs 0.80 | Fixture | 5 | 0 | 0 | 13 | 20.367 | System | kW | 0 | [5 empty] | 16 | 80% | 0% | 0 | 0 | 0 | [5 empty] | 0 | 0 | 0 | 0 | 0 | 0 | 0 | 0 | 0 | 0 | 0 | 0 | 0 | 0 | 0 | 0 | 0 | 0 | 0 | 0 | 0 | 0 | 0 | 0 | 0 | 0 | 0 | 0 | 0
Residential Energy Efficiency Incentives | Exterior Fixture 11 Watt 450 to 799 Lumens | Engineering Estimated | System | Residential | CFL-RC | TRUE | Pin based CFL Fixture: Res - 16 | All other residential programs 0.80 | Fixture | 5 | 0 | 0 | 13 | 32.8135 | System | kW | 0 | [5 empty] | 16 | 80% | 0% | 0 | 0 | 0 | [5 empty] | 0 | 0 | 0 | 0 | 0 | 0 | 0 | 0 | 0 | 0 | 0 | 0 | 0 | 0 | 0 | 0 | 0 | 0 | 0 | 0 | 0 | 0 | 0 | 0 | 0 | 0 | 0 | 0 | 0
Residential Energy Efficiency Incentives | Exterior Fixture 13 Watt 450 to 799 Lumens | Engineering Estimated | System | Residential | CFL-RC | TRUE | Pin based CFL Fixture: Res - 16 | All other residential programs 0.80 | Fixture | 5 | 0 | 0 | 13 | 41.8655 | System | kW | 0 | [5 empty] | 16 | 80% | 0% | 0 | 0 | 0 | [5 empty] | 0 | 0 | 0 | 0 | 0 | 0 | 0 | 0 | 0 | 0 | 0 | 0 | 0 | 0 | 0 | 0 | 0 | 0 | 0 | 0 | 0 | 0 | 0 | 0 | 0 | 0 | 0 | 0 | 0
Residential Energy Efficiency Incentives | Exterior Fixture 13 Watt 800 to 1,099 Lumens | Engineering Estimated | System | Residential | CFL-RC | TRUE | Pin based CFL Fixture: Res - 16 | All other residential programs 0.80 | Fixture | 5 | 0 | 0 | 13 | 53.1805 | System | kW | 0 | [5 empty] | 16 | 80% | 0% | 760 | 1150 | 1181 | [5 empty] | 190 | 190 | 190 | 190 | 287.5 | 287.5 | 287.5 | 287.5 | 295.25 | 295.25 | 295.25 | 295.25 | 0 | 0 | 0 | 0 | 0 | 0 | 0 | 0 | 0 | 0 | 0 | 0 | 0 | 0 | 0 | 0 | 3091
Residential Energy Efficiency Incentives | Exterior Fixture 16 Watt 800 to 1,099 Lumens | Engineering Estimated | System | Residential | CFL-RC | TRUE | Pin based CFL Fixture: Res - 16 | All other residential programs 0.80 | Fixture | 5 | 0 | 0 | 13 | 49.786 | System | kW | 0 | [5 empty] | 16 | 80% | 0% | 0 | 0 | 0 | [5 empty] | 0 | 0 | 0 | 0 | 0 | 0 | 0 | 0 | 0 | 0 | 0 | 0 | 0 | 0 | 0 | 0 | 0 | 0 | 0 | 0 | 0 | 0 | 0 | 0 | 0 | 0 | 0 | 0 | 0
Residential Energy Efficiency Incentives | Exterior Fixture 18 Watt 800 to 1,099 Lumens | Engineering Estimated | System | Residential | CFL-RC | TRUE | Pin based CFL Fixture: Res - 16 | All other residential programs 0.80 | Fixture | 5 | 0 | 0 | 13 | 47.523 | System | kW | 0 | [5 empty] | 16 | 80% | 0% | 0 | 0 | 0 | [5 empty] | 0 | 0 | 0 | 0 | 0 | 0 | 0 | 0 | 0 | 0 | 0 | 0 | 0 | 0 | 0 | 0 | 0 | 0 | 0 | 0 | 0 | 0 | 0 | 0 | 0 | 0 | 0 | 0 | 0
Residential Energy Efficiency Incentives | Exterior Fixture 18 Watt 1,100 to 1,399 Lumens | Engineering Estimated | System | Residential | CFL-RC | TRUE | Pin based CFL Fixture: Res - 16 | All other residential programs 0.80 | Fixture | 10 | 0 | 0 | 13 | 64.4955 | System | kW | 0 | [5 empty] | 16 | 80% | 0% | 0 | 0 | 0 | [5 empty] | 0 | 0 | 0 | 0 | 0 | 0 | 0 | 0 | 0 | 0 | 0 | 0 | 0 | 0 | 0 | 0 | 0 | 0 | 0 | 0 | 0 | 0 | 0 | 0 | 0 | 0 | 0 | 0 | 0
Residential Energy Efficiency Incentives | Exterior Fixture 18 Watt 1,600 to 1,999 Lumens | Engineering Estimated | System | Residential | CFL-RC | TRUE | Pin based CFL Fixture: Res - 16 | All other residential programs 0.80 | Fixture | 10 | 0 | 0 | 13 | 92.783 | System | kW | 0 | [5 empty] | 16 | 80% | 0% | 2280 | 3450 | 3543 | [5 empty] | 570 | 570 | 570 | 570 | 862.5 | 862.5 | 862.5 | 862.5 | 885.75 | 885.75 | 885.75 | 885.75 | 0 | 0 | 0 | 0 | 0 | 0 | 0 | 0 | 0 | 0 | 0 | 0 | 0 | 0 | 0 | 0 | 9273
Residential Energy Efficiency Incentives | Exterior Fixture 19 Watt 800 to 1,099 Lumens | Engineering Estimated | System | Residential | CFL-RC | TRUE | Pin based CFL Fixture: Res - 16 | All other residential programs 0.80 | Fixture | 5 | 0 | 0 | 13 | 46.3915 | System | kW | 0 | [5 empty] | 16 | 80% | 0% | 0 | 0 | 0 | [5 empty] | 0 | 0 | 0 | 0 | 0 | 0 | 0 | 0 | 0 | 0 | 0 | 0 | 0 | 0 | 0 | 0 | 0 | 0 | 0 | 0 | 0 | 0 | 0 | 0 | 0 | 0 | 0 | 0 | 0
Residential Energy Efficiency Incentives | Exterior Fixture 19 Watt 1,100 to 1,399 Lumens | Engineering Estimated | System | Residential | CFL-RC | TRUE | Pin based CFL Fixture: Res - 16 | All other residential programs 0.80 | Fixture | 10 | 0 | 0 | 13 | 63.364 | System | kW | 0 | [5 empty] | 16 | 80% | 0% | 0 | 0 | 0 | [5 empty] | 0 | 0 | 0 | 0 | 0 | 0 | 0 | 0 | 0 | 0 | 0 | 0 | 0 | 0 | 0 | 0 | 0 | 0 | 0 | 0 | 0 | 0 | 0 | 0 | 0 | 0 | 0 | 0 | 0
Residential Energy Efficiency Incentives | Exterior Fixture 20 Watt 800 to 1,099 Lumens | Engineering Estimated | System | Residential | CFL-RC | TRUE | Pin based CFL Fixture: Res - 16 | All other residential programs 0.80 | Fixture | 5 | 0 | 0 | 13 | 45.26 | System | kW | 0 | [5 empty] | 16 | 80% | 0% | 0 | 0 | 0 | [5 empty] | 0 | 0 | 0 | 0 | 0 | 0 | 0 | 0 | 0 | 0 | 0 | 0 | 0 | 0 | 0 | 0 | 0 | 0 | 0 | 0 | 0 | 0 | 0 | 0 | 0 | 0 | 0 | 0 | 0
Residential Energy Efficiency Incentives | Exterior Fixture 20 Watt 1,100 to 1,399 Lumens | Engineering Estimated | System | Residential | CFL-RC | TRUE | Pin based CFL Fixture: Res - 16 | All other residential programs 0.80 | Fixture | 10 | 0 | 0 | 13 | 62.2325 | System | kW | 0 | [5 empty] | 16 | 80% | 0% | 760 | 1150 | 1181 | [5 empty] | 190 | 190 | 190 | 190 | 287.5 | 287.5 | 287.5 | 287.5 | 295.25 | 295.25 | 295.25 | 295.25 | 0 | 0 | 0 | 0 | 0 | 0 | 0 | 0 | 0 | 0 | 0 | 0 | 0 | 0 | 0 | 0 | 3091
Residential Energy Efficiency Incentives | Exterior Fixture 21 Watt 1,100 to 1,399 Lumens | Engineering Estimated | System | Residential | CFL-RC | TRUE | Pin based CFL Fixture: Res - 16 | All other residential programs 0.80 | Fixture | 10 | 0 | 0 | 13 | 61.101 | System | kW | 0 | [5 empty] | 16 | 80% | 0% | 0 | 0 | 0 | [5 empty] | 0 | 0 | 0 | 0 | 0 | 0 | 0 | 0 | 0 | 0 | 0 | 0 | 0 | 0 | 0 | 0 | 0 | 0 | 0 | 0 | 0 | 0 | 0 | 0 | 0 | 0 | 0 | 0 | 0
Residential Energy Efficiency Incentives | Exterior Fixture 22 Watt 1,100 to 1,399 Lumens | Engineering Estimated | System | Residential | CFL-RC | TRUE | Pin based CFL Fixture: Res - 16 | All other residential programs 0.80 | Fixture | 10 | 0 | 0 | 13 | 59.9695 | System | kW | 0 | [5 empty] | 16 | 80% | 0% | 0 | 0 | 0 | [5 empty] | 0 | 0 | 0 | 0 | 0 | 0 | 0 | 0 | 0 | 0 | 0 | 0 | 0 | 0 | 0 | 0 | 0 | 0 | 0 | 0 | 0 | 0 | 0 | 0 | 0 | 0 | 0 | 0 | 0
Residential Energy Efficiency Incentives | Exterior Fixture 23 Watt 1,100 to 1,399 Lumens | Engineering Estimated | System | Residential | CFL-RC | TRUE | Pin based CFL Fixture: Res - 16 | All other residential programs 0.80 | Fixture | 10 | 0 | 0 | 13 | 58.838 | System | kW | 0 | [5 empty] | 16 | 80% | 0% | 0 | 0 | 0 | [5 empty] | 0 | 0 | 0 | 0 | 0 | 0 | 0 | 0 | 0 | 0 | 0 | 0 | 0 | 0 | 0 | 0 | 0 | 0 | 0 | 0 | 0 | 0 | 0 | 0 | 0 | 0 | 0 | 0 | 0
Residential Energy Efficiency Incentives | Exterior Fixture 25 Watt 1,600 to 1,999 Lumens | Engineering Estimated | System | Residential | CFL-RC | TRUE | Pin based CFL Fixture: Res - 16 | All other residential programs 0.80 | Fixture | 10 | 0 | 0 | 19 | 84.8625 | System | kW | 0 | [5 empty] | 16 | 80% | 0% | 0 | 0 | 0 | [5 empty] | 0 | 0 | 0 | 0 | 0 | 0 | 0 | 0 | 0 | 0 | 0 | 0 | 0 | 0 | 0 | 0 | 0 | 0 | 0 | 0 | 0 | 0 | 0 | 0 | 0 | 0 | 0 | 0 | 0
Residential Energy Efficiency Incentives | Exterior Fixture 26 Watt 1400 to 1,599 Lumens | Engineering Estimated | System | Residential | CFL-RC | TRUE | Pin based CFL Fixture: Res - 16 | All other residential programs 0.80 | Fixture | 10 | 0 | 0 | 19 | 72.416 | System | kW | 0 | [5 empty] | 16 | 80% | 0% | 760 | 1150 | 1181 | [5 empty] | 190 | 190 | 190 | 190 | 287.5 | 287.5 | 287.5 | 287.5 | 295.25 | 295.25 | 295.25 | 295.25 | 0 | 0 | 0 | 0 | 0 | 0 | 0 | 0 | 0 | 0 | 0 | 0 | 0 | 0 | 0 | 0 | 3091
Residential Energy Efficiency Incentives | Exterior Fixture 26 Watt 1,600 to 1,999 Lumens | Engineering Estimated | System | Residential | CFL-RC | TRUE | Pin based CFL Fixture: Res - 16 | All other residential programs 0.80 | Fixture | 10 | 0 | 0 | 19 | 83.731 | System | kW | 0 | [5 empty] | 16 | 80% | 0% | 1520 | 2300 | 2362 | [5 empty] | 380 | 380 | 380 | 380 | 575 | 575 | 575 | 575 | 590.5 | 590.5 | 590.5 | 590.5 | 0 | 0 | 0 | 0 | 0 | 0 | 0 | 0 | 0 | 0 | 0 | 0 | 0 | 0 | 0 | 0 | 6182
Residential Energy Efficiency Incentives | Exterior Fixture 27 Watt 1,600 to 1,999 Lumens | Engineering Estimated | System | Residential | CFL-RC | TRUE | Pin based CFL Fixture: Res - 16 | All other residential programs 0.80 | Fixture | 10 | 0 | 0 | 19 | 82.5995 | System | kW | 0 | [5 empty] | 16 | 80% | 0% | 0 | 0 | 0 | [5 empty] | 0 | 0 | 0 | 0 | 0 | 0 | 0 | 0 | 0 | 0 | 0 | 0 | 0 | 0 | 0 | 0 | 0 | 0 | 0 | 0 | 0 | 0 | 0 | 0 | 0 | 0 | 0 | 0 | 0
Residential Energy Efficiency Incentives | Exterior Fixture 30 Watt 1,600 to 1,999 Lumens | Engineering Estimated | System | Residential | CFL-RC | TRUE | Pin based CFL Fixture: Res - 16 | All other residential programs 0.80 | Fixture | 10 | 0 | 0 | 19 | 79.205 | System | kW | 0 | [5 empty] | 16 | 80% | 0% | 0 | 0 | 0 | [5 empty] | 0 | 0 | 0 | 0 | 0 | 0 | 0 | 0 | 0 | 0 | 0 | 0 | 0 | 0 | 0 | 0 | 0 | 0 | 0 | 0 | 0 | 0 | 0 | 0 | 0 | 0 | 0 | 0 | 0
Residential Energy Efficiency Incentives | Exterior Fixture 32 Watt 1,600 to 1,999 Lumens | Engineering Estimated | System | Residential | CFL-RC | TRUE | Pin based CFL Fixture: Res - 16 | All other residential programs 0.80 | Fixture | 10 | 0 | 0 | 19 | 76.942 | System | kW | 0 | [5 empty] | 16 | 80% | 0% | 0 | 0 | 0 | [5 empty] | 0 | 0 | 0 | 0 | 0 | 0 | 0 | 0 | 0 | 0 | 0 | 0 | 0 | 0 | 0 | 0 | 0 | 0 | 0 | 0 | 0 | 0 | 0 | 0 | 0 | 0 | 0 | 0 | 0
Residential Energy Efficiency Incentives | Exterior Fixture 36 Watt 1,600 to 1,999 Lumens | Engineering Estimated | System | Residential | CFL-RC | TRUE | Pin based CFL Fixture: Res - 16 | All other residential programs 0.80 | Fixture | 10 | 0 | 0 | 19 | 72.416 | System | kW | 0 | [5 empty] | 16 | 80% | 0% | 0 | 0 | 0 | [5 empty] | 0 | 0 | 0 | 0 | 0 | 0 | 0 | 0 | 0 | 0 | 0 | 0 | 0 | 0 | 0 | 0 | 0 | 0 | 0 | 0 | 0 | 0 | 0 | 0 | 0 | 0 | 0 | 0 | 0
Residential Energy Efficiency Incentives | Exterior Fixture 38 Watt 2,000 to 2,599 Lumens | Engineering Estimated | System | Residential | CFL-RC | TRUE | Pin based CFL Fixture: Res - 16 | All other residential programs 0.80 | Fixture | 10 | 0 | 0 | 19 | 92.783 | System | kW | 0 | [5 empty] | 16 | 80% | 0% | 0 | 0 | 0 | [5 empty] | 0 | 0 | 0 | 0 | 0 | 0 | 0 | 0 | 0 | 0 | 0 | 0 | 0 | 0 | 0 | 0 | 0 | 0 | 0 | 0 | 0 | 0 | 0 | 0 | 0 | 0 | 0 | 0 | 0
Residential Energy Efficiency Incentives | Exterior Fixture 40 Watt 2,000 to 2,599 Lumens | Engineering Estimated | System | Residential | CFL-RC | TRUE | Pin based CFL Fixture: Res - 16 | All other residential programs 0.80 | Fixture | 10 | 0 | 0 | 19 | 90.52 | System | kW | 0 | [5 empty] | 16 | 80% | 0% | 0 | 0 | 0 | [5 empty] | 0 | 0 | 0 | 0 | 0 | 0 | 0 | 0 | 0 | 0 | 0 | 0 | 0 | 0 | 0 | 0 | 0 | 0 | 0 | 0 | 0 | 0 | 0 | 0 | 0 | 0 | 0 | 0 | 0
Residential Energy Efficiency Incentives | Exterior Fixture 42 Watt 2,000 to 2,599 Lumens | Engineering Estimated | System | Residential | CFL-RC | TRUE | Pin based CFL Fixture: Res - 16 | All other residential programs 0.80 | Fixture | 10 | 0 | 0 | 19 | 88.257 | System | kW | 0 | [5 empty] | 16 | 80% | 0% | 0 | 0 | 0 | [5 empty] | 0 | 0 | 0 | 0 | 0 | 0 | 0 | 0 | 0 | 0 | 0 | 0 | 0 | 0 | 0 | 0 | 0 | 0 | 0 | 0 | 0 | 0 | 0 | 0 | 0 | 0 | 0 | 0 | 0
Residential Energy Efficiency Incentives | Exterior Fixture 48 Watt 2,000 to 2,599 Lumens | Engineering Estimated | System | Residential | CFL-RC | TRUE | Pin based CFL Fixture: Res - 16 | All other residential programs 0.80 | Fixture | 10 | 0 | 0 | 19 | 81.468 | System | kW | 0 | [5 empty] | 16 | 80% | 0% | 0 | 0 | 0 | [5 empty] | 0 | 0 | 0 | 0 | 0 | 0 | 0 | 0 | 0 | 0 | 0 | 0 | 0 | 0 | 0 | 0 | 0 | 0 | 0 | 0 | 0 | 0 | 0 | 0 | 0 | 0 | 0 | 0 | 0
Residential Energy Efficiency Incentives | Exterior Fixture 50 Watt 2,600 to 3,599 Lumens | Engineering Estimated | System | Residential | CFL-RC | TRUE | Pin based CFL Fixture: Res - 16 | All other residential programs 0.80 | Fixture | 10 | 0 | 0 | 19 | 445.8 | System | kW | 0 | [5 empty] | 16 | 80% | 0% | 0 | 0 | 0 | [5 empty] | 0 | 0 | 0 | 0 | 0 | 0 | 0 | 0 | 0 | 0 | 0 | 0 | 0 | 0 | 0 | 0 | 0 | 0 | 0 | 0 | 0 | 0 | 0 | 0 | 0 | 0 | 0 | 0 | 0
Residential Energy Efficiency Incentives | Exterior Fixture 55 Watt 2,600 to 3,599 Lumens | Engineering Estimated | System | Residential | CFL-RC | TRUE | Pin based CFL Fixture: Res - 16 | All other residential programs 0.80 | Fixture | 10 | 0 | 0 | 19 | 423.51 | System | kW | 0 | [5 empty] | 16 | 80% | 0% | 0 | 0 | 0 | [5 empty] | 0 | 0 | 0 | 0 | 0 | 0 | 0 | 0 | 0 | 0 | 0 | 0 | 0 | 0 | 0 | 0 | 0 | 0 | 0 | 0 | 0 | 0 | 0 | 0 | 0 | 0 | 0 | 0 | 0
Residential Energy Efficiency Incentives | Exterior Fixture 55 Watt 3,600 to 4,599 Lumens | Engineering Estimated | System | Residential | CFL-RC | TRUE | Pin based CFL Fixture: Res - 16 | All other residential programs 0.80 | Fixture | 10 | 0 | 0 | 19 | 646.41 | System | kW | 0 | [5 empty] | 16 | 80% | 0% | 0 | 0 | 0 | [5 empty] | 0 | 0 | 0 | 0 | 0 | 0 | 0 | 0 | 0 | 0 | 0 | 0 | 0 | 0 | 0 | 0 | 0 | 0 | 0 | 0 | 0 | 0 | 0 | 0 | 0 | 0 | 0 | 0 | 0
Residential Energy Efficiency Incentives | Exterior Fixture 65 Watt 2,600 to 3,599 Lumens | Engineering Estimated | System | Residential | CFL-RC | TRUE | Pin based CFL Fixture: Res - 16 | All other residential programs 0.80 | Fixture | 10 | 0 | 0 | 19 | 378.93 | System | kW | 0 | [5 empty] | 16 | 80% | 0% | 0 | 0 | 0 | [5 empty] | 0 | 0 | 0 | 0 | 0 | 0 | 0 | 0 | 0 | 0 | 0 | 0 | 0 | 0 | 0 | 0 | 0 | 0 | 0 | 0 | 0 | 0 | 0 | 0 | 0 | 0 | 0 | 0 | 0
Residential Energy Efficiency Incentives | Exterior Fixture 65 Watt 3,600 to 4,599 Lumens | Engineering Estimated | System | Residential | CFL-RC | TRUE | Pin based CFL Fixture: Res - 16 | All other residential programs 0.80 | Fixture | 10 | 0 | 0 | 19 | 601.83 | System | kW | 0 | [5 empty] | 16 | 80% | 0% | 68400 | 103500 | 106281 | [5 empty] | 17100 | 17100 | 17100 | 17100 | 25875 | 25875 | 25875 | 25875 | 26570.25 | 26570.25 | 26570.25 | 26570.25 | 0 | 0 | 0 | 0 | 0 | 0 | 0 | 0 | 0 | 0 | 0 | 0 | 0 | 0 | 0 | 0 | 278181
Residential Energy Efficiency Incentives | Exterior Fixture 70 Watt 3,600 to 4,599 Lumens | Engineering Estimated | System | Residential | CFL-RC | TRUE | Pin based CFL Fixture: Res - 16 | All other residential programs 0.80 | Fixture | 10 | 0 | 0 | 19 | 579.54 | System | kW | 0 | [5 empty] | 16 | 80% | 0% | 0 | 0 | 0 | [5 empty] | 0 | 0 | 0 | 0 | 0 | 0 | 0 | 0 | 0 | 0 | 0 | 0 | 0 | 0 | 0 | 0 | 0 | 0 | 0 | 0 | 0 | 0 | 0 | 0 | 0 | 0 | 0 | 0 | 0
Residential Energy Efficiency Incentives | Exterior Fixture 70 Watt ≥4,600 Lumens | Engineering Estimated | System | Residential | CFL-RC | TRUE | Pin based CFL Fixture: Res - 16 | All other residential programs 0.80 | Fixture | 10 | 0 | 0 | 19 | 802.44 | System | kW | 0 | [5 empty] | 16 | 80% | 0% | 0 | 0 | 0 | [5 empty] | 0 | 0 | 0 | 0 | 0 | 0 | 0 | 0 | 0 | 0 | 0 | 0 | 0 | 0 | 0 | 0 | 0 | 0 | 0 | 0 | 0 | 0 | 0 | 0 | 0 | 0 | 0 | 0 | 0
Residential Energy Efficiency Incentives | Electroluminescent or Neon Night Light | Engineering Estimated | System | Residential | CFL-RC | TRUE | 3 | All other residential programs 0.80 | CFL | 1 | 0 | 0 | 3 | 73.5904 | System | kW | 0 | [5 empty] | 3 | 80% | 0% | 1520 | 2300 | 2362 | [5 empty] | 380 | 380 | 380 | 380 | 575 | 575 | 575 | 575 | 590.5 | 590.5 | 590.5 | 590.5 | 0 | 0 | 0 | 0 | 0 | 0 | 0 | 0 | 0 | 0 | 0 | 0 | 0 | 0 | 0 | 0 | 6182
Residential Energy Efficiency Incentives | LED Plug-in Night Lights | Engineering Estimated | System | Residential | CFL-RC | TRUE | 16 | All other residential programs 0.80 | CFL | 1.25 | 0 | 0 | 3 | 73.5904 | System | kW | 0 | [5 empty] | 16 | 80% | 0% | 1520 | 2300 | 2362 | [5 empty] | 380 | 380 | 380 | 380 | 575 | 575 | 575 | 575 | 590.5 | 590.5 | 590.5 | 590.5 | 0 | 0 | 0 | 0 | 0 | 0 | 0 | 0 | 0 | 0 | 0 | 0 | 0 | 0 | 0 | 0 | 6182
Residential Energy Efficiency Incentives | LED Hardwired Night Lights | Engineering Estimated | System | Residential | CFL-RC | TRUE | 20 | All other residential programs 0.80 | CFL | 1.25 | 0 | 0 | 20 | 73.5904 | System | kW | 0 | [5 empty] | 20 | 80% | 0% | 1520 | 2300 | 2362 | [5 empty] | 380 | 380 | 380 | 380 | 575 | 575 | 575 | 575 | 590.5 | 590.5 | 590.5 | 590.5 | 0 | 0 | 0 | 0 | 0 | 0 | 0 | 0 | 0 | 0 | 0 | 0 | 0 | 0 | 0 | 0 | 6182
Residential Energy Efficiency Incentives | LED Holiday Lights | Engineering Estimated | System | Residential | CFL-RC | TRUE | 16 | All other residential programs 0.80 | CFL | 2 | 0 | 0 | 16 | 82.44 | System | kW | 0 | [5 empty] | 16 | 80% | 0% | 1520 | 2300 | 2362 | [5 empty] | 380 | 380 | 380 | 380 | 575 | 575 | 575 | 575 | 590.5 | 590.5 | 590.5 | 590.5 | 0 | 0 | 0 | 0 | 0 | 0 | 0 | 0 | 0 | 0 | 0 | 0 | 0 | 0 | 0 | 0 | 6182
Residential Energy Efficiency Incentives | LED Task, Accent Lights | Engineering Estimated | System | Residential | CFL-RC | TRUE | 16 | All other residential programs 0.80 | CFL | 1 | 0 | 0 | 20 | 30.7476 | System | kW | 0.002921 | [5 empty] | 16 | 80% | 0% | 3040 | 4600 | 4724 | [5 empty] | 760 | 760 | 760 | 760 | 1150 | 1150 | 1150 | 1150 | 1181 | 1181 | 1181 | 1181 | 0 | 0 | 0 | 0 | 0 | 0 | 0 | 0 | 0 | 0 | 0 | 0 | 0 | 0 | 0 | 0 | 12364
Residential Energy Efficiency Incentives | LED Room Lights | Engineering Estimated | System | Residential | CFL-RC | TRUE | 20 | All other residential programs 0.80 | CFL | 5 | 0 | 0 | 30 | 42.705 | System | kW | 0.004057 | [5 empty] | 20 | 80% | 0% | 1520 | 2300 | 2362 | [5 empty] | 380 | 380 | 380 | 380 | 575 | 575 | 575 | 575 | 590.5 | 590.5 | 590.5 | 590.5 | 0 | 0 | 0 | 0 | 0 | 0 | 0 | 0 | 0 | 0 | 0 | 0 | 0 | 0 | 0 | 0 | 6182
Residential Energy Efficiency Incentives | Table, Floor, or Desk Lamps | Engineering Estimated | System | Residential | CFL-RC | TRUE | 16 | All other residential programs 0.80 | CFL | 5 | 0 | 0 | 27 | 46.9755 | System | kW | 0.0050863 | [5 empty] | 16 | 80% | 0% | 11400 | 17250 | 17714 | [5 empty] | 2850 | 2850 | 2850 | 2850 | 4312.5 | 4312.5 | 4312.5 | 4312.5 | 4428.5 | 4428.5 | 4428.5 | 4428.5 | 0 | 0 | 0 | 0 | 0 | 0 | 0 | 0 | 0 | 0 | 0 | 0 | 0 | 0 | 0 | 0 | 46364
Residential Energy Efficiency Incentives | High Per formance Reflectors R30 | Engineering Estimated | System | Residential | CFL-RC | TRUE | 9 | All other residential programs 0.80 | CFL | 2.5 | 0 | 0 | 6 | 37.6658 | System | kW | 0.00073536 | [5 empty] | 9 | 80% | 0% | 3800 | 5750 | 5905 | [5 empty] | 950 | 950 | 950 | 950 | 1437.5 | 1437.5 | 1437.5 | 1437.5 | 1476.25 | 1476.25 | 1476.25 | 1476.25 | 0 | 0 | 0 | 0 | 0 | 0 | 0 | 0 | 0 | 0 | 0 | 0 | 0 | 0 | 0 | 0 | 15455
Residential Energy Efficiency Incentives | High Per formance Reflectors R40 | Engineering Estimated | System | Residential | CFL-RC | TRUE | 9 | All other residential programs 0.80 | CFL | 3 | 0 | 0 | 7 | 39.9719 | System | kW | 0.00078038 | [5 empty] | 9 | 80% | 0% | 3800 | 5750 | 5905 | [5 empty] | 950 | 950 | 950 | 950 | 1437.5 | 1437.5 | 1437.5 | 1437.5 | 1476.25 | 1476.25 | 1476.25 | 1476.25 | 0 | 0 | 0 | 0 | 0 | 0 | 0 | 0 | 0 | 0 | 0 | 0 | 0 | 0 | 0 | 0 | 15455
Residential Energy Efficiency Incentives | Dimmable CFLs average for projection | Engineering Estimated | System | Residential | CFL-RC | TRUE | 9 | All other residential programs 0.80 | CFL | 3 | 0 | 0 | 7 | 45.2612 | System | kW | 0.00072035 | [5 empty] | 9 | 80% | 0% | 760 | 1150 | 1181 | [5 empty] | 190 | 190 | 190 | 190 | 287.5 | 287.5 | 287.5 | 287.5 | 295.25 | 295.25 | 295.25 | 295.25 | 0 | 0 | 0 | 0 | 0 | 0 | 0 | 0 | 0 | 0 | 0 | 0 | 0 | 0 | 0 | 0 | 3091
Residential Energy Efficiency Incentives | Dimmer Switches | Engineering Estimated | System | Residential | CFL-RC | TRUE | 20 | All other residential programs 0.80 | CFL | 2 | 0 | 0 | 6 | 60.6753 | System | kW | 0 | [5 empty] | 20 | 80% | 0% | 760 | 1150 | 1181 | [5 empty] | 190 | 190 | 190 | 190 | 287.5 | 287.5 | 287.5 | 287.5 | 295.25 | 295.25 | 295.25 | 295.25 | 0 | 0 | 0 | 0 | 0 | 0 | 0 | 0 | 0 | 0 | 0 | 0 | 0 | 0 | 0 | 0 | 3091
Residential Energy Efficiency Incentives | Time Clocks | Engineering Estimated | System | Residential | CFL-RC | TRUE | 20 | All other residential programs 0.80 | CFL | 2 | 0 | 0 | 15 | 29 | System | kW | 0 | [5 empty] | 20 | 80% | 0% | 760 | 1150 | 1181 | [5 empty] | 190 | 190 | 190 | 190 | 287.5 | 287.5 | 287.5 | 287.5 | 295.25 | 295.25 | 295.25 | 295.25 | 0 | 0 | 0 | 0 | 0 | 0 | 0 | 0 | 0 | 0 | 0 | 0 | 0 | 0 | 0 | 0 | 3091
Residential Energy Efficiency Incentives | Occupancy Detectors | Engineering Estimated | System | Residential | CFL-RC | TRUE | 20 | All other residential programs 0.80 | CFL | 3 | 0 | 0 | 20 | 6.57 | System | kW | 0 | [5 empty] | 20 | 80% | 0% | 2895.6 | 4381.2 | 4499.2 | [5 empty] | 723.9 | 723.9 | 723.9 | 723.9 | 1095.3 | 1095.3 | 1095.3 | 1095.3 | 1124.8 | 1124.8 | 1124.8 | 1124.8 | 0 | 0 | 0 | 0 | 0 | 0 | 0 | 0 | 0 | 0 | 0 | 0 | 0 | 0 | 0 | 0 | 11776
Residential Energy Efficiency Incentives | Cold Cathode - Hardwired exterior on photocell | Engineering Estimated | System | Residential | CFL-RC | TRUE | 20 | All other residential programs 0.80 | CFL | 5 | 0 | 0 | 20 | 66.87 | System | kW | 0 | [5 empty] | 20 | 80% | 0% | 3800 | 5750 | 5905 | [5 empty] | 950 | 950 | 950 | 950 | 1437.5 | 1437.5 | 1437.5 | 1437.5 | 1476.25 | 1476.25 | 1476.25 | 1476.25 | 0 | 0 | 0 | 0 | 0 | 0 | 0 | 0 | 0 | 0 | 0 | 0 | 0 | 0 | 0 | 0 | 15455
Residential Energy Efficiency Incentives | Cold Cathode - Screw-in Interior | Engineering Estimated | System | Residential | CFL-RC | TRUE | 16 | All other residential programs 0.80 | CFL | 2 | 0 | 0 | 10 | 12.8115 | System | kW | 0.00022511 | [5 empty] | 16 | 80% | 0% | 760 | 1150 | 1181 | [5 empty] | 190 | 190 | 190 | 190 | 287.5 | 287.5 | 287.5 | 287.5 | 295.25 | 295.25 | 295.25 | 295.25 | 0 | 0 | 0 | 0 | 0 | 0 | 0 | 0 | 0 | 0 | 0 | 0 | 0 | 0 | 0 | 0 | 3091
Residential Energy Efficiency Incentives | Cold Cathode - Hardwired Interior | Engineering Estimated | System | Residential | CFL-RC | TRUE | 20 | All other residential programs 0.80 | CFL | 2 | 0 | 0 | 20 | 12.8115 | System | kW | 0.0011255 | [5 empty] | 20 | 80% | 0% | 760 | 1150 | 1181 | [5 empty] | 190 | 190 | 190 | 190 | 287.5 | 287.5 | 287.5 | 287.5 | 295.25 | 295.25 | 295.25 | 295.25 | 0 | 0 | 0 | 0 | 0 | 0 | 0 | 0 | 0 | 0 | 0 | 0 | 0 | 0 | 0 | 0 | 3091
Residential Energy Efficiency Incentives | Ext Security Light Motion Controlled Incandescent | Engineering Estimated | System | Residential | CFL-RC | TRUE | 20 | All other residential programs 0.80 | CFL | 5 | 0 | 0 | 10 | 167.7 | System | kW | 0 | [5 empty] | 20 | 80% | 0% | 3800 | 5750 | 5905 | [5 empty] | 950 | 950 | 950 | 950 | 1437.5 | 1437.5 | 1437.5 | 1437.5 | 1476.25 | 1476.25 | 1476.25 | 1476.25 | 0 | 0 | 0 | 0 | 0 | 0 | 0 | 0 | 0 | 0 | 0 | 0 | 0 | 0 | 0 | 0 | 15455
Residential Energy Efficiency Incentives | Ext Security Light Motion Controlled Fluorescent | Engineering Estimated | System | Residential | CFL-RC | TRUE | 20 | All other residential programs 0.80 | CFL | 10 | 0 | 0 | 40 | 515.04 | System | kW | 0 | [5 empty] | 20 | 80% | 0% | 76 | 115 | 118 | [5 empty] | 19 | 19 | 19 | 19 | 28.75 | 28.75 | 28.75 | 28.75 | 29.5 | 29.5 | 29.5 | 29.5 | 0 | 0 | 0 | 0 | 0 | 0 | 0 | 0 | 0 | 0 | 0 | 0 | 0 | 0 | 0 | 0 | 309
Residential Energy Efficiency Incentives | Fluorescent address sign with photocell | Engineering Estimated | System | Residential | CFL-RC | TRUE | 16 | All other residential programs 0.80 | CFL | 5 | 0 | 0 | 20 | 57.954 | System | kW | 0 | [5 empty] | 16 | 80% | 0% | 380 | 575 | 590 | [5 empty] | 95 | 95 | 95 | 95 | 143.75 | 143.75 | 143.75 | 143.75 | 147.5 | 147.5 | 147.5 | 147.5 | 0 | 0 | 0 | 0 | 0 | 0 | 0 | 0 | 0 | 0 | 0 | 0 | 0 | 0 | 0 | 0 | 1545
Residential Energy Efficiency Incentives | Cold Cathode address sign with photocell | Engineering Estimated | System | Residential | CFL-RC | TRUE | 20 | All other residential programs 0.80 | CFL | 5 | 0 | 0 | 20 | 66.87 | System | kW | 0 | [5 empty] | 20 | 80% | 0% | 380 | 575 | 590 | [5 empty] | 95 | 95 | 95 | 95 | 143.75 | 143.75 | 143.75 | 143.75 | 147.5 | 147.5 | 147.5 | 147.5 | 0 | 0 | 0 | 0 | 0 | 0 | 0 | 0 | 0 | 0 | 0 | 0 | 0 | 0 | 0 | 0 | 1545
Residential Energy Efficiency Incentives | LED address sign with photocell | Engineering Estimated | System | Residential | CFL-RC | TRUE | 20 | All other residential programs 0.80 | CFL | 5 | 0 | 0 | 20 | 75.786 | System | kW | 0 | [5 empty] | 20 | 80% | 0% | 380 | 575 | 590 | [5 empty] | 95 | 95 | 95 | 95 | 143.75 | 143.75 | 143.75 | 143.75 | 147.5 | 147.5 | 147.5 | 147.5 | 0 | 0 | 0 | 0 | 0 | 0 | 0 | 0 | 0 | 0 | 0 | 0 | 0 | 0 | 0 | 0 | 1545
Residential Energy Efficiency Incentives | Screw-in CFL with motion/occupancy sensor | Engineering Estimated | System | Residential | CFL-RC | TRUE | 9 | All other residential programs 0.80 | CFL | 2.5 | 0 | 0 | 8 | 5.7415 | System | kW | 0.003174 | [5 empty] | 9 | 80% | 0% | 380 | 575 | 590 | [5 empty] | 95 | 95 | 95 | 95 | 143.75 | 143.75 | 143.75 | 143.75 | 147.5 | 147.5 | 147.5 | 147.5 | 0 | 0 | 0 | 0 | 0 | 0 | 0 | 0 | 0 | 0 | 0 | 0 | 0 | 0 | 0 | 0 | 1545
Residential Energy Efficiency Incentives | Screw-in CFL with photocell | Engineering Estimated | System | Residential | CFL-RC | TRUE | 9 | All other residential programs 0.80 | CFL | 2.5 | 0 | 0 | 8 | 188.5734 | System | kW | 0.003174 | [5 empty] | 9 | 80% | 0% | 380 | 575 | 590 | [5 empty] | 95 | 95 | 95 | 95 | 143.75 | 143.75 | 143.75 | 143.75 | 147.5 | 147.5 | 147.5 | 147.5 | 0 | 0 | 0 | 0 | 0 | 0 | 0 | 0 | 0 | 0 | 0 | 0 | 0 | 0 | 0 | 0 | 1545
Residential Energy Efficiency Incentives | Screw-in Globe, Candelabra, A lamp CFL | Engineering Estimated | System | Residential | CFL-RC | TRUE | 9 | All other residential programs 0.80 | CFL | 2.5 | 0 | 0 | 9 | 36.1284 | System | kW | 0.003174 | [5 empty] | 9 | 80% | 0% | 381.9 | 579.05 | 594.05 | [5 empty] | 95.475 | 95.475 | 95.475 | 95.475 | 144.7625 | 144.7625 | 144.7625 | 144.7625 | 148.5125 | 148.5125 | 148.5125 | 148.5125 | 0 | 0 | 0 | 0 | 0 | 0 | 0 | 0 | 0 | 0 | 0 | 0 | 0 | 0 | 0 | 0 | 1555
Residential Energy Efficiency Incentives | Screw-in 3 Way CFL | Engineering Estimated | System | Residential | CFL-RC | TRUE | 9 | All other residential programs 0.80 | CFL | 3.25 | 0 | 0 | 19 | 45.2612 | System | kW | 0.0027715 | [5 empty] | 9 | 80% | 0% | 190 | 288 | 296 | [5 empty] | 47.5 | 47.5 | 47.5 | 47.5 | 72 | 72 | 72 | 72 | 74 | 74 | 74 | 74 | 0 | 0 | 0 | 0 | 0 | 0 | 0 | 0 | 0 | 0 | 0 | 0 | 0 | 0 | 0 | 0 | 774
Residential Energy Efficiency Incentives | 50 Watt Exterior Metal Halide On Photocell | Engineering Estimated | System | Residential | CFL-RC | TRUE | 16 | All other residential programs 0.80 | CFL | 10 | 0 | 0 | 19 | 347.724 | System | kW | 0 | [5 empty] | 16 | 80% | 0% | 1520 | 2300 | 2362 | [5 empty] | 380 | 380 | 380 | 380 | 575 | 575 | 575 | 575 | 590.5 | 590.5 | 590.5 | 590.5 | 0 | 0 | 0 | 0 | 0 | 0 | 0 | 0 | 0 | 0 | 0 | 0 | 0 | 0 | 0 | 0 | 6182
Residential Energy Efficiency Incentives | 70 Watt Exterior Metal Halide On Photocell | Engineering Estimated | System | Residential | CFL-RC | TRUE | 16 | All other residential programs 0.80 | CFL | 10 | 0 | 0 | 19 | 133.74 | System | kW | 0 | [5 empty] | 16 | 80% | 0% | 1520 | 2300 | 2362 | [5 empty] | 380 | 380 | 380 | 380 | 575 | 575 | 575 | 575 | 590.5 | 590.5 | 590.5 | 590.5 | 0 | 0 | 0 | 0 | 0 | 0 | 0 | 0 | 0 | 0 | 0 | 0 | 0 | 0 | 0 | 0 | 6182
Residential Energy Efficiency Incentives | 100 Watt Exterior Metal Halide On Photocell | Engineering Estimated | System | Residential | CFL-RC | TRUE | 16 | All other residential programs 0.80 | CFL | 10 | 0 | 0 | 19 | 343.266 | System | kW | 0 | [5 empty] | 16 | 80% | 0% | 1520 | 2300 | 2362 | [5 empty] | 380 | 380 | 380 | 380 | 575 | 575 | 575 | 575 | 590.5 | 590.5 | 590.5 | 590.5 | 0 | 0 | 0 | 0 | 0 | 0 | 0 | 0 | 0 | 0 | 0 | 0 | 0 | 0 | 0 | 0 | 6182
Residential Energy Efficiency Incentives | Dimmable Interior Fluorescent Fixtures | Engineering Estimated | System | Residential | CFL-RC | TRUE | 20 | All other residential programs 0.80 | CFL | 10 | 0 | 0 | 32 | 87.5158 | System | kW | 0.0060029 | [5 empty] | 20 | 80% | 0% | 44840 | 67850 | 69673 | [5 empty] | 11210 | 11210 | 11210 | 11210 | 16962.5 | 16962.5 | 16962.5 | 16962.5 | 17418.25 | 17418.25 | 17418.25 | 17418.25 | 0 | 0 | 0 | 0 | 0 | 0 | 0 | 0 | 0 | 0 | 0 | 0 | 0 | 0 | 0 | 0 | 182363
Residential Energy Efficiency Incentives | Alternative-Inducement Activities | Engineering Estimated | System | Residential | CFL-RC | TRUE | 9 | All other residential programs 0.80 | CFL | 0 | 0 | 0 | 10 | 72.5 | System | kW | 0.00035267 | [5 empty] | 9 | 80% | 0% | 6552.15 | 9914.425 | 10180.425 | [5 empty] | 1638.0375 | 1638.0375 | 1638.0375 | 1638.0375 | 2478.6062 | 2478.6062 | 2478.6062 | 2478.6062 | 2545.1062 | 2545.1062 | 2545.1062 | 2545.1062 | 0 | 0 | 0 | 0 | 0 | 0 | 0 | 0 | 0 | 0 | 0 | 0 | 0 | 0 | 0 | 0 | 26647
Residential Energy Efficiency Incentives | Screw-in CFL 5 Watt <450 Lumens (Nonres.) | Engineering Estimated | System | Misc._Commercial | IndoorLt | TRUE | Screw-in CFL: Retail - Small: NR - 2.1 | All other residential programs 0.80 | CFL | 1 | 0 | 0 | 4.4049 | 57.96 | System | kW | 0.01422 | [5 empty] | 2.1 | 80% | 0% | 38 | 58 | 59 | [5 empty] | 9.5 | 9.5 | 9.5 | 9.5 | 14.5 | 14.5 | 14.5 | 14.5 | 14.75 | 14.75 | 14.75 | 14.75 | 0 | 0 | 0 | 0 | 0 | 0 | 0 | 0 | 0 | 0 | 0 | 0 | 0 | 0 | 0 | 0 | 155
Residential Energy Efficiency Incentives | Screw-in CFL 7 Watt 450 to 799 Lumens (Nonres.) | Engineering Estimated | System | Misc._Commercial | IndoorLt | TRUE | Screw-in CFL: Retail - Small: NR - 2.1 | All other residential programs 0.80 | CFL | 1 | 0 | 0 | 4.4049 | 95.634 | System | kW | 0.023463 | [5 empty] | 2.1 | 80% | 0% | 152 | 230 | 236 | [5 empty] | 38 | 38 | 38 | 38 | 57.5 | 57.5 | 57.5 | 57.5 | 59 | 59 | 59 | 59 | 0 | 0 | 0 | 0 | 0 | 0 | 0 | 0 | 0 | 0 | 0 | 0 | 0 | 0 | 0 | 0 | 618
Residential Energy Efficiency Incentives | Screw-in CFL 9 Watt 450 to 799 Lumens (Nonres.) | Engineering Estimated | System | Misc._Commercial | IndoorLt | TRUE | Screw-in CFL: Retail - Small: NR - 2.1 | All other residential programs 0.80 | CFL | 1 | 0 | 0 | 4.4049 | 89.838 | System | kW | 0.022041 | [5 empty] | 2.1 | 80% | 0% | 152 | 230 | 236 | [5 empty] | 38 | 38 | 38 | 38 | 57.5 | 57.5 | 57.5 | 57.5 | 59 | 59 | 59 | 59 | 0 | 0 | 0 | 0 | 0 | 0 | 0 | 0 | 0 | 0 | 0 | 0 | 0 | 0 | 0 | 0 | 618
Residential Energy Efficiency Incentives | Screw-in CFL 10 Watt <450 Lumens (Nonres.) | Engineering Estimated | System | Misc._Commercial | IndoorLt | TRUE | Screw-in CFL: Retail - Small: NR - 2.1 | All other residential programs 0.80 | CFL | 1 | 0 | 0 | 4.4049 | 43.47 | System | kW | 0.010665 | [5 empty] | 2.1 | 80% | 0% | 38 | 58 | 59 | [5 empty] | 9.5 | 9.5 | 9.5 | 9.5 | 14.5 | 14.5 | 14.5 | 14.5 | 14.75 | 14.75 | 14.75 | 14.75 | 0 | 0 | 0 | 0 | 0 | 0 | 0 | 0 | 0 | 0 | 0 | 0 | 0 | 0 | 0 | 0 | 155
Residential Energy Efficiency Incentives | Screw-in CFL 10 Watt 450 to 799 Lumens (Nonres.) | Engineering Estimated | System | Misc._Commercial | IndoorLt | TRUE | Screw-in CFL: Retail - Small: NR - 2.1 | All other residential programs 0.80 | CFL | 1 | 0 | 0 | 4.4049 | 86.94 | System | kW | 0.02133 | [5 empty] | 2.1 | 80% | 0% | 0 | 0 | 0 | [5 empty] | 0 | 0 | 0 | 0 | 0 | 0 | 0 | 0 | 0 | 0 | 0 | 0 | 0 | 0 | 0 | 0 | 0 | 0 | 0 | 0 | 0 | 0 | 0 | 0 | 0 | 0 | 0 | 0 | 0
Residential Energy Efficiency Incentives | Screw-in CFL 10 Watt 800 to 1,099 Lumens (Nonres.) | Engineering Estimated | System | Misc._Commercial | IndoorLt | TRUE | Screw-in CFL: Retail - Small: NR - 2.1 | All other residential programs 0.80 | CFL | 1.25 | 0 | 0 | 4.2063 | 144.9 | System | kW | 0.03555 | [5 empty] | 2.1 | 80% | 0% | 0 | 0 | 0 | [5 empty] | 0 | 0 | 0 | 0 | 0 | 0 | 0 | 0 | 0 | 0 | 0 | 0 | 0 | 0 | 0 | 0 | 0 | 0 | 0 | 0 | 0 | 0 | 0 | 0 | 0 | 0 | 0 | 0 | 0
Residential Energy Efficiency Incentives | Screw-in CFL 11 Watt <450 Lumens (Nonres.) | Engineering Estimated | System | Misc._Commercial | IndoorLt | TRUE | Screw-in CFL: Retail - Small: NR - 2.1 | All other residential programs 0.80 | CFL | 1 | 0 | 0 | 4.4049 | 40.572 | System | kW | 0.009954 | [5 empty] | 2.1 | 80% | 0% | 0 | 0 | 0 | [5 empty] | 0 | 0 | 0 | 0 | 0 | 0 | 0 | 0 | 0 | 0 | 0 | 0 | 0 | 0 | 0 | 0 | 0 | 0 | 0 | 0 | 0 | 0 | 0 | 0 | 0 | 0 | 0 | 0 | 0
Residential Energy Efficiency Incentives | Screw-in CFL 11 Watt 450 to 799 Lumens (Nonres.) | Engineering Estimated | System | Misc._Commercial | IndoorLt | TRUE | Screw-in CFL: Retail - Small: NR - 2.1 | All other residential programs 0.80 | CFL | 1 | 0 | 0 | 4.4049 | 84.042 | System | kW | 0.020619 | [5 empty] | 2.1 | 80% | 0% | 0 | 0 | 0 | [5 empty] | 0 | 0 | 0 | 0 | 0 | 0 | 0 | 0 | 0 | 0 | 0 | 0 | 0 | 0 | 0 | 0 | 0 | 0 | 0 | 0 | 0 | 0 | 0 | 0 | 0 | 0 | 0 | 0 | 0
Residential Energy Efficiency Incentives | Screw-in CFL 11 Watt 800 to 1,099 Lumens (Nonres.) | Engineering Estimated | System | Misc._Commercial | IndoorLt | TRUE | Screw-in CFL: Retail - Small: NR - 2.1 | All other residential programs 0.80 | CFL | 1.25 | 0 | 0 | 4.2063 | 142.002 | System | kW | 0.034839 | [5 empty] | 2.1 | 80% | 0% | 0 | 0 | 0 | [5 empty] | 0 | 0 | 0 | 0 | 0 | 0 | 0 | 0 | 0 | 0 | 0 | 0 | 0 | 0 | 0 | 0 | 0 | 0 | 0 | 0 | 0 | 0 | 0 | 0 | 0 | 0 | 0 | 0 | 0
Residential Energy Efficiency Incentives | Screw-in CFL 12 Watt <450 Lumens (Nonres.) | Engineering Estimated | System | Misc._Commercial | IndoorLt | TRUE | Screw-in CFL: Retail - Small: NR - 2.1 | All other residential programs 0.80 | CFL | 1 | 0 | 0 | 4.4049 | 37.674 | System | kW | 0.009243 | [5 empty] | 2.1 | 80% | 0% | 0 | 0 | 0 | [5 empty] | 0 | 0 | 0 | 0 | 0 | 0 | 0 | 0 | 0 | 0 | 0 | 0 | 0 | 0 | 0 | 0 | 0 | 0 | 0 | 0 | 0 | 0 | 0 | 0 | 0 | 0 | 0 | 0 | 0
Residential Energy Efficiency Incentives | Screw-in CFL 12 Watt 450 to 799 Lumens (Nonres.) | Engineering Estimated | System | Misc._Commercial | IndoorLt | TRUE | Screw-in CFL: Retail - Small: NR - 2.1 | All other residential programs 0.80 | CFL | 1 | 0 | 0 | 4.4049 | 81.144 | System | kW | 0.019908 | [5 empty] | 2.1 | 80% | 0% | 0 | 0 | 0 | [5 empty] | 0 | 0 | 0 | 0 | 0 | 0 | 0 | 0 | 0 | 0 | 0 | 0 | 0 | 0 | 0 | 0 | 0 | 0 | 0 | 0 | 0 | 0 | 0 | 0 | 0 | 0 | 0 | 0 | 0
Residential Energy Efficiency Incentives | Screw-in CFL 12 Watt 800 to 1,099 Lumens (Nonres.) | Engineering Estimated | System | Misc._Commercial | IndoorLt | TRUE | Screw-in CFL: Retail - Small: NR - 2.1 | All other residential programs 0.80 | CFL | 1.25 | 0 | 0 | 4.2063 | 139.104 | System | kW | 0.034128 | [5 empty] | 2.1 | 80% | 0% | 0 | 0 | 0 | [5 empty] | 0 | 0 | 0 | 0 | 0 | 0 | 0 | 0 | 0 | 0 | 0 | 0 | 0 | 0 | 0 | 0 | 0 | 0 | 0 | 0 | 0 | 0 | 0 | 0 | 0 | 0 | 0 | 0 | 0
Residential Energy Efficiency Incentives | Screw-in CFL 13 Watt <450 Lumens (Nonres.) | Engineering Estimated | System | Misc._Commercial | IndoorLt | TRUE | Screw-in CFL: Retail - Small: NR - 2.1 | All other residential programs 0.80 | CFL | 1 | 0 | 0 | 4.4049 | 34.776 | System | kW | 0.008532 | [5 empty] | 2.1 | 80% | 0% | 0 | 0 | 0 | [5 empty] | 0 | 0 | 0 | 0 | 0 | 0 | 0 | 0 | 0 | 0 | 0 | 0 | 0 | 0 | 0 | 0 | 0 | 0 | 0 | 0 | 0 | 0 | 0 | 0 | 0 | 0 | 0 | 0 | 0
Residential Energy Efficiency Incentives | Screw-in CFL 13 Watt 450 to 799 Lumens (Nonres.) | Engineering Estimated | System | Misc._Commercial | IndoorLt | TRUE | Screw-in CFL: Retail - Small: NR - 2.1 | All other residential programs 0.80 | CFL | 1 | 0 | 0 | 4.4049 | 78.246 | System | kW | 0.019197 | [5 empty] | 2.1 | 80% | 0% | 5320 | 8050 | 8266 | [5 empty] | 1330 | 1330 | 1330 | 1330 | 2012.5 | 2012.5 | 2012.5 | 2012.5 | 2066.5 | 2066.5 | 2066.5 | 2066.5 | 0 | 0 | 0 | 0 | 0 | 0 | 0 | 0 | 0 | 0 | 0 | 0 | 0 | 0 | 0 | 0 | 21636
Residential Energy Efficiency Incentives | Screw-in CFL 13 Watt 800 to 1,099 Lumens (Nonres.) | Engineering Estimated | System | Misc._Commercial | IndoorLt | TRUE | Screw-in CFL: Retail - Small: NR - 2.1 | All other residential programs 0.80 | CFL | 1.25 | 0 | 0 | 4.2063 | 136.206 | System | kW | 0.033417 | [5 empty] | 2.1 | 80% | 0% | 22800 | 34500 | 35427 | [5 empty] | 5700 | 5700 | 5700 | 5700 | 8625 | 8625 | 8625 | 8625 | 8856.75 | 8856.75 | 8856.75 | 8856.75 | 0 | 0 | 0 | 0 | 0 | 0 | 0 | 0 | 0 | 0 | 0 | 0 | 0 | 0 | 0 | 0 | 92727
Residential Energy Efficiency Incentives | Screw-in CFL 14 Watt 450 to 799 Lumens (Nonres.) | Engineering Estimated | System | Misc._Commercial | IndoorLt | TRUE | Screw-in CFL: Retail - Small: NR - 2.1 | All other residential programs 0.80 | CFL | 1 | 0 | 0 | 4.4049 | 75.348 | System | kW | 0.018486 | [5 empty] | 2.1 | 80% | 0% | 0 | 0 | 0 | [5 empty] | 0 | 0 | 0 | 0 | 0 | 0 | 0 | 0 | 0 | 0 | 0 | 0 | 0 | 0 | 0 | 0 | 0 | 0 | 0 | 0 | 0 | 0 | 0 | 0 | 0 | 0 | 0 | 0 | 0
Residential Energy Efficiency Incentives | Screw-in CFL 14 Watt 800 to 1,099 Lumens (Nonres.) | Engineering Estimated | System | Misc._Commercial | IndoorLt | TRUE | Screw-in CFL: Retail - Small: NR - 2.1 | All other residential programs 0.80 | CFL | 1.25 | 0 | 0 | 4.2063 | 133.308 | System | kW | 0.032706 | [5 empty] | 2.1 | 80% | 0% | 22800 | 34500 | 35427 | [5 empty] | 5700 | 5700 | 5700 | 5700 | 8625 | 8625 | 8625 | 8625 | 8856.75 | 8856.75 | 8856.75 | 8856.75 | 0 | 0 | 0 | 0 | 0 | 0 | 0 | 0 | 0 | 0 | 0 | 0 | 0 | 0 | 0 | 0 | 92727
Residential Energy Efficiency Incentives | Screw-in CFL 15 Watt 450 to 799 Lumens (Nonres.) | Engineering Estimated | System | Misc._Commercial | IndoorLt | TRUE | Screw-in CFL: Retail - Small: NR - 2.1 | All other residential programs 0.80 | CFL | 1 | 0 | 0 | 4.9469 | 72.45 | System | kW | 0.017775 | [5 empty] | 2.1 | 80% | 0% | 0 | 0 | 0 | [5 empty] | 0 | 0 | 0 | 0 | 0 | 0 | 0 | 0 | 0 | 0 | 0 | 0 | 0 | 0 | 0 | 0 | 0 | 0 | 0 | 0 | 0 | 0 | 0 | 0 | 0 | 0 | 0 | 0 | 0
Residential Energy Efficiency Incentives | Screw-in CFL 15 Watt 800 to 1,099 Lumens (Nonres.) | Engineering Estimated | System | Misc._Commercial | IndoorLt | TRUE | Screw-in CFL: Retail - Small: NR - 2.1 | All other residential programs 0.80 | CFL | 1.25 | 0 | 0 | 4.9469 | 130.41 | System | kW | 0.031995 | [5 empty] | 2.1 | 80% | 0% | 6080 | 9200 | 9447 | [5 empty] | 1520 | 1520 | 1520 | 1520 | 2300 | 2300 | 2300 | 2300 | 2361.75 | 2361.75 | 2361.75 | 2361.75 | 0 | 0 | 0 | 0 | 0 | 0 | 0 | 0 | 0 | 0 | 0 | 0 | 0 | 0 | 0 | 0 | 24727
Residential Energy Efficiency Incentives | Screw-in CFL 15 Watt 1,100 to 1,399 Lumens (Nonres.) | Engineering Estimated | System | Misc._Commercial | IndoorLt | TRUE | Screw-in CFL: Retail - Small: NR - 2.1 | All other residential programs 0.80 | CFL | 1.75 | 0 | 0 | 4.9469 | 173.88 | System | kW | 0.04266 | [5 empty] | 2.1 | 80% | 0% | 1520 | 2300 | 2362 | [5 empty] | 380 | 380 | 380 | 380 | 575 | 575 | 575 | 575 | 590.5 | 590.5 | 590.5 | 590.5 | 0 | 0 | 0 | 0 | 0 | 0 | 0 | 0 | 0 | 0 | 0 | 0 | 0 | 0 | 0 | 0 | 6182
Residential Energy Efficiency Incentives | Screw-in CFL 16 Watt 800 to 1,099 Lumens (Nonres.) | Engineering Estimated | System | Misc._Commercial | IndoorLt | TRUE | Screw-in CFL: Retail - Small: NR - 2.1 | All other residential programs 0.80 | CFL | 1.25 | 0 | 0 | 5.3172 | 127.512 | System | kW | 0.031284 | [5 empty] | 2.1 | 80% | 0% | 0 | 0 | 0 | [5 empty] | 0 | 0 | 0 | 0 | 0 | 0 | 0 | 0 | 0 | 0 | 0 | 0 | 0 | 0 | 0 | 0 | 0 | 0 | 0 | 0 | 0 | 0 | 0 | 0 | 0 | 0 | 0 | 0 | 0
Residential Energy Efficiency Incentives | Screw-in CFL 16 Watt 1,100 to 1,399 Lumens (Nonres.) | Engineering Estimated | System | Misc._Commercial | IndoorLt | TRUE | Screw-in CFL: Retail - Small: NR - 2.1 | All other residential programs 0.80 | CFL | 1.75 | 0 | 0 | 5.3172 | 170.982 | System | kW | 0.041949 | [5 empty] | 2.1 | 80% | 0% | 0 | 0 | 0 | [5 empty] | 0 | 0 | 0 | 0 | 0 | 0 | 0 | 0 | 0 | 0 | 0 | 0 | 0 | 0 | 0 | 0 | 0 | 0 | 0 | 0 | 0 | 0 | 0 | 0 | 0 | 0 | 0 | 0 | 0
Residential Energy Efficiency Incentives | Screw-in CFL 17 Watt 450 to 799 Lumens (Nonres.) | Engineering Estimated | System | Misc._Commercial | IndoorLt | TRUE | Screw-in CFL: Retail - Small: NR - 2.1 | All other residential programs 0.80 | CFL | 1 | 0 | 0 | 5.3172 | 66.654 | System | kW | 0.016353 | [5 empty] | 2.1 | 80% | 0% | 0 | 0 | 0 | [5 empty] | 0 | 0 | 0 | 0 | 0 | 0 | 0 | 0 | 0 | 0 | 0 | 0 | 0 | 0 | 0 | 0 | 0 | 0 | 0 | 0 | 0 | 0 | 0 | 0 | 0 | 0 | 0 | 0 | 0
Residential Energy Efficiency Incentives | Screw-in CFL 17 Watt 800 to 1,099 Lumens (Nonres.) | Engineering Estimated | System | Misc._Commercial | IndoorLt | TRUE | Screw-in CFL: Retail - Small: NR - 2.1 | All other residential programs 0.80 | CFL | 1.25 | 0 | 0 | 5.3172 | 124.614 | System | kW | 0.030573 | [5 empty] | 2.1 | 80% | 0% | 0 | 0 | 0 | [5 empty] | 0 | 0 | 0 | 0 | 0 | 0 | 0 | 0 | 0 | 0 | 0 | 0 | 0 | 0 | 0 | 0 | 0 | 0 | 0 | 0 | 0 | 0 | 0 | 0 | 0 | 0 | 0 | 0 | 0
Residential Energy Efficiency Incentives | Screw-in CFL 17 Watt 1,100 to 1,399 Lumens (Nonres.) | Engineering Estimated | System | Misc._Commercial | IndoorLt | TRUE | Screw-in CFL: Retail - Small: NR - 2.1 | All other residential programs 0.80 | CFL | 1.75 | 0 | 0 | 5.3172 | 168.084 | System | kW | 0.041238 | [5 empty] | 2.1 | 80% | 0% | 0 | 0 | 0 | [5 empty] | 0 | 0 | 0 | 0 | 0 | 0 | 0 | 0 | 0 | 0 | 0 | 0 | 0 | 0 | 0 | 0 | 0 | 0 | 0 | 0 | 0 | 0 | 0 | 0 | 0 | 0 | 0 | 0 | 0
Residential Energy Efficiency Incentives | Screw-in CFL 18 Watt 450 to 799 Lumens (Nonres.) | Engineering Estimated | System | Misc._Commercial | IndoorLt | TRUE | Screw-in CFL: Retail - Small: NR - 2.1 | All other residential programs 0.80 | CFL | 1 | 0 | 0 | 6.0579 | 63.756 | System | kW | 0.015642 | [5 empty] | 2.1 | 80% | 0% | 0 | 0 | 0 | [5 empty] | 0 | 0 | 0 | 0 | 0 | 0 | 0 | 0 | 0 | 0 | 0 | 0 | 0 | 0 | 0 | 0 | 0 | 0 | 0 | 0 | 0 | 0 | 0 | 0 | 0 | 0 | 0 | 0 | 0
Residential Energy Efficiency Incentives | Screw-in CFL 18 Watt 800 to 1,099 Lumens (Nonres.) | Engineering Estimated | System | Misc._Commercial | IndoorLt | TRUE | Screw-in CFL: Retail - Small: NR - 2.1 | All other residential programs 0.80 | CFL | 1.25 | 0 | 0 | 6.0579 | 121.716 | System | kW | 0.029862 | [5 empty] | 2.1 | 80% | 0% | 0 | 0 | 0 | [5 empty] | 0 | 0 | 0 | 0 | 0 | 0 | 0 | 0 | 0 | 0 | 0 | 0 | 0 | 0 | 0 | 0 | 0 | 0 | 0 | 0 | 0 | 0 | 0 | 0 | 0 | 0 | 0 | 0 | 0
Residential Energy Efficiency Incentives | Screw-in CFL 18 Watt 1,100 to 1,399 Lumens (Nonres.) | Engineering Estimated | System | Misc._Commercial | IndoorLt | TRUE | Screw-in CFL: Retail - Small: NR - 2.1 | All other residential programs 0.80 | CFL | 1.75 | 0 | 0 | 5.0558 | 165.186 | System | kW | 0.040527 | [5 empty] | 2.1 | 80% | 0% | 38000 | 57500 | 59045 | [5 empty] | 9500 | 9500 | 9500 | 9500 | 14375 | 14375 | 14375 | 14375 | 14761.25 | 14761.25 | 14761.25 | 14761.25 | 0 | 0 | 0 | 0 | 0 | 0 | 0 | 0 | 0 | 0 | 0 | 0 | 0 | 0 | 0 | 0 | 154545
Residential Energy Efficiency Incentives | Screw-in CFL 19 Watt 450 to 799 Lumens (Nonres.) | Engineering Estimated | System | Misc._Commercial | IndoorLt | TRUE | Screw-in CFL: Retail - Small: NR - 2.1 | All other residential programs 0.80 | CFL | 1 | 0 | 0 | 6.0579 | 60.858 | System | kW | 0.014931 | [5 empty] | 2.1 | 80% | 0% | 0 | 0 | 0 | [5 empty] | 0 | 0 | 0 | 0 | 0 | 0 | 0 | 0 | 0 | 0 | 0 | 0 | 0 | 0 | 0 | 0 | 0 | 0 | 0 | 0 | 0 | 0 | 0 | 0 | 0 | 0 | 0 | 0 | 0
Residential Energy Efficiency Incentives | Screw-in CFL 19 Watt 800 to 1,099 Lumens (Nonres.) | Engineering Estimated | System | Misc._Commercial | IndoorLt | TRUE | Screw-in CFL: Retail - Small: NR - 2.1 | All other residential programs 0.80 | CFL | 1.25 | 0 | 0 | 6.0579 | 118.818 | System | kW | 0.029151 | [5 empty] | 2.1 | 80% | 0% | 0 | 0 | 0 | [5 empty] | 0 | 0 | 0 | 0 | 0 | 0 | 0 | 0 | 0 | 0 | 0 | 0 | 0 | 0 | 0 | 0 | 0 | 0 | 0 | 0 | 0 | 0 | 0 | 0 | 0 | 0 | 0 | 0 | 0
Residential Energy Efficiency Incentives | Screw-in CFL 19 Watt 1,100 to 1,399 Lumens (Nonres.) | Engineering Estimated | System | Misc._Commercial | IndoorLt | TRUE | Screw-in CFL: Retail - Small: NR - 2.1 | All other residential programs 0.80 | CFL | 1.75 | 0 | 0 | 5.3705 | 162.288 | System | kW | 0.039816 | [5 empty] | 2.1 | 80% | 0% | 0 | 0 | 0 | [5 empty] | 0 | 0 | 0 | 0 | 0 | 0 | 0 | 0 | 0 | 0 | 0 | 0 | 0 | 0 | 0 | 0 | 0 | 0 | 0 | 0 | 0 | 0 | 0 | 0 | 0 | 0 | 0 | 0 | 0
Residential Energy Efficiency Incentives | Screw-in CFL 20 Watt 800 to 1,099 Lumens (Nonres.) | Engineering Estimated | System | Misc._Commercial | IndoorLt | TRUE | Screw-in CFL: Retail - Small: NR - 2.1 | All other residential programs 0.80 | CFL | 1.25 | 0 | 0 | 5.6851 | 115.92 | System | kW | 0.02844 | [5 empty] | 2.1 | 80% | 0% | 0 | 0 | 0 | [5 empty] | 0 | 0 | 0 | 0 | 0 | 0 | 0 | 0 | 0 | 0 | 0 | 0 | 0 | 0 | 0 | 0 | 0 | 0 | 0 | 0 | 0 | 0 | 0 | 0 | 0 | 0 | 0 | 0 | 0
Residential Energy Efficiency Incentives | Screw-in CFL 20 Watt 1,100 to 1,399 Lumens (Nonres.) | Engineering Estimated | System | Misc._Commercial | IndoorLt | TRUE | Screw-in CFL: Retail - Small: NR - 2.1 | All other residential programs 0.80 | CFL | 1.75 | 0 | 0 | 5.6851 | 159.39 | System | kW | 0.039105 | [5 empty] | 2.1 | 80% | 0% | 45600 | 69000 | 70854 | [5 empty] | 11400 | 11400 | 11400 | 11400 | 17250 | 17250 | 17250 | 17250 | 17713.5 | 17713.5 | 17713.5 | 17713.5 | 0 | 0 | 0 | 0 | 0 | 0 | 0 | 0 | 0 | 0 | 0 | 0 | 0 | 0 | 0 | 0 | 185454
Residential Energy Efficiency Incentives | Screw-in CFL 21 Watt 800 to 1,099 Lumens (Nonres.) | Engineering Estimated | System | Misc._Commercial | IndoorLt | TRUE | Screw-in CFL: Retail - Small: NR - 2.1 | All other residential programs 0.80 | CFL | 1.25 | 0 | 0 | 5.6851 | 113.022 | System | kW | 0.027729 | [5 empty] | 2.1 | 80% | 0% | 0 | 0 | 0 | [5 empty] | 0 | 0 | 0 | 0 | 0 | 0 | 0 | 0 | 0 | 0 | 0 | 0 | 0 | 0 | 0 | 0 | 0 | 0 | 0 | 0 | 0 | 0 | 0 | 0 | 0 | 0 | 0 | 0 | 0
Residential Energy Efficiency Incentives | Screw-in CFL 21 Watt 1,100 to 1,399 Lumens (Nonres.) | Engineering Estimated | System | Misc._Commercial | IndoorLt | TRUE | Screw-in CFL: Retail - Small: NR - 2.1 | All other residential programs 0.80 | CFL | 1.75 | 0 | 0 | 5.6851 | 156.492 | System | kW | 0.038394 | [5 empty] | 2.1 | 80% | 0% | 0 | 0 | 0 | [5 empty] | 0 | 0 | 0 | 0 | 0 | 0 | 0 | 0 | 0 | 0 | 0 | 0 | 0 | 0 | 0 | 0 | 0 | 0 | 0 | 0 | 0 | 0 | 0 | 0 | 0 | 0 | 0 | 0 | 0
Residential Energy Efficiency Incentives | Screw-in CFL 22 Watt 800 to 1,099 Lumens (Nonres.) | Engineering Estimated | System | Misc._Commercial | IndoorLt | TRUE | Screw-in CFL: Retail - Small: NR - 2.1 | All other residential programs 0.80 | CFL | 1.25 | 0 | 0 | 5.6851 | 110.124 | System | kW | 0.027018 | [5 empty] | 2.1 | 80% | 0% | 0 | 0 | 0 | [5 empty] | 0 | 0 | 0 | 0 | 0 | 0 | 0 | 0 | 0 | 0 | 0 | 0 | 0 | 0 | 0 | 0 | 0 | 0 | 0 | 0 | 0 | 0 | 0 | 0 | 0 | 0 | 0 | 0 | 0
Residential Energy Efficiency Incentives | Screw-in CFL 22 Watt 1,100 to 1,399 Lumens (Nonres.) | Engineering Estimated | System | Misc._Commercial | IndoorLt | TRUE | Screw-in CFL: Retail - Small: NR - 2.1 | All other residential programs 0.80 | CFL | 1.75 | 0 | 0 | 5.6851 | 153.594 | System | kW | 0.037683 | [5 empty] | 2.1 | 80% | 0% | 0 | 0 | 0 | [5 empty] | 0 | 0 | 0 | 0 | 0 | 0 | 0 | 0 | 0 | 0 | 0 | 0 | 0 | 0 | 0 | 0 | 0 | 0 | 0 | 0 | 0 | 0 | 0 | 0 | 0 | 0 | 0 | 0 | 0
Residential Energy Efficiency Incentives | Screw-in CFL 23 Watt 800 to 1,099 Lumens (Nonres.) | Engineering Estimated | System | Misc._Commercial | IndoorLt | TRUE | Screw-in CFL: Retail - Small: NR - 2.1 | All other residential programs 0.80 | CFL | 1.25 | 0 | 0 | 5.5852 | 107.226 | System | kW | 0.026307 | [5 empty] | 2.1 | 80% | 0% | 0 | 0 | 0 | [5 empty] | 0 | 0 | 0 | 0 | 0 | 0 | 0 | 0 | 0 | 0 | 0 | 0 | 0 | 0 | 0 | 0 | 0 | 0 | 0 | 0 | 0 | 0 | 0 | 0 | 0 | 0 | 0 | 0 | 0
Residential Energy Efficiency Incentives | Screw-in CFL 23 Watt 1,100 to 1,399 Lumens (Nonres.) | Engineering Estimated | System | Misc._Commercial | IndoorLt | TRUE | Screw-in CFL: Retail - Small: NR - 2.1 | All other residential programs 0.80 | CFL | 1.75 | 0 | 0 | 5.5852 | 150.696 | System | kW | 0.036972 | [5 empty] | 2.1 | 80% | 0% | 2584 | 3910 | 4015 | [5 empty] | 646 | 646 | 646 | 646 | 977.5 | 977.5 | 977.5 | 977.5 | 1003.75 | 1003.75 | 1003.75 | 1003.75 | 0 | 0 | 0 | 0 | 0 | 0 | 0 | 0 | 0 | 0 | 0 | 0 | 0 | 0 | 0 | 0 | 10509
Residential Energy Efficiency Incentives | Screw-in CFL 23 Watt 1400 to 1,599 Lumens (Nonres.) | Engineering Estimated | System | Misc._Commercial | IndoorLt | TRUE | Screw-in CFL: Retail - Small: NR - 2.1 | All other residential programs 0.80 | CFL | 1.75 | 0 | 0 | 5.5852 | 194.166 | System | kW | 0.047637 | [5 empty] | 2.1 | 80% | 0% | 0 | 0 | 0 | [5 empty] | 0 | 0 | 0 | 0 | 0 | 0 | 0 | 0 | 0 | 0 | 0 | 0 | 0 | 0 | 0 | 0 | 0 | 0 | 0 | 0 | 0 | 0 | 0 | 0 | 0 | 0 | 0 | 0 | 0
Residential Energy Efficiency Incentives | Screw-in CFL 23 Watt 1,600 to 1,999 Lumens (Nonres.) | Engineering Estimated | System | Misc._Commercial | IndoorLt | TRUE | Screw-in CFL: Retail - Small: NR - 2.1 | All other residential programs 0.80 | CFL | 2 | 0 | 0 | 6.1237 | 223.146 | System | kW | 0.054747 | [5 empty] | 2.1 | 80% | 0% | 38000 | 57500 | 59045 | [5 empty] | 9500 | 9500 | 9500 | 9500 | 14375 | 14375 | 14375 | 14375 | 14761.25 | 14761.25 | 14761.25 | 14761.25 | 0 | 0 | 0 | 0 | 0 | 0 | 0 | 0 | 0 | 0 | 0 | 0 | 0 | 0 | 0 | 0 | 154545
Residential Energy Efficiency Incentives | Screw-in CFL 24 Watt 800 to 1,099 Lumens (Nonres.) | Engineering Estimated | System | Misc._Commercial | IndoorLt | TRUE | Screw-in CFL: Retail - Small: NR - 2.1 | All other residential programs 0.80 | CFL | 1.25 | 0 | 0 | 5.5852 | 104.328 | System | kW | 0.025596 | [5 empty] | 2.1 | 80% | 0% | 0 | 0 | 0 | [5 empty] | 0 | 0 | 0 | 0 | 0 | 0 | 0 | 0 | 0 | 0 | 0 | 0 | 0 | 0 | 0 | 0 | 0 | 0 | 0 | 0 | 0 | 0 | 0 | 0 | 0 | 0 | 0 | 0 | 0
Residential Energy Efficiency Incentives | Screw-in CFL 24 Watt 1,100 to 1,399 Lumens (Nonres.) | Engineering Estimated | System | Misc._Commercial | IndoorLt | TRUE | Screw-in CFL: Retail - Small: NR - 2.1 | All other residential programs 0.80 | CFL | 1.75 | 0 | 0 | 5.5852 | 147.798 | System | kW | 0.036261 | [5 empty] | 2.1 | 80% | 0% | 0 | 0 | 0 | [5 empty] | 0 | 0 | 0 | 0 | 0 | 0 | 0 | 0 | 0 | 0 | 0 | 0 | 0 | 0 | 0 | 0 | 0 | 0 | 0 | 0 | 0 | 0 | 0 | 0 | 0 | 0 | 0 | 0 | 0
Residential Energy Efficiency Incentives | Screw-in CFL 24 Watt 1400 to 1,599 Lumens (Nonres.) | Engineering Estimated | System | Misc._Commercial | IndoorLt | TRUE | Screw-in CFL: Retail - Small: NR - 2.1 | All other residential programs 0.80 | CFL | 1.75 | 0 | 0 | 5.5852 | 191.268 | System | kW | 0.046926 | [5 empty] | 2.1 | 80% | 0% | 0 | 0 | 0 | [5 empty] | 0 | 0 | 0 | 0 | 0 | 0 | 0 | 0 | 0 | 0 | 0 | 0 | 0 | 0 | 0 | 0 | 0 | 0 | 0 | 0 | 0 | 0 | 0 | 0 | 0 | 0 | 0 | 0 | 0
Residential Energy Efficiency Incentives | Screw-in CFL 24 Watt 1,600 to 1,999 Lumens (Nonres.) | Engineering Estimated | System | Misc._Commercial | IndoorLt | TRUE | Screw-in CFL: Retail - Small: NR - 2.1 | All other residential programs 0.80 | CFL | 2 | 0 | 0 | 6.1237 | 220.248 | System | kW | 0.054036 | [5 empty] | 2.1 | 80% | 0% | 0 | 0 | 0 | [5 empty] | 0 | 0 | 0 | 0 | 0 | 0 | 0 | 0 | 0 | 0 | 0 | 0 | 0 | 0 | 0 | 0 | 0 | 0 | 0 | 0 | 0 | 0 | 0 | 0 | 0 | 0 | 0 | 0 | 0
Residential Energy Efficiency Incentives | Screw-in CFL 25 Watt 800 to 1,099 Lumens (Nonres.) | Engineering Estimated | System | Misc._Commercial | IndoorLt | TRUE | Screw-in CFL: Retail - Small: NR - 2.1 | All other residential programs 0.80 | CFL | 1.25 | 0 | 0 | 6.1217 | 101.43 | System | kW | 0.024885 | [5 empty] | 2.1 | 80% | 0% | 0 | 0 | 0 | [5 empty] | 0 | 0 | 0 | 0 | 0 | 0 | 0 | 0 | 0 | 0 | 0 | 0 | 0 | 0 | 0 | 0 | 0 | 0 | 0 | 0 | 0 | 0 | 0 | 0 | 0 | 0 | 0 | 0 | 0
Residential Energy Efficiency Incentives | Screw-in CFL 25 Watt 1,100 to 1,399 Lumens (Nonres.) | Engineering Estimated | System | Misc._Commercial | IndoorLt | TRUE | Screw-in CFL: Retail - Small: NR - 2.1 | All other residential programs 0.80 | CFL | 1.75 | 0 | 0 | 6.1217 | 144.9 | System | kW | 0.03555 | [5 empty] | 2.1 | 80% | 0% | 0 | 0 | 0 | [5 empty] | 0 | 0 | 0 | 0 | 0 | 0 | 0 | 0 | 0 | 0 | 0 | 0 | 0 | 0 | 0 | 0 | 0 | 0 | 0 | 0 | 0 | 0 | 0 | 0 | 0 | 0 | 0 | 0 | 0
Residential Energy Efficiency Incentives | Screw-in CFL 25 Watt 1400 to 1,599 Lumens (Nonres.) | Engineering Estimated | System | Misc._Commercial | IndoorLt | TRUE | Screw-in CFL: Retail - Small: NR - 2.1 | All other residential programs 0.80 | CFL | 1.75 | 0 | 0 | 6.1217 | 188.37 | System | kW | 0.046215 | [5 empty] | 2.1 | 80% | 0% | 760 | 1150 | 1181 | [5 empty] | 190 | 190 | 190 | 190 | 287.5 | 287.5 | 287.5 | 287.5 | 295.25 | 295.25 | 295.25 | 295.25 | 0 | 0 | 0 | 0 | 0 | 0 | 0 | 0 | 0 | 0 | 0 | 0 | 0 | 0 | 0 | 0 | 3091
Residential Energy Efficiency Incentives | Screw-in CFL 25 Watt 1,600 to 1,999 Lumens (Nonres.) | Engineering Estimated | System | Misc._Commercial | IndoorLt | TRUE | Screw-in CFL: Retail - Small: NR - 2.1 | All other residential programs 0.80 | CFL | 2 | 0 | 0 | 6.1237 | 217.35 | System | kW | 0.053325 | [5 empty] | 2.1 | 80% | 0% | 45600 | 69000 | 70854 | [5 empty] | 11400 | 11400 | 11400 | 11400 | 17250 | 17250 | 17250 | 17250 | 17713.5 | 17713.5 | 17713.5 | 17713.5 | 0 | 0 | 0 | 0 | 0 | 0 | 0 | 0 | 0 | 0 | 0 | 0 | 0 | 0 | 0 | 0 | 185454
Residential Energy Efficiency Incentives | Screw-in CFL 26 Watt 800 to 1,099 Lumens (Nonres.) | Engineering Estimated | System | Misc._Commercial | IndoorLt | TRUE | Screw-in CFL: Retail - Small: NR - 2.1 | All other residential programs 0.80 | CFL | 1.25 | 0 | 0 | 6.393 | 98.532 | System | kW | 0.024174 | [5 empty] | 2.1 | 80% | 0% | 0 | 0 | 0 | [5 empty] | 0 | 0 | 0 | 0 | 0 | 0 | 0 | 0 | 0 | 0 | 0 | 0 | 0 | 0 | 0 | 0 | 0 | 0 | 0 | 0 | 0 | 0 | 0 | 0 | 0 | 0 | 0 | 0 | 0
Residential Energy Efficiency Incentives | Screw-in CFL 26 Watt 1,100 to 1,399 Lumens (Nonres.) | Engineering Estimated | System | Misc._Commercial | IndoorLt | TRUE | Screw-in CFL: Retail - Small: NR - 2.1 | All other residential programs 0.80 | CFL | 1.75 | 0 | 0 | 6.393 | 142.002 | System | kW | 0.034839 | [5 empty] | 2.1 | 80% | 0% | 0 | 0 | 0 | [5 empty] | 0 | 0 | 0 | 0 | 0 | 0 | 0 | 0 | 0 | 0 | 0 | 0 | 0 | 0 | 0 | 0 | 0 | 0 | 0 | 0 | 0 | 0 | 0 | 0 | 0 | 0 | 0 | 0 | 0
Residential Energy Efficiency Incentives | Screw-in CFL 26 Watt 1400 to 1,599 Lumens (Nonres.) | Engineering Estimated | System | Misc._Commercial | IndoorLt | TRUE | Screw-in CFL: Retail - Small: NR - 2.1 | All other residential programs 0.80 | CFL | 1.75 | 0 | 0 | 6.393 | 185.472 | System | kW | 0.045504 | [5 empty] | 2.1 | 80% | 0% | 1520 | 2300 | 2362 | [5 empty] | 380 | 380 | 380 | 380 | 575 | 575 | 575 | 575 | 590.5 | 590.5 | 590.5 | 590.5 | 0 | 0 | 0 | 0 | 0 | 0 | 0 | 0 | 0 | 0 | 0 | 0 | 0 | 0 | 0 | 0 | 6182
Residential Energy Efficiency Incentives | Screw-in CFL 26 Watt 1,600 to 1,999 Lumens (Nonres.) | Engineering Estimated | System | Misc._Commercial | IndoorLt | TRUE | Screw-in CFL: Retail - Small: NR - 2.1 | All other residential programs 0.80 | CFL | 2 | 0 | 0 | 6.393 | 214.452 | System | kW | 0.052614 | [5 empty] | 2.1 | 80% | 0% | 30400 | 46000 | 47236 | [5 empty] | 7600 | 7600 | 7600 | 7600 | 11500 | 11500 | 11500 | 11500 | 11809 | 11809 | 11809 | 11809 | 0 | 0 | 0 | 0 | 0 | 0 | 0 | 0 | 0 | 0 | 0 | 0 | 0 | 0 | 0 | 0 | 123636
Residential Energy Efficiency Incentives | Screw-in CFL 27 Watt 800 to 1,099 Lumens (Nonres.) | Engineering Estimated | System | Misc._Commercial | IndoorLt | TRUE | Screw-in CFL: Retail - Small: NR - 2.1 | All other residential programs 0.80 | CFL | 1.25 | 0 | 0 | 6.393 | 95.634 | System | kW | 0.023463 | [5 empty] | 2.1 | 80% | 0% | 0 | 0 | 0 | [5 empty] | 0 | 0 | 0 | 0 | 0 | 0 | 0 | 0 | 0 | 0 | 0 | 0 | 0 | 0 | 0 | 0 | 0 | 0 | 0 | 0 | 0 | 0 | 0 | 0 | 0 | 0 | 0 | 0 | 0
Residential Energy Efficiency Incentives | Screw-in CFL 27 Watt 1,100 to 1,399 Lumens (Nonres.) | Engineering Estimated | System | Misc._Commercial | IndoorLt | TRUE | Screw-in CFL: Retail - Small: NR - 2.1 | All other residential programs 0.80 | CFL | 1.75 | 0 | 0 | 6.393 | 139.104 | System | kW | 0.034128 | [5 empty] | 2.1 | 80% | 0% | 0 | 0 | 0 | [5 empty] | 0 | 0 | 0 | 0 | 0 | 0 | 0 | 0 | 0 | 0 | 0 | 0 | 0 | 0 | 0 | 0 | 0 | 0 | 0 | 0 | 0 | 0 | 0 | 0 | 0 | 0 | 0 | 0 | 0
Residential Energy Efficiency Incentives | Screw-in CFL 27 Watt 1400 to 1,599 Lumens (Nonres.) | Engineering Estimated | System | Misc._Commercial | IndoorLt | TRUE | Screw-in CFL: Retail - Small: NR - 2.1 | All other residential programs 0.80 | CFL | 1.75 | 0 | 0 | 6.393 | 182.574 | System | kW | 0.044793 | [5 empty] | 2.1 | 80% | 0% | 0 | 0 | 0 | [5 empty] | 0 | 0 | 0 | 0 | 0 | 0 | 0 | 0 | 0 | 0 | 0 | 0 | 0 | 0 | 0 | 0 | 0 | 0 | 0 | 0 | 0 | 0 | 0 | 0 | 0 | 0 | 0 | 0 | 0
Residential Energy Efficiency Incentives | Screw-in CFL 27 Watt 1,600 to 1,999 Lumens (Nonres.) | Engineering Estimated | System | Misc._Commercial | IndoorLt | TRUE | Screw-in CFL: Retail - Small: NR - 2.1 | All other residential programs 0.80 | CFL | 2 | 0 | 0 | 6.393 | 211.554 | System | kW | 0.051903 | [5 empty] | 2.1 | 80% | 0% | 304 | 460 | 472 | [5 empty] | 76 | 76 | 76 | 76 | 115 | 115 | 115 | 115 | 118 | 118 | 118 | 118 | 0 | 0 | 0 | 0 | 0 | 0 | 0 | 0 | 0 | 0 | 0 | 0 | 0 | 0 | 0 | 0 | 1236
Residential Energy Efficiency Incentives | Screw-in CFL 28 Watt 1,100 to 1,399 Lumens (Nonres.) | Engineering Estimated | System | Misc._Commercial | IndoorLt | TRUE | Screw-in CFL: Retail - Small: NR - 2.1 | All other residential programs 0.80 | CFL | 1.75 | 0 | 0 | 6.9315 | 136.206 | System | kW | 0.033417 | [5 empty] | 2.1 | 80% | 0% | 0 | 0 | 0 | [5 empty] | 0 | 0 | 0 | 0 | 0 | 0 | 0 | 0 | 0 | 0 | 0 | 0 | 0 | 0 | 0 | 0 | 0 | 0 | 0 | 0 | 0 | 0 | 0 | 0 | 0 | 0 | 0 | 0 | 0
Residential Energy Efficiency Incentives | Screw-in CFL 28 Watt 1400 to 1,599 Lumens (Nonres.) | Engineering Estimated | System | Misc._Commercial | IndoorLt | TRUE | Screw-in CFL: Retail - Small: NR - 2.1 | All other residential programs 0.80 | CFL | 1.75 | 0 | 0 | 6.9315 | 179.676 | System | kW | 0.044082 | [5 empty] | 2.1 | 80% | 0% | 0 | 0 | 0 | [5 empty] | 0 | 0 | 0 | 0 | 0 | 0 | 0 | 0 | 0 | 0 | 0 | 0 | 0 | 0 | 0 | 0 | 0 | 0 | 0 | 0 | 0 | 0 | 0 | 0 | 0 | 0 | 0 | 0 | 0
Residential Energy Efficiency Incentives | Screw-in CFL 28 Watt 1,600 to 1,999 Lumens (Nonres.) | Engineering Estimated | System | Misc._Commercial | IndoorLt | TRUE | Screw-in CFL: Retail - Small: NR - 2.1 | All other residential programs 0.80 | CFL | 2 | 0 | 0 | 6.9315 | 208.656 | System | kW | 0.051192 | [5 empty] | 2.1 | 80% | 0% | 0 | 0 | 0 | [5 empty] | 0 | 0 | 0 | 0 | 0 | 0 | 0 | 0 | 0 | 0 | 0 | 0 | 0 | 0 | 0 | 0 | 0 | 0 | 0 | 0 | 0 | 0 | 0 | 0 | 0 | 0 | 0 | 0 | 0
Residential Energy Efficiency Incentives | Screw-in CFL 29 Watt 1,100 to 1,399 Lumens (Nonres.) | Engineering Estimated | System | Misc._Commercial | IndoorLt | TRUE | Screw-in CFL: Retail - Small: NR - 2.1 | All other residential programs 0.80 | CFL | 1.75 | 0 | 0 | 6.9315 | 133.308 | System | kW | 0.032706 | [5 empty] | 2.1 | 80% | 0% | 0 | 0 | 0 | [5 empty] | 0 | 0 | 0 | 0 | 0 | 0 | 0 | 0 | 0 | 0 | 0 | 0 | 0 | 0 | 0 | 0 | 0 | 0 | 0 | 0 | 0 | 0 | 0 | 0 | 0 | 0 | 0 | 0 | 0
Residential Energy Efficiency Incentives | Screw-in CFL 29 Watt 1400 to 1,599 Lumens (Nonres.) | Engineering Estimated | System | Misc._Commercial | IndoorLt | TRUE | Screw-in CFL: Retail - Small: NR - 2.1 | All other residential programs 0.80 | CFL | 1.75 | 0 | 0 | 6.9315 | 176.778 | System | kW | 0.043371 | [5 empty] | 2.1 | 80% | 0% | 0 | 0 | 0 | [5 empty] | 0 | 0 | 0 | 0 | 0 | 0 | 0 | 0 | 0 | 0 | 0 | 0 | 0 | 0 | 0 | 0 | 0 | 0 | 0 | 0 | 0 | 0 | 0 | 0 | 0 | 0 | 0 | 0 | 0
Residential Energy Efficiency Incentives | Screw-in CFL 29 Watt 1,600 to 1,999 Lumens (Nonres.) | Engineering Estimated | System | Misc._Commercial | IndoorLt | TRUE | Screw-in CFL: Retail - Small: NR - 2.1 | All other residential programs 0.80 | CFL | 2 | 0 | 0 | 6.9315 | 205.758 | System | kW | 0.050481 | [5 empty] | 2.1 | 80% | 0% | 0 | 0 | 0 | [5 empty] | 0 | 0 | 0 | 0 | 0 | 0 | 0 | 0 | 0 | 0 | 0 | 0 | 0 | 0 | 0 | 0 | 0 | 0 | 0 | 0 | 0 | 0 | 0 | 0 | 0 | 0 | 0 | 0 | 0
Residential Energy Efficiency Incentives | Screw-in CFL 30 Watt 1,100 to 1,399 Lumens (Nonres.) | Engineering Estimated | System | Misc._Commercial | IndoorLt | TRUE | Screw-in CFL: Retail - Small: NR - 2.1 | All other residential programs 0.80 | CFL | 1.75 | 0 | 0 | 8.0086 | 130.41 | System | kW | 0.031995 | [5 empty] | 2.1 | 80% | 0% | 0 | 0 | 0 | [5 empty] | 0 | 0 | 0 | 0 | 0 | 0 | 0 | 0 | 0 | 0 | 0 | 0 | 0 | 0 | 0 | 0 | 0 | 0 | 0 | 0 | 0 | 0 | 0 | 0 | 0 | 0 | 0 | 0 | 0
Residential Energy Efficiency Incentives | Screw-in CFL 30 Watt 1400 to 1,599 Lumens (Nonres.) | Engineering Estimated | System | Misc._Commercial | IndoorLt | TRUE | Screw-in CFL: Retail - Small: NR - 2.1 | All other residential programs 0.80 | CFL | 1.75 | 0 | 0 | 8.0086 | 173.88 | System | kW | 0.04266 | [5 empty] | 2.1 | 80% | 0% | 0 | 0 | 0 | [5 empty] | 0 | 0 | 0 | 0 | 0 | 0 | 0 | 0 | 0 | 0 | 0 | 0 | 0 | 0 | 0 | 0 | 0 | 0 | 0 | 0 | 0 | 0 | 0 | 0 | 0 | 0 | 0 | 0 | 0
Residential Energy Efficiency Incentives | Screw-in CFL 30 Watt 1,600 to 1,999 Lumens (Nonres.) | Engineering Estimated | System | Misc._Commercial | IndoorLt | TRUE | Screw-in CFL: Retail - Small: NR - 2.1 | All other residential programs 0.80 | CFL | 2 | 0 | 0 | 8.0086 | 202.86 | System | kW | 0.04977 | [5 empty] | 2.1 | 80% | 0% | 0 | 0 | 0 | [5 empty] | 0 | 0 | 0 | 0 | 0 | 0 | 0 | 0 | 0 | 0 | 0 | 0 | 0 | 0 | 0 | 0 | 0 | 0 | 0 | 0 | 0 | 0 | 0 | 0 | 0 | 0 | 0 | 0 | 0
Residential Energy Efficiency Incentives | Screw-in CFL 30 Watt 2,000 to 2,599 Lumens (Nonres.) | Engineering Estimated | System | Misc._Commercial | IndoorLt | TRUE | Screw-in CFL: Retail - Small: NR - 2.1 | All other residential programs 0.80 | CFL | 2 | 0 | 0 | 8.0086 | 260.82 | System | kW | 0.06399 | [5 empty] | 2.1 | 80% | 0% | 0 | 0 | 0 | [5 empty] | 0 | 0 | 0 | 0 | 0 | 0 | 0 | 0 | 0 | 0 | 0 | 0 | 0 | 0 | 0 | 0 | 0 | 0 | 0 | 0 | 0 | 0 | 0 | 0 | 0 | 0 | 0 | 0 | 0
Residential Energy Efficiency Incentives | Screw-in CFL 31 Watt 1,100 to 1,399 Lumens (Nonres.) | Engineering Estimated | System | Misc._Commercial | IndoorLt | TRUE | Screw-in CFL: Retail - Small: NR - 2.1 | All other residential programs 0.80 | CFL | 1.75 | 0 | 0 | 8.0086 | 127.512 | System | kW | 0.031284 | [5 empty] | 2.1 | 80% | 0% | 0 | 0 | 0 | [5 empty] | 0 | 0 | 0 | 0 | 0 | 0 | 0 | 0 | 0 | 0 | 0 | 0 | 0 | 0 | 0 | 0 | 0 | 0 | 0 | 0 | 0 | 0 | 0 | 0 | 0 | 0 | 0 | 0 | 0
Residential Energy Efficiency Incentives | Screw-in CFL 31 Watt 1400 to 1,599 Lumens (Nonres.) | Engineering Estimated | System | Misc._Commercial | IndoorLt | TRUE | Screw-in CFL: Retail - Small: NR - 2.1 | All other residential programs 0.80 | CFL | 1.75 | 0 | 0 | 8.0086 | 170.982 | System | kW | 0.041949 | [5 empty] | 2.1 | 80% | 0% | 0 | 0 | 0 | [5 empty] | 0 | 0 | 0 | 0 | 0 | 0 | 0 | 0 | 0 | 0 | 0 | 0 | 0 | 0 | 0 | 0 | 0 | 0 | 0 | 0 | 0 | 0 | 0 | 0 | 0 | 0 | 0 | 0 | 0
Residential Energy Efficiency Incentives | Screw-in CFL 31 Watt 1,600 to 1,999 Lumens (Nonres.) | Engineering Estimated | System | Misc._Commercial | IndoorLt | TRUE | Screw-in CFL: Retail - Small: NR - 2.1 | All other residential programs 0.80 | CFL | 2 | 0 | 0 | 8.0086 | 199.962 | System | kW | 0.049059 | [5 empty] | 2.1 | 80% | 0% | 0 | 0 | 0 | [5 empty] | 0 | 0 | 0 | 0 | 0 | 0 | 0 | 0 | 0 | 0 | 0 | 0 | 0 | 0 | 0 | 0 | 0 | 0 | 0 | 0 | 0 | 0 | 0 | 0 | 0 | 0 | 0 | 0 | 0
Residential Energy Efficiency Incentives | Screw-in CFL 32 Watt 1,100 to 1,399 Lumens (Nonres.) | Engineering Estimated | System | Misc._Commercial | IndoorLt | TRUE | Screw-in CFL: Retail - Small: NR - 2.1 | All other residential programs 0.80 | CFL | 1.75 | 0 | 0 | 8.0086 | 124.614 | System | kW | 0.030573 | [5 empty] | 2.1 | 80% | 0% | 0 | 0 | 0 | [5 empty] | 0 | 0 | 0 | 0 | 0 | 0 | 0 | 0 | 0 | 0 | 0 | 0 | 0 | 0 | 0 | 0 | 0 | 0 | 0 | 0 | 0 | 0 | 0 | 0 | 0 | 0 | 0 | 0 | 0
Residential Energy Efficiency Incentives | Screw-in CFL 32 Watt 1400 to 1,599 Lumens (Nonres.) | Engineering Estimated | System | Misc._Commercial | IndoorLt | TRUE | Screw-in CFL: Retail - Small: NR - 2.1 | All other residential programs 0.80 | CFL | 1.75 | 0 | 0 | 8.0086 | 168.084 | System | kW | 0.041238 | [5 empty] | 2.1 | 80% | 0% | 0 | 0 | 0 | [5 empty] | 0 | 0 | 0 | 0 | 0 | 0 | 0 | 0 | 0 | 0 | 0 | 0 | 0 | 0 | 0 | 0 | 0 | 0 | 0 | 0 | 0 | 0 | 0 | 0 | 0 | 0 | 0 | 0 | 0
Residential Energy Efficiency Incentives | Screw-in CFL 32 Watt 1,600 to 1,999 Lumens (Nonres.) | Engineering Estimated | System | Misc._Commercial | IndoorLt | TRUE | Screw-in CFL: Retail - Small: NR - 2.1 | All other residential programs 0.80 | CFL | 2 | 0 | 0 | 8.0086 | 197.064 | System | kW | 0.048348 | [5 empty] | 2.1 | 80% | 0% | 0 | 0 | 0 | [5 empty] | 0 | 0 | 0 | 0 | 0 | 0 | 0 | 0 | 0 | 0 | 0 | 0 | 0 | 0 | 0 | 0 | 0 | 0 | 0 | 0 | 0 | 0 | 0 | 0 | 0 | 0 | 0 | 0 | 0
Residential Energy Efficiency Incentives | Screw-in CFL 33 Watt 1,100 to 1,399 Lumens (Nonres.) | Engineering Estimated | System | Misc._Commercial | IndoorLt | TRUE | Screw-in CFL: Retail - Small: NR - 2.1 | All other residential programs 0.80 | CFL | 1.75 | 0 | 0 | 8.0086 | 121.716 | System | kW | 0.029862 | [5 empty] | 2.1 | 80% | 0% | 0 | 0 | 0 | [5 empty] | 0 | 0 | 0 | 0 | 0 | 0 | 0 | 0 | 0 | 0 | 0 | 0 | 0 | 0 | 0 | 0 | 0 | 0 | 0 | 0 | 0 | 0 | 0 | 0 | 0 | 0 | 0 | 0 | 0
Residential Energy Efficiency Incentives | Screw-in CFL 33 Watt 1400 to 1,599 Lumens (Nonres.) | Engineering Estimated | System | Misc._Commercial | IndoorLt | TRUE | Screw-in CFL: Retail - Small: NR - 2.1 | All other residential programs 0.80 | CFL | 1.75 | 0 | 0 | 8.0086 | 165.186 | System | kW | 0.040527 | [5 empty] | 2.1 | 80% | 0% | 0 | 0 | 0 | [5 empty] | 0 | 0 | 0 | 0 | 0 | 0 | 0 | 0 | 0 | 0 | 0 | 0 | 0 | 0 | 0 | 0 | 0 | 0 | 0 | 0 | 0 | 0 | 0 | 0 | 0 | 0 | 0 | 0 | 0
Residential Energy Efficiency Incentives | Screw-in CFL 33 Watt 1,600 to 1,999 Lumens (Nonres.) | Engineering Estimated | System | Misc._Commercial | IndoorLt | TRUE | Screw-in CFL: Retail - Small: NR - 2.1 | All other residential programs 0.80 | CFL | 2 | 0 | 0 | 8.0086 | 194.166 | System | kW | 0.047637 | [5 empty] | 2.1 | 80% | 0% | 0 | 0 | 0 | [5 empty] | 0 | 0 | 0 | 0 | 0 | 0 | 0 | 0 | 0 | 0 | 0 | 0 | 0 | 0 | 0 | 0 | 0 | 0 | 0 | 0 | 0 | 0 | 0 | 0 | 0 | 0 | 0 | 0 | 0
Residential Energy Efficiency Incentives | Screw-in CFL 34 Watt 1,100 to 1,399 Lumens (Nonres.) | Engineering Estimated | System | Misc._Commercial | IndoorLt | TRUE | Screw-in CFL: Retail - Small: NR - 2.1 | All other residential programs 0.80 | CFL | 1.75 | 0 | 0 | 8.0086 | 118.818 | System | kW | 0.029151 | [5 empty] | 2.1 | 80% | 0% | 0 | 0 | 0 | [5 empty] | 0 | 0 | 0 | 0 | 0 | 0 | 0 | 0 | 0 | 0 | 0 | 0 | 0 | 0 | 0 | 0 | 0 | 0 | 0 | 0 | 0 | 0 | 0 | 0 | 0 | 0 | 0 | 0 | 0
Residential Energy Efficiency Incentives | Screw-in CFL 34 Watt 1400 to 1,599 Lumens (Nonres.) | Engineering Estimated | System | Misc._Commercial | IndoorLt | TRUE | Screw-in CFL: Retail - Small: NR - 2.1 | All other residential programs 0.80 | CFL | 1.75 | 0 | 0 | 8.0086 | 162.288 | System | kW | 0.039816 | [5 empty] | 2.1 | 80% | 0% | 0 | 0 | 0 | [5 empty] | 0 | 0 | 0 | 0 | 0 | 0 | 0 | 0 | 0 | 0 | 0 | 0 | 0 | 0 | 0 | 0 | 0 | 0 | 0 | 0 | 0 | 0 | 0 | 0 | 0 | 0 | 0 | 0 | 0
Residential Energy Efficiency Incentives | Screw-in CFL 34 Watt 1,600 to 1,999 Lumens (Nonres.) | Engineering Estimated | System | Misc._Commercial | IndoorLt | TRUE | Screw-in CFL: Retail - Small: NR - 2.1 | All other residential programs 0.80 | CFL | 2 | 0 | 0 | 8.0086 | 191.268 | System | kW | 0.046926 | [5 empty] | 2.1 | 80% | 0% | 0 | 0 | 0 | [5 empty] | 0 | 0 | 0 | 0 | 0 | 0 | 0 | 0 | 0 | 0 | 0 | 0 | 0 | 0 | 0 | 0 | 0 | 0 | 0 | 0 | 0 | 0 | 0 | 0 | 0 | 0 | 0 | 0 | 0
Residential Energy Efficiency Incentives | Screw-in CFL 35 Watt 1400 to 1,599 Lumens (Nonres.) | Engineering Estimated | System | Misc._Commercial | IndoorLt | TRUE | Screw-in CFL: Retail - Small: NR - 2.1 | All other residential programs 0.80 | CFL | 1.75 | 0 | 0 | 8.0086 | 159.39 | System | kW | 0.039105 | [5 empty] | 2.1 | 80% | 0% | 0 | 0 | 0 | [5 empty] | 0 | 0 | 0 | 0 | 0 | 0 | 0 | 0 | 0 | 0 | 0 | 0 | 0 | 0 | 0 | 0 | 0 | 0 | 0 | 0 | 0 | 0 | 0 | 0 | 0 | 0 | 0 | 0 | 0
Residential Energy Efficiency Incentives | Screw-in CFL 35 Watt 1,600 to 1,999 Lumens (Nonres.) | Engineering Estimated | System | Misc._Commercial | IndoorLt | TRUE | Screw-in CFL: Retail - Small: NR - 2.1 | All other residential programs 0.80 | CFL | 2 | 0 | 0 | 8.0086 | 188.37 | System | kW | 0.046215 | [5 empty] | 2.1 | 80% | 0% | 0 | 0 | 0 | [5 empty] | 0 | 0 | 0 | 0 | 0 | 0 | 0 | 0 | 0 | 0 | 0 | 0 | 0 | 0 | 0 | 0 | 0 | 0 | 0 | 0 | 0 | 0 | 0 | 0 | 0 | 0 | 0 | 0 | 0
Residential Energy Efficiency Incentives | Screw-in CFL 35 Watt 2,000 to 2,599 Lumens (Nonres.) | Engineering Estimated | System | Misc._Commercial | IndoorLt | TRUE | Screw-in CFL: Retail - Small: NR - 2.1 | All other residential programs 0.80 | CFL | 2 | 0 | 0 | 8.0086 | 246.33 | System | kW | 0.060435 | [5 empty] | 2.1 | 80% | 0% | 0 | 0 | 0 | [5 empty] | 0 | 0 | 0 | 0 | 0 | 0 | 0 | 0 | 0 | 0 | 0 | 0 | 0 | 0 | 0 | 0 | 0 | 0 | 0 | 0 | 0 | 0 | 0 | 0 | 0 | 0 | 0 | 0 | 0
Residential Energy Efficiency Incentives | Screw-in CFL 36 Watt 1400 to 1,599 Lumens (Nonres.) | Engineering Estimated | System | Misc._Commercial | IndoorLt | TRUE | Screw-in CFL: Retail - Small: NR - 2.1 | All other residential programs 0.80 | CFL | 1.75 | 0 | 0 | 6.9741 | 156.492 | System | kW | 0.038394 | [5 empty] | 2.1 | 80% | 0% | 0 | 0 | 0 | [5 empty] | 0 | 0 | 0 | 0 | 0 | 0 | 0 | 0 | 0 | 0 | 0 | 0 | 0 | 0 | 0 | 0 | 0 | 0 | 0 | 0 | 0 | 0 | 0 | 0 | 0 | 0 | 0 | 0 | 0
Residential Energy Efficiency Incentives | Screw-in CFL 36 Watt 1,600 to 1,999 Lumens (Nonres.) | Engineering Estimated | System | Misc._Commercial | IndoorLt | TRUE | Screw-in CFL: Retail - Small: NR - 2.1 | All other residential programs 0.80 | CFL | 2 | 0 | 0 | 6.9741 | 185.472 | System | kW | 0.045504 | [5 empty] | 2.1 | 80% | 0% | 0 | 0 | 0 | [5 empty] | 0 | 0 | 0 | 0 | 0 | 0 | 0 | 0 | 0 | 0 | 0 | 0 | 0 | 0 | 0 | 0 | 0 | 0 | 0 | 0 | 0 | 0 | 0 | 0 | 0 | 0 | 0 | 0 | 0
Residential Energy Efficiency Incentives | Screw-in CFL 36 Watt 2,000 to 2,599 Lumens (Nonres.) | Engineering Estimated | System | Misc._Commercial | IndoorLt | TRUE | Screw-in CFL: Retail - Small: NR - 2.1 | All other residential programs 0.80 | CFL | 2 | 0 | 0 | 6.9741 | 243.432 | System | kW | 0.059724 | [5 empty] | 2.1 | 80% | 0% | 0 | 0 | 0 | [5 empty] | 0 | 0 | 0 | 0 | 0 | 0 | 0 | 0 | 0 | 0 | 0 | 0 | 0 | 0 | 0 | 0 | 0 | 0 | 0 | 0 | 0 | 0 | 0 | 0 | 0 | 0 | 0 | 0 | 0
Residential Energy Efficiency Incentives | Screw-in CFL 37 Watt 1400 to 1,599 Lumens (Nonres.) | Engineering Estimated | System | Misc._Commercial | IndoorLt | TRUE | Screw-in CFL: Retail - Small: NR - 2.1 | All other residential programs 0.80 | CFL | 1.75 | 0 | 0 | 8.0086 | 153.594 | System | kW | 0.037683 | [5 empty] | 2.1 | 80% | 0% | 0 | 0 | 0 | [5 empty] | 0 | 0 | 0 | 0 | 0 | 0 | 0 | 0 | 0 | 0 | 0 | 0 | 0 | 0 | 0 | 0 | 0 | 0 | 0 | 0 | 0 | 0 | 0 | 0 | 0 | 0 | 0 | 0 | 0
Residential Energy Efficiency Incentives | Screw-in CFL 37 Watt 1,600 to 1,999 Lumens (Nonres.) | Engineering Estimated | System | Misc._Commercial | IndoorLt | TRUE | Screw-in CFL: Retail - Small: NR - 2.1 | All other residential programs 0.80 | CFL | 2 | 0 | 0 | 8.0086 | 182.574 | System | kW | 0.044793 | [5 empty] | 2.1 | 80% | 0% | 0 | 0 | 0 | [5 empty] | 0 | 0 | 0 | 0 | 0 | 0 | 0 | 0 | 0 | 0 | 0 | 0 | 0 | 0 | 0 | 0 | 0 | 0 | 0 | 0 | 0 | 0 | 0 | 0 | 0 | 0 | 0 | 0 | 0
Residential Energy Efficiency Incentives | Screw-in CFL 37 Watt 2,000 to 2,599 Lumens (Nonres.) | Engineering Estimated | System | Misc._Commercial | IndoorLt | TRUE | Screw-in CFL: Retail - Small: NR - 2.1 | All other residential programs 0.80 | CFL | 2 | 0 | 0 | 8.0086 | 240.534 | System | kW | 0.059013 | [5 empty] | 2.1 | 80% | 0% | 0 | 0 | 0 | [5 empty] | 0 | 0 | 0 | 0 | 0 | 0 | 0 | 0 | 0 | 0 | 0 | 0 | 0 | 0 | 0 | 0 | 0 | 0 | 0 | 0 | 0 | 0 | 0 | 0 | 0 | 0 | 0 | 0 | 0
Residential Energy Efficiency Incentives | Screw-in CFL 38 Watt 1400 to 1,599 Lumens (Nonres.) | Engineering Estimated | System | Misc._Commercial | IndoorLt | TRUE | Screw-in CFL: Retail - Small: NR - 2.1 | All other residential programs 0.80 | CFL | 1.75 | 0 | 0 | 8.0086 | 150.696 | System | kW | 0.036972 | [5 empty] | 2.1 | 80% | 0% | 0 | 0 | 0 | [5 empty] | 0 | 0 | 0 | 0 | 0 | 0 | 0 | 0 | 0 | 0 | 0 | 0 | 0 | 0 | 0 | 0 | 0 | 0 | 0 | 0 | 0 | 0 | 0 | 0 | 0 | 0 | 0 | 0 | 0
Residential Energy Efficiency Incentives | Screw-in CFL 38 Watt 1,600 to 1,999 Lumens (Nonres.) | Engineering Estimated | System | Misc._Commercial | IndoorLt | TRUE | Screw-in CFL: Retail - Small: NR - 2.1 | All other residential programs 0.80 | CFL | 2 | 0 | 0 | 8.0086 | 179.676 | System | kW | 0.044082 | [5 empty] | 2.1 | 80% | 0% | 0 | 0 | 0 | [5 empty] | 0 | 0 | 0 | 0 | 0 | 0 | 0 | 0 | 0 | 0 | 0 | 0 | 0 | 0 | 0 | 0 | 0 | 0 | 0 | 0 | 0 | 0 | 0 | 0 | 0 | 0 | 0 | 0 | 0
Residential Energy Efficiency Incentives | Screw-in CFL 38 Watt 2,000 to 2,599 Lumens (Nonres.) | Engineering Estimated | System | Misc._Commercial | IndoorLt | TRUE | Screw-in CFL: Retail - Small: NR - 2.1 | All other residential programs 0.80 | CFL | 2 | 0 | 0 | 8.0086 | 237.636 | System | kW | 0.058302 | [5 empty] | 2.1 | 80% | 0% | 0 | 0 | 0 | [5 empty] | 0 | 0 | 0 | 0 | 0 | 0 | 0 | 0 | 0 | 0 | 0 | 0 | 0 | 0 | 0 | 0 | 0 | 0 | 0 | 0 | 0 | 0 | 0 | 0 | 0 | 0 | 0 | 0 | 0
Residential Energy Efficiency Incentives | Screw-in CFL 38 Watt 2,600 to 3,599 Lumens (Nonres.) | Engineering Estimated | System | Misc._Commercial | IndoorLt | TRUE | Screw-in CFL: Retail - Small: NR - 2.1 | All other residential programs 0.80 | CFL | 2 | 0 | 0 | 8.0086 | 324.576 | System | kW | 0.079632 | [5 empty] | 2.1 | 80% | 0% | 0 | 0 | 0 | [5 empty] | 0 | 0 | 0 | 0 | 0 | 0 | 0 | 0 | 0 | 0 | 0 | 0 | 0 | 0 | 0 | 0 | 0 | 0 | 0 | 0 | 0 | 0 | 0 | 0 | 0 | 0 | 0 | 0 | 0
Residential Energy Efficiency Incentives | Screw-in CFL 39 Watt 1400 to 1,599 Lumens (Nonres.) | Engineering Estimated | System | Misc._Commercial | IndoorLt | TRUE | Screw-in CFL: Retail - Small: NR - 2.1 | All other residential programs 0.80 | CFL | 1.75 | 0 | 0 | 8.0086 | 147.798 | System | kW | 0.036261 | [5 empty] | 2.1 | 80% | 0% | 0 | 0 | 0 | [5 empty] | 0 | 0 | 0 | 0 | 0 | 0 | 0 | 0 | 0 | 0 | 0 | 0 | 0 | 0 | 0 | 0 | 0 | 0 | 0 | 0 | 0 | 0 | 0 | 0 | 0 | 0 | 0 | 0 | 0
Residential Energy Efficiency Incentives | Screw-in CFL 39 Watt 1,600 to 1,999 Lumens (Nonres.) | Engineering Estimated | System | Misc._Commercial | IndoorLt | TRUE | Screw-in CFL: Retail - Small: NR - 2.1 | All other residential programs 0.80 | CFL | 2 | 0 | 0 | 8.0086 | 176.778 | System | kW | 0.043371 | [5 empty] | 2.1 | 80% | 0% | 0 | 0 | 0 | [5 empty] | 0 | 0 | 0 | 0 | 0 | 0 | 0 | 0 | 0 | 0 | 0 | 0 | 0 | 0 | 0 | 0 | 0 | 0 | 0 | 0 | 0 | 0 | 0 | 0 | 0 | 0 | 0 | 0 | 0
Residential Energy Efficiency Incentives | Screw-in CFL 39 Watt 2,000 to 2,599 Lumens (Nonres.) | Engineering Estimated | System | Misc._Commercial | IndoorLt | TRUE | Screw-in CFL: Retail - Small: NR - 2.1 | All other residential programs 0.80 | CFL | 2 | 0 | 0 | 8.0086 | 234.738 | System | kW | 0.057591 | [5 empty] | 2.1 | 80% | 0% | 0 | 0 | 0 | [5 empty] | 0 | 0 | 0 | 0 | 0 | 0 | 0 | 0 | 0 | 0 | 0 | 0 | 0 | 0 | 0 | 0 | 0 | 0 | 0 | 0 | 0 | 0 | 0 | 0 | 0 | 0 | 0 | 0 | 0
Residential Energy Efficiency Incentives | Screw-in CFL 39 Watt 2,600 to 3,599 Lumens (Nonres.) | Engineering Estimated | System | Misc._Commercial | IndoorLt | TRUE | Screw-in CFL: Retail - Small: NR - 2.1 | All other residential programs 0.80 | CFL | 2 | 0 | 0 | 8.0086 | 321.678 | System | kW | 0.078921 | [5 empty] | 2.1 | 80% | 0% | 0 | 0 | 0 | [5 empty] | 0 | 0 | 0 | 0 | 0 | 0 | 0 | 0 | 0 | 0 | 0 | 0 | 0 | 0 | 0 | 0 | 0 | 0 | 0 | 0 | 0 | 0 | 0 | 0 | 0 | 0 | 0 | 0 | 0
Residential Energy Efficiency Incentives | Screw-in CFL 40 Watt 1,600 to 1,999 Lumens (Nonres.) | Engineering Estimated | System | Misc._Commercial | IndoorLt | TRUE | Screw-in CFL: Retail - Small: NR - 2.1 | All other residential programs 0.80 | CFL | 2 | 0 | 0 | 10.5488 | 173.88 | System | kW | 0.04266 | [5 empty] | 2.1 | 80% | 0% | 0 | 0 | 0 | [5 empty] | 0 | 0 | 0 | 0 | 0 | 0 | 0 | 0 | 0 | 0 | 0 | 0 | 0 | 0 | 0 | 0 | 0 | 0 | 0 | 0 | 0 | 0 | 0 | 0 | 0 | 0 | 0 | 0 | 0
Residential Energy Efficiency Incentives | Screw-in CFL 40 Watt 2,000 to 2,599 Lumens (Nonres.) | Engineering Estimated | System | Misc._Commercial | IndoorLt | TRUE | Screw-in CFL: Retail - Small: NR - 2.1 | All other residential programs 0.80 | CFL | 2 | 0 | 0 | 10.5488 | 231.84 | System | kW | 0.05688 | [5 empty] | 2.1 | 80% | 0% | 0 | 0 | 0 | [5 empty] | 0 | 0 | 0 | 0 | 0 | 0 | 0 | 0 | 0 | 0 | 0 | 0 | 0 | 0 | 0 | 0 | 0 | 0 | 0 | 0 | 0 | 0 | 0 | 0 | 0 | 0 | 0 | 0 | 0
Residential Energy Efficiency Incentives | Screw-in CFL 40 Watt 2,600 to 3,599 Lumens (Nonres.) | Engineering Estimated | System | Misc._Commercial | IndoorLt | TRUE | Screw-in CFL: Retail - Small: NR - 2.1 | All other residential programs 0.80 | CFL | 2 | 0 | 0 | 10.5488 | 318.78 | System | kW | 0.07821 | [5 empty] | 2.1 | 80% | 0% | 0 | 0 | 0 | [5 empty] | 0 | 0 | 0 | 0 | 0 | 0 | 0 | 0 | 0 | 0 | 0 | 0 | 0 | 0 | 0 | 0 | 0 | 0 | 0 | 0 | 0 | 0 | 0 | 0 | 0 | 0 | 0 | 0 | 0
Residential Energy Efficiency Incentives | Screw-in CFL 41 Watt 1,600 to 1,999 Lumens (Nonres.) | Engineering Estimated | System | Misc._Commercial | IndoorLt | TRUE | Screw-in CFL: Retail - Small: NR - 2.1 | All other residential programs 0.80 | CFL | 2 | 0 | 0 | 10.5488 | 170.982 | System | kW | 0.041949 | [5 empty] | 2.1 | 80% | 0% | 0 | 0 | 0 | [5 empty] | 0 | 0 | 0 | 0 | 0 | 0 | 0 | 0 | 0 | 0 | 0 | 0 | 0 | 0 | 0 | 0 | 0 | 0 | 0 | 0 | 0 | 0 | 0 | 0 | 0 | 0 | 0 | 0 | 0
Residential Energy Efficiency Incentives | Screw-in CFL 41 Watt 2,000 to 2,599 Lumens (Nonres.) | Engineering Estimated | System | Misc._Commercial | IndoorLt | TRUE | Screw-in CFL: Retail - Small: NR - 2.1 | All other residential programs 0.80 | CFL | 2 | 0 | 0 | 10.5488 | 228.942 | System | kW | 0.056169 | [5 empty] | 2.1 | 80% | 0% | 0 | 0 | 0 | [5 empty] | 0 | 0 | 0 | 0 | 0 | 0 | 0 | 0 | 0 | 0 | 0 | 0 | 0 | 0 | 0 | 0 | 0 | 0 | 0 | 0 | 0 | 0 | 0 | 0 | 0 | 0 | 0 | 0 | 0
Residential Energy Efficiency Incentives | Screw-in CFL 41 Watt 2,600 to 3,599 Lumens (Nonres.) | Engineering Estimated | System | Misc._Commercial | IndoorLt | TRUE | Screw-in CFL: Retail - Small: NR - 2.1 | All other residential programs 0.80 | CFL | 2 | 0 | 0 | 10.5488 | 315.882 | System | kW | 0.077499 | [5 empty] | 2.1 | 80% | 0% | 0 | 0 | 0 | [5 empty] | 0 | 0 | 0 | 0 | 0 | 0 | 0 | 0 | 0 | 0 | 0 | 0 | 0 | 0 | 0 | 0 | 0 | 0 | 0 | 0 | 0 | 0 | 0 | 0 | 0 | 0 | 0 | 0 | 0
Residential Energy Efficiency Incentives | Screw-in CFL 42 Watt 1,600 to 1,999 Lumens (Nonres.) | Engineering Estimated | System | Misc._Commercial | IndoorLt | TRUE | Screw-in CFL: Retail - Small: NR - 2.1 | All other residential programs 0.80 | CFL | 2 | 0 | 0 | 10.5488 | 168.084 | System | kW | 0.041238 | [5 empty] | 2.1 | 80% | 0% | 0 | 0 | 0 | [5 empty] | 0 | 0 | 0 | 0 | 0 | 0 | 0 | 0 | 0 | 0 | 0 | 0 | 0 | 0 | 0 | 0 | 0 | 0 | 0 | 0 | 0 | 0 | 0 | 0 | 0 | 0 | 0 | 0 | 0
Residential Energy Efficiency Incentives | Screw-in CFL 42 Watt 2,000 to 2,599 Lumens (Nonres.) | Engineering Estimated | System | Misc._Commercial | IndoorLt | TRUE | Screw-in CFL: Retail - Small: NR - 2.1 | All other residential programs 0.80 | CFL | 2 | 0 | 0 | 10.5488 | 226.044 | System | kW | 0.055458 | [5 empty] | 2.1 | 80% | 0% | 760 | 1150 | 1181 | [5 empty] | 190 | 190 | 190 | 190 | 287.5 | 287.5 | 287.5 | 287.5 | 295.25 | 295.25 | 295.25 | 295.25 | 0 | 0 | 0 | 0 | 0 | 0 | 0 | 0 | 0 | 0 | 0 | 0 | 0 | 0 | 0 | 0 | 3091
Residential Energy Efficiency Incentives | Screw-in CFL 42 Watt 2,600 to 3,599 Lumens (Nonres.) | Engineering Estimated | System | Misc._Commercial | IndoorLt | TRUE | Screw-in CFL: Retail - Small: NR - 2.1 | All other residential programs 0.80 | CFL | 2 | 0 | 0 | 10.5488 | 312.984 | System | kW | 0.076788 | [5 empty] | 2.1 | 80% | 0% | 0 | 0 | 0 | [5 empty] | 0 | 0 | 0 | 0 | 0 | 0 | 0 | 0 | 0 | 0 | 0 | 0 | 0 | 0 | 0 | 0 | 0 | 0 | 0 | 0 | 0 | 0 | 0 | 0 | 0 | 0 | 0 | 0 | 0
Residential Energy Efficiency Incentives | Screw-in CFL 43 Watt 1,600 to 1,999 Lumens (Nonres.) | Engineering Estimated | System | Misc._Commercial | IndoorLt | TRUE | Screw-in CFL: Retail - Small: NR - 2.1 | All other residential programs 0.80 | CFL | 2 | 0 | 0 | 10.5488 | 165.186 | System | kW | 0.040527 | [5 empty] | 2.1 | 80% | 0% | 0 | 0 | 0 | [5 empty] | 0 | 0 | 0 | 0 | 0 | 0 | 0 | 0 | 0 | 0 | 0 | 0 | 0 | 0 | 0 | 0 | 0 | 0 | 0 | 0 | 0 | 0 | 0 | 0 | 0 | 0 | 0 | 0 | 0
Residential Energy Efficiency Incentives | Screw-in CFL 43 Watt 2,000 to 2,599 Lumens (Nonres.) | Engineering Estimated | System | Misc._Commercial | IndoorLt | TRUE | Screw-in CFL: Retail - Small: NR - 2.1 | All other residential programs 0.80 | CFL | 2 | 0 | 0 | 10.5488 | 223.146 | System | kW | 0.054747 | [5 empty] | 2.1 | 80% | 0% | 0 | 0 | 0 | [5 empty] | 0 | 0 | 0 | 0 | 0 | 0 | 0 | 0 | 0 | 0 | 0 | 0 | 0 | 0 | 0 | 0 | 0 | 0 | 0 | 0 | 0 | 0 | 0 | 0 | 0 | 0 | 0 | 0 | 0
Residential Energy Efficiency Incentives | Screw-in CFL 43 Watt 2,600 to 3,599 Lumens (Nonres.) | Engineering Estimated | System | Misc._Commercial | IndoorLt | TRUE | Screw-in CFL: Retail - Small: NR - 2.1 | All other residential programs 0.80 | CFL | 2 | 0 | 0 | 10.5488 | 310.086 | System | kW | 0.076077 | [5 empty] | 2.1 | 80% | 0% | 0 | 0 | 0 | [5 empty] | 0 | 0 | 0 | 0 | 0 | 0 | 0 | 0 | 0 | 0 | 0 | 0 | 0 | 0 | 0 | 0 | 0 | 0 | 0 | 0 | 0 | 0 | 0 | 0 | 0 | 0 | 0 | 0 | 0
Residential Energy Efficiency Incentives | Screw-in CFL 44 Watt 1,600 to 1,999 Lumens (Nonres.) | Engineering Estimated | System | Misc._Commercial | IndoorLt | TRUE | Screw-in CFL: Retail - Small: NR - 2.1 | All other residential programs 0.80 | CFL | 2 | 0 | 0 | 10.5488 | 162.288 | System | kW | 0.039816 | [5 empty] | 2.1 | 80% | 0% | 0 | 0 | 0 | [5 empty] | 0 | 0 | 0 | 0 | 0 | 0 | 0 | 0 | 0 | 0 | 0 | 0 | 0 | 0 | 0 | 0 | 0 | 0 | 0 | 0 | 0 | 0 | 0 | 0 | 0 | 0 | 0 | 0 | 0
Residential Energy Efficiency Incentives | Screw-in CFL 44 Watt 2,000 to 2,599 Lumens (Nonres.) | Engineering Estimated | System | Misc._Commercial | IndoorLt | TRUE | Screw-in CFL: Retail - Small: NR - 2.1 | All other residential programs 0.80 | CFL | 2 | 0 | 0 | 10.5488 | 220.248 | System | kW | 0.054036 | [5 empty] | 2.1 | 80% | 0% | 0 | 0 | 0 | [5 empty] | 0 | 0 | 0 | 0 | 0 | 0 | 0 | 0 | 0 | 0 | 0 | 0 | 0 | 0 | 0 | 0 | 0 | 0 | 0 | 0 | 0 | 0 | 0 | 0 | 0 | 0 | 0 | 0 | 0
Residential Energy Efficiency Incentives | Screw-in CFL 44 Watt 2,600 to 3,599 Lumens (Nonres.) | Engineering Estimated | System | Misc._Commercial | IndoorLt | TRUE | Screw-in CFL: Retail - Small: NR - 2.1 | All other residential programs 0.80 | CFL | 2 | 0 | 0 | 10.5488 | 307.188 | System | kW | 0.075366 | [5 empty] | 2.1 | 80% | 0% | 0 | 0 | 0 | [5 empty] | 0 | 0 | 0 | 0 | 0 | 0 | 0 | 0 | 0 | 0 | 0 | 0 | 0 | 0 | 0 | 0 | 0 | 0 | 0 | 0 | 0 | 0 | 0 | 0 | 0 | 0 | 0 | 0 | 0
Residential Energy Efficiency Incentives | Screw-in CFL 45 Watt 1,600 to 1,999 Lumens (Nonres.) | Engineering Estimated | System | Misc._Commercial | IndoorLt | TRUE | Screw-in CFL: Retail - Small: NR - 2.1 | All other residential programs 0.80 | CFL | 2 | 0 | 0 | 10.5488 | 159.39 | System | kW | 0.039105 | [5 empty] | 2.1 | 80% | 0% | 0 | 0 | 0 | [5 empty] | 0 | 0 | 0 | 0 | 0 | 0 | 0 | 0 | 0 | 0 | 0 | 0 | 0 | 0 | 0 | 0 | 0 | 0 | 0 | 0 | 0 | 0 | 0 | 0 | 0 | 0 | 0 | 0 | 0
Residential Energy Efficiency Incentives | Screw-in CFL 45 Watt 2,000 to 2,599 Lumens (Nonres.) | Engineering Estimated | System | Misc._Commercial | IndoorLt | TRUE | Screw-in CFL: Retail - Small: NR - 2.1 | All other residential programs 0.80 | CFL | 2 | 0 | 0 | 10.5488 | 217.35 | System | kW | 0.053325 | [5 empty] | 2.1 | 80% | 0% | 760 | 1150 | 1181 | [5 empty] | 190 | 190 | 190 | 190 | 287.5 | 287.5 | 287.5 | 287.5 | 295.25 | 295.25 | 295.25 | 295.25 | 0 | 0 | 0 | 0 | 0 | 0 | 0 | 0 | 0 | 0 | 0 | 0 | 0 | 0 | 0 | 0 | 3091
Residential Energy Efficiency Incentives | Screw-in CFL 45 Watt 2,600 to 3,599 Lumens (Nonres.) | Engineering Estimated | System | Misc._Commercial | IndoorLt | TRUE | Screw-in CFL: Retail - Small: NR - 2.1 | All other residential programs 0.80 | CFL | 2 | 0 | 0 | 10.5488 | 304.29 | System | kW | 0.074655 | [5 empty] | 2.1 | 80% | 0% | 0 | 0 | 0 | [5 empty] | 0 | 0 | 0 | 0 | 0 | 0 | 0 | 0 | 0 | 0 | 0 | 0 | 0 | 0 | 0 | 0 | 0 | 0 | 0 | 0 | 0 | 0 | 0 | 0 | 0 | 0 | 0 | 0 | 0
Residential Energy Efficiency Incentives | Screw-in CFL 46 Watt 1,600 to 1,999 Lumens (Nonres.) | Engineering Estimated | System | Misc._Commercial | IndoorLt | TRUE | Screw-in CFL: Retail - Small: NR - 2.1 | All other residential programs 0.80 | CFL | 2 | 0 | 0 | 10.5488 | 156.492 | System | kW | 0.038394 | [5 empty] | 2.1 | 80% | 0% | 0 | 0 | 0 | [5 empty] | 0 | 0 | 0 | 0 | 0 | 0 | 0 | 0 | 0 | 0 | 0 | 0 | 0 | 0 | 0 | 0 | 0 | 0 | 0 | 0 | 0 | 0 | 0 | 0 | 0 | 0 | 0 | 0 | 0
Residential Energy Efficiency Incentives | Screw-in CFL 46 Watt 2,000 to 2,599 Lumens (Nonres.) | Engineering Estimated | System | Misc._Commercial | IndoorLt | TRUE | Screw-in CFL: Retail - Small: NR - 2.1 | All other residential programs 0.80 | CFL | 2 | 0 | 0 | 10.5488 | 214.452 | System | kW | 0.052614 | [5 empty] | 2.1 | 80% | 0% | 0 | 0 | 0 | [5 empty] | 0 | 0 | 0 | 0 | 0 | 0 | 0 | 0 | 0 | 0 | 0 | 0 | 0 | 0 | 0 | 0 | 0 | 0 | 0 | 0 | 0 | 0 | 0 | 0 | 0 | 0 | 0 | 0 | 0
Residential Energy Efficiency Incentives | Screw-in CFL 46 Watt 2,600 to 3,599 Lumens (Nonres.) | Engineering Estimated | System | Misc._Commercial | IndoorLt | TRUE | Screw-in CFL: Retail - Small: NR - 2.1 | All other residential programs 0.80 | CFL | 2 | 0 | 0 | 10.5488 | 301.392 | System | kW | 0.073944 | [5 empty] | 2.1 | 80% | 0% | 0 | 0 | 0 | [5 empty] | 0 | 0 | 0 | 0 | 0 | 0 | 0 | 0 | 0 | 0 | 0 | 0 | 0 | 0 | 0 | 0 | 0 | 0 | 0 | 0 | 0 | 0 | 0 | 0 | 0 | 0 | 0 | 0 | 0
Residential Energy Efficiency Incentives | Screw-in CFL 47 Watt 1,600 to 1,999 Lumens (Nonres.) | Engineering Estimated | System | Misc._Commercial | IndoorLt | TRUE | Screw-in CFL: Retail - Small: NR - 2.1 | All other residential programs 0.80 | CFL | 2 | 0 | 0 | 10.5488 | 153.594 | System | kW | 0.037683 | [5 empty] | 2.1 | 80% | 0% | 0 | 0 | 0 | [5 empty] | 0 | 0 | 0 | 0 | 0 | 0 | 0 | 0 | 0 | 0 | 0 | 0 | 0 | 0 | 0 | 0 | 0 | 0 | 0 | 0 | 0 | 0 | 0 | 0 | 0 | 0 | 0 | 0 | 0
Residential Energy Efficiency Incentives | Screw-in CFL 47 Watt 2,000 to 2,599 Lumens (Nonres.) | Engineering Estimated | System | Misc._Commercial | IndoorLt | TRUE | Screw-in CFL: Retail - Small: NR - 2.1 | All other residential programs 0.80 | CFL | 2 | 0 | 0 | 10.5488 | 211.554 | System | kW | 0.051903 | [5 empty] | 2.1 | 80% | 0% | 0 | 0 | 0 | [5 empty] | 0 | 0 | 0 | 0 | 0 | 0 | 0 | 0 | 0 | 0 | 0 | 0 | 0 | 0 | 0 | 0 | 0 | 0 | 0 | 0 | 0 | 0 | 0 | 0 | 0 | 0 | 0 | 0 | 0
Residential Energy Efficiency Incentives | Screw-in CFL 47 Watt 2,600 to 3,599 Lumens (Nonres.) | Engineering Estimated | System | Misc._Commercial | IndoorLt | TRUE | Screw-in CFL: Retail - Small: NR - 2.1 | All other residential programs 0.80 | CFL | 2 | 0 | 0 | 10.5488 | 298.494 | System | kW | 0.073233 | [5 empty] | 2.1 | 80% | 0% | 0 | 0 | 0 | [5 empty] | 0 | 0 | 0 | 0 | 0 | 0 | 0 | 0 | 0 | 0 | 0 | 0 | 0 | 0 | 0 | 0 | 0 | 0 | 0 | 0 | 0 | 0 | 0 | 0 | 0 | 0 | 0 | 0 | 0
Residential Energy Efficiency Incentives | Screw-in CFL 48 Watt 1,600 to 1,999 Lumens (Nonres.) | Engineering Estimated | System | Misc._Commercial | IndoorLt | TRUE | Screw-in CFL: Retail - Small: NR - 2.1 | All other residential programs 0.80 | CFL | 2 | 0 | 0 | 10.5488 | 150.696 | System | kW | 0.036972 | [5 empty] | 2.1 | 80% | 0% | 0 | 0 | 0 | [5 empty] | 0 | 0 | 0 | 0 | 0 | 0 | 0 | 0 | 0 | 0 | 0 | 0 | 0 | 0 | 0 | 0 | 0 | 0 | 0 | 0 | 0 | 0 | 0 | 0 | 0 | 0 | 0 | 0 | 0
Residential Energy Efficiency Incentives | Screw-in CFL 48 Watt 2,000 to 2,599 Lumens (Nonres.) | Engineering Estimated | System | Misc._Commercial | IndoorLt | TRUE | Screw-in CFL: Retail - Small: NR - 2.1 | All other residential programs 0.80 | CFL | 2 | 0 | 0 | 10.5488 | 208.656 | System | kW | 0.051192 | [5 empty] | 2.1 | 80% | 0% | 0 | 0 | 0 | [5 empty] | 0 | 0 | 0 | 0 | 0 | 0 | 0 | 0 | 0 | 0 | 0 | 0 | 0 | 0 | 0 | 0 | 0 | 0 | 0 | 0 | 0 | 0 | 0 | 0 | 0 | 0 | 0 | 0 | 0
Residential Energy Efficiency Incentives | Screw-in CFL 48 Watt 2,600 to 3,599 Lumens (Nonres.) | Engineering Estimated | System | Misc._Commercial | IndoorLt | TRUE | Screw-in CFL: Retail - Small: NR - 2.1 | All other residential programs 0.80 | CFL | 2 | 0 | 0 | 10.5488 | 295.596 | System | kW | 0.072522 | [5 empty] | 2.1 | 80% | 0% | 0 | 0 | 0 | [5 empty] | 0 | 0 | 0 | 0 | 0 | 0 | 0 | 0 | 0 | 0 | 0 | 0 | 0 | 0 | 0 | 0 | 0 | 0 | 0 | 0 | 0 | 0 | 0 | 0 | 0 | 0 | 0 | 0 | 0
Residential Energy Efficiency Incentives | Screw-in CFL 49 Watt 1,600 to 1,999 Lumens (Nonres.) | Engineering Estimated | System | Misc._Commercial | IndoorLt | TRUE | Screw-in CFL: Retail - Small: NR - 2.1 | All other residential programs 0.80 | CFL | 2 | 0 | 0 | 10.5488 | 147.798 | System | kW | 0.036261 | [5 empty] | 2.1 | 80% | 0% | 0 | 0 | 0 | [5 empty] | 0 | 0 | 0 | 0 | 0 | 0 | 0 | 0 | 0 | 0 | 0 | 0 | 0 | 0 | 0 | 0 | 0 | 0 | 0 | 0 | 0 | 0 | 0 | 0 | 0 | 0 | 0 | 0 | 0
Residential Energy Efficiency Incentives | Screw-in CFL 49 Watt 2,000 to 2,599 Lumens (Nonres.) | Engineering Estimated | System | Misc._Commercial | IndoorLt | TRUE | Screw-in CFL: Retail - Small: NR - 2.1 | All other residential programs 0.80 | CFL | 2 | 0 | 0 | 10.5488 | 205.758 | System | kW | 0.050481 | [5 empty] | 2.1 | 80% | 0% | 0 | 0 | 0 | [5 empty] | 0 | 0 | 0 | 0 | 0 | 0 | 0 | 0 | 0 | 0 | 0 | 0 | 0 | 0 | 0 | 0 | 0 | 0 | 0 | 0 | 0 | 0 | 0 | 0 | 0 | 0 | 0 | 0 | 0
Residential Energy Efficiency Incentives | Screw-in CFL 49 Watt 2,600 to 3,599 Lumens (Nonres.) | Engineering Estimated | System | Misc._Commercial | IndoorLt | TRUE | Screw-in CFL: Retail - Small: NR - 2.1 | All other residential programs 0.80 | CFL | 2 | 0 | 0 | 10.5488 | 292.698 | System | kW | 0.071811 | [5 empty] | 2.1 | 80% | 0% | 0 | 0 | 0 | [5 empty] | 0 | 0 | 0 | 0 | 0 | 0 | 0 | 0 | 0 | 0 | 0 | 0 | 0 | 0 | 0 | 0 | 0 | 0 | 0 | 0 | 0 | 0 | 0 | 0 | 0 | 0 | 0 | 0 | 0
Residential Energy Efficiency Incentives | Screw-in CFL 50 Watt 2,000 to 2,599 Lumens (Nonres.) | Engineering Estimated | System | Misc._Commercial | IndoorLt | TRUE | Screw-in CFL: Retail - Small: NR - 2.1 | All other residential programs 0.80 | CFL | 2 | 0 | 0 | 10.5488 | 202.86 | System | kW | 0.04977 | [5 empty] | 2.1 | 80% | 0% | 0 | 0 | 0 | [5 empty] | 0 | 0 | 0 | 0 | 0 | 0 | 0 | 0 | 0 | 0 | 0 | 0 | 0 | 0 | 0 | 0 | 0 | 0 | 0 | 0 | 0 | 0 | 0 | 0 | 0 | 0 | 0 | 0 | 0
Residential Energy Efficiency Incentives | Screw-in CFL 50 Watt 2,600 to 3,599 Lumens (Nonres.) | Engineering Estimated | System | Misc._Commercial | IndoorLt | TRUE | Screw-in CFL: Retail - Small: NR - 2.1 | All other residential programs 0.80 | CFL | 2 | 0 | 0 | 10.5488 | 289.8 | System | kW | 0.0711 | [5 empty] | 2.1 | 80% | 0% | 0 | 0 | 0 | [5 empty] | 0 | 0 | 0 | 0 | 0 | 0 | 0 | 0 | 0 | 0 | 0 | 0 | 0 | 0 | 0 | 0 | 0 | 0 | 0 | 0 | 0 | 0 | 0 | 0 | 0 | 0 | 0 | 0 | 0
Residential Energy Efficiency Incentives | Screw-in CFL 50 Watt 3,600 to 4,599 Lumens (Nonres.) | Engineering Estimated | System | Misc._Commercial | IndoorLt | TRUE | Screw-in CFL: Retail - Small: NR - 2.1 | All other residential programs 0.80 | CFL | 2 | 0 | 0 | 10.5488 | 434.7 | System | kW | 0.10665 | [5 empty] | 2.1 | 80% | 0% | 0 | 0 | 0 | [5 empty] | 0 | 0 | 0 | 0 | 0 | 0 | 0 | 0 | 0 | 0 | 0 | 0 | 0 | 0 | 0 | 0 | 0 | 0 | 0 | 0 | 0 | 0 | 0 | 0 | 0 | 0 | 0 | 0 | 0
Residential Energy Efficiency Incentives | Screw-in CFL 51 Watt 2,000 to 2,599 Lumens (Nonres.) | Engineering Estimated | System | Misc._Commercial | IndoorLt | TRUE | Screw-in CFL: Retail - Small: NR - 2.1 | All other residential programs 0.80 | CFL | 2 | 0 | 0 | 10.5488 | 199.962 | System | kW | 0.049059 | [5 empty] | 2.1 | 80% | 0% | 0 | 0 | 0 | [5 empty] | 0 | 0 | 0 | 0 | 0 | 0 | 0 | 0 | 0 | 0 | 0 | 0 | 0 | 0 | 0 | 0 | 0 | 0 | 0 | 0 | 0 | 0 | 0 | 0 | 0 | 0 | 0 | 0 | 0
Residential Energy Efficiency Incentives | Screw-in CFL 51 Watt 2,600 to 3,599 Lumens (Nonres.) | Engineering Estimated | System | Misc._Commercial | IndoorLt | TRUE | Screw-in CFL: Retail - Small: NR - 2.1 | All other residential programs 0.80 | CFL | 2 | 0 | 0 | 10.5488 | 286.902 | System | kW | 0.070389 | [5 empty] | 2.1 | 80% | 0% | 0 | 0 | 0 | [5 empty] | 0 | 0 | 0 | 0 | 0 | 0 | 0 | 0 | 0 | 0 | 0 | 0 | 0 | 0 | 0 | 0 | 0 | 0 | 0 | 0 | 0 | 0 | 0 | 0 | 0 | 0 | 0 | 0 | 0
Residential Energy Efficiency Incentives | Screw-in CFL 51 Watt 3,600 to 4,599 Lumens (Nonres.) | Engineering Estimated | System | Misc._Commercial | IndoorLt | TRUE | Screw-in CFL: Retail - Small: NR - 2.1 | All other residential programs 0.80 | CFL | 2 | 0 | 0 | 10.5488 | 431.802 | System | kW | 0.10594 | [5 empty] | 2.1 | 80% | 0% | 0 | 0 | 0 | [5 empty] | 0 | 0 | 0 | 0 | 0 | 0 | 0 | 0 | 0 | 0 | 0 | 0 | 0 | 0 | 0 | 0 | 0 | 0 | 0 | 0 | 0 | 0 | 0 | 0 | 0 | 0 | 0 | 0 | 0
Residential Energy Efficiency Incentives | Screw-in CFL 52 Watt 2,000 to 2,599 Lumens (Nonres.) | Engineering Estimated | System | Misc._Commercial | IndoorLt | TRUE | Screw-in CFL: Retail - Small: NR - 2.1 | All other residential programs 0.80 | CFL | 2 | 0 | 0 | 10.5488 | 197.064 | System | kW | 0.048348 | [5 empty] | 2.1 | 80% | 0% | 0 | 0 | 0 | [5 empty] | 0 | 0 | 0 | 0 | 0 | 0 | 0 | 0 | 0 | 0 | 0 | 0 | 0 | 0 | 0 | 0 | 0 | 0 | 0 | 0 | 0 | 0 | 0 | 0 | 0 | 0 | 0 | 0 | 0
Residential Energy Efficiency Incentives | Screw-in CFL 52 Watt 2,600 to 3,599 Lumens (Nonres.) | Engineering Estimated | System | Misc._Commercial | IndoorLt | TRUE | Screw-in CFL: Retail - Small: NR - 2.1 | All other residential programs 0.80 | CFL | 2 | 0 | 0 | 10.5488 | 284.004 | System | kW | 0.069678 | [5 empty] | 2.1 | 80% | 0% | 0 | 0 | 0 | [5 empty] | 0 | 0 | 0 | 0 | 0 | 0 | 0 | 0 | 0 | 0 | 0 | 0 | 0 | 0 | 0 | 0 | 0 | 0 | 0 | 0 | 0 | 0 | 0 | 0 | 0 | 0 | 0 | 0 | 0
Residential Energy Efficiency Incentives | Screw-in CFL 52 Watt 3,600 to 4,599 Lumens (Nonres.) | Engineering Estimated | System | Misc._Commercial | IndoorLt | TRUE | Screw-in CFL: Retail - Small: NR - 2.1 | All other residential programs 0.80 | CFL | 2 | 0 | 0 | 10.5488 | 428.904 | System | kW | 0.10523 | [5 empty] | 2.1 | 80% | 0% | 0 | 0 | 0 | [5 empty] | 0 | 0 | 0 | 0 | 0 | 0 | 0 | 0 | 0 | 0 | 0 | 0 | 0 | 0 | 0 | 0 | 0 | 0 | 0 | 0 | 0 | 0 | 0 | 0 | 0 | 0 | 0 | 0 | 0
Residential Energy Efficiency Incentives | Screw-in CFL 53 Watt 2,000 to 2,599 Lumens (Nonres.) | Engineering Estimated | System | Misc._Commercial | IndoorLt | TRUE | Screw-in CFL: Retail - Small: NR - 2.1 | All other residential programs 0.80 | CFL | 2 | 0 | 0 | 10.5488 | 194.166 | System | kW | 0.047637 | [5 empty] | 2.1 | 80% | 0% | 0 | 0 | 0 | [5 empty] | 0 | 0 | 0 | 0 | 0 | 0 | 0 | 0 | 0 | 0 | 0 | 0 | 0 | 0 | 0 | 0 | 0 | 0 | 0 | 0 | 0 | 0 | 0 | 0 | 0 | 0 | 0 | 0 | 0
Residential Energy Efficiency Incentives | Screw-in CFL 53 Watt 2,600 to 3,599 Lumens (Nonres.) | Engineering Estimated | System | Misc._Commercial | IndoorLt | TRUE | Screw-in CFL: Retail - Small: NR - 2.1 | All other residential programs 0.80 | CFL | 2 | 0 | 0 | 10.5488 | 281.106 | System | kW | 0.068967 | [5 empty] | 2.1 | 80% | 0% | 0 | 0 | 0 | [5 empty] | 0 | 0 | 0 | 0 | 0 | 0 | 0 | 0 | 0 | 0 | 0 | 0 | 0 | 0 | 0 | 0 | 0 | 0 | 0 | 0 | 0 | 0 | 0 | 0 | 0 | 0 | 0 | 0 | 0
Residential Energy Efficiency Incentives | Screw-in CFL 53 Watt 3,600 to 4,599 Lumens (Nonres.) | Engineering Estimated | System | Misc._Commercial | IndoorLt | TRUE | Screw-in CFL: Retail - Small: NR - 2.1 | All other residential programs 0.80 | CFL | 2 | 0 | 0 | 10.5488 | 426.006 | System | kW | 0.10452 | [5 empty] | 2.1 | 80% | 0% | 0 | 0 | 0 | [5 empty] | 0 | 0 | 0 | 0 | 0 | 0 | 0 | 0 | 0 | 0 | 0 | 0 | 0 | 0 | 0 | 0 | 0 | 0 | 0 | 0 | 0 | 0 | 0 | 0 | 0 | 0 | 0 | 0 | 0
Residential Energy Efficiency Incentives | Screw-in CFL 54 Watt 2,000 to 2,599 Lumens (Nonres.) | Engineering Estimated | System | Misc._Commercial | IndoorLt | TRUE | Screw-in CFL: Retail - Small: NR - 2.1 | All other residential programs 0.80 | CFL | 2 | 0 | 0 | 10.5488 | 191.268 | System | kW | 0.046926 | [5 empty] | 2.1 | 80% | 0% | 0 | 0 | 0 | [5 empty] | 0 | 0 | 0 | 0 | 0 | 0 | 0 | 0 | 0 | 0 | 0 | 0 | 0 | 0 | 0 | 0 | 0 | 0 | 0 | 0 | 0 | 0 | 0 | 0 | 0 | 0 | 0 | 0 | 0
Residential Energy Efficiency Incentives | Screw-in CFL 54 Watt 2,600 to 3,599 Lumens (Nonres.) | Engineering Estimated | System | Misc._Commercial | IndoorLt | TRUE | Screw-in CFL: Retail - Small: NR - 2.1 | All other residential programs 0.80 | CFL | 2 | 0 | 0 | 10.5488 | 278.208 | System | kW | 0.068256 | [5 empty] | 2.1 | 80% | 0% | 0 | 0 | 0 | [5 empty] | 0 | 0 | 0 | 0 | 0 | 0 | 0 | 0 | 0 | 0 | 0 | 0 | 0 | 0 | 0 | 0 | 0 | 0 | 0 | 0 | 0 | 0 | 0 | 0 | 0 | 0 | 0 | 0 | 0
Residential Energy Efficiency Incentives | Screw-in CFL 54 Watt 3,600 to 4,599 Lumens (Nonres.) | Engineering Estimated | System | Misc._Commercial | IndoorLt | TRUE | Screw-in CFL: Retail - Small: NR - 2.1 | All other residential programs 0.80 | CFL | 2 | 0 | 0 | 10.5488 | 423.108 | System | kW | 0.10381 | [5 empty] | 2.1 | 80% | 0% | 0 | 0 | 0 | [5 empty] | 0 | 0 | 0 | 0 | 0 | 0 | 0 | 0 | 0 | 0 | 0 | 0 | 0 | 0 | 0 | 0 | 0 | 0 | 0 | 0 | 0 | 0 | 0 | 0 | 0 | 0 | 0 | 0 | 0
Residential Energy Efficiency Incentives | Screw-in CFL 55 Watt 2,000 to 2,599 Lumens (Nonres.) | Engineering Estimated | System | Misc._Commercial | IndoorLt | TRUE | Screw-in CFL: Retail - Small: NR - 2.1 | All other residential programs 0.80 | CFL | 2 | 0 | 0 | 10.5488 | 188.37 | System | kW | 0.046215 | [5 empty] | 2.1 | 80% | 0% | 0 | 0 | 0 | [5 empty] | 0 | 0 | 0 | 0 | 0 | 0 | 0 | 0 | 0 | 0 | 0 | 0 | 0 | 0 | 0 | 0 | 0 | 0 | 0 | 0 | 0 | 0 | 0 | 0 | 0 | 0 | 0 | 0 | 0
Residential Energy Efficiency Incentives | Screw-in CFL 55 Watt 2,600 to 3,599 Lumens (Nonres.) | Engineering Estimated | System | Misc._Commercial | IndoorLt | TRUE | Screw-in CFL: Retail - Small: NR - 2.1 | All other residential programs 0.80 | CFL | 2 | 0 | 0 | 10.5488 | 275.31 | System | kW | 0.067545 | [5 empty] | 2.1 | 80% | 0% | 0 | 0 | 0 | [5 empty] | 0 | 0 | 0 | 0 | 0 | 0 | 0 | 0 | 0 | 0 | 0 | 0 | 0 | 0 | 0 | 0 | 0 | 0 | 0 | 0 | 0 | 0 | 0 | 0 | 0 | 0 | 0 | 0 | 0
Residential Energy Efficiency Incentives | Screw-in CFL 55 Watt 3,600 to 4,599 Lumens (Nonres.) | Engineering Estimated | System | Misc._Commercial | IndoorLt | TRUE | Screw-in CFL: Retail - Small: NR - 2.1 | All other residential programs 0.80 | CFL | 2 | 0 | 0 | 10.5488 | 420.21 | System | kW | 0.11455 | [5 empty] | 2.1 | 80% | 0% | 0 | 0 | 0 | [5 empty] | 0 | 0 | 0 | 0 | 0 | 0 | 0 | 0 | 0 | 0 | 0 | 0 | 0 | 0 | 0 | 0 | 0 | 0 | 0 | 0 | 0 | 0 | 0 | 0 | 0 | 0 | 0 | 0 | 0
Residential Energy Efficiency Incentives | Interior Fixture 7 Watt 450 to 799 Lumens (Nonres.) | Engineering Estimated | System | Misc._Commercial | IndoorLt | TRUE | High Efficiency Lighting (HID): NR - 16 | All other residential programs 0.80 | Fixture | 5 | 0 | 0 | 1.9174 | 57.96 | System | kW | 0.01422 | [5 empty] | 16 | 80% | 0% | 0 | 0 | 0 | [5 empty] | 0 | 0 | 0 | 0 | 0 | 0 | 0 | 0 | 0 | 0 | 0 | 0 | 0 | 0 | 0 | 0 | 0 | 0 | 0 | 0 | 0 | 0 | 0 | 0 | 0 | 0 | 0 | 0 | 0
Residential Energy Efficiency Incentives | Interior Fixture 8 Watt 450 to 799 Lumens (Nonres.) | Engineering Estimated | System | Misc._Commercial | IndoorLt | TRUE | High Efficiency Lighting (HID): NR - 16 | All other residential programs 0.80 | Fixture | 5 | 0 | 0 | 1.9174 | 54.74 | System | kW | 0.01343 | [5 empty] | 16 | 80% | 0% | 760 | 1150 | 1181 | [5 empty] | 190 | 190 | 190 | 190 | 287.5 | 287.5 | 287.5 | 287.5 | 295.25 | 295.25 | 295.25 | 295.25 | 0 | 0 | 0 | 0 | 0 | 0 | 0 | 0 | 0 | 0 | 0 | 0 | 0 | 0 | 0 | 0 | 3091
Residential Energy Efficiency Incentives | Interior Fixture 11 Watt 450 to 799 Lumens (Nonres.) | Engineering Estimated | System | Misc._Commercial | IndoorLt | TRUE | High Efficiency Lighting (HID): NR - 16 | All other residential programs 0.80 | Fixture | 5 | 0 | 0 | 1.9174 | 45.08 | System | kW | 0.02291 | [5 empty] | 16 | 80% | 0% | 760 | 1150 | 1181 | [5 empty] | 190 | 190 | 190 | 190 | 287.5 | 287.5 | 287.5 | 287.5 | 295.25 | 295.25 | 295.25 | 295.25 | 0 | 0 | 0 | 0 | 0 | 0 | 0 | 0 | 0 | 0 | 0 | 0 | 0 | 0 | 0 | 0 | 3091
Residential Energy Efficiency Incentives | Interior Fixture 13 Watt 450 to 799 Lumens (Nonres.) | Engineering Estimated | System | Misc._Commercial | IndoorLt | TRUE | High Efficiency Lighting (HID): NR - 16 | All other residential programs 0.80 | Fixture | 5 | 0 | 0 | 1.9174 | 38.64 | System | kW | 0.00948 | [5 empty] | 16 | 80% | 0% | 760 | 1150 | 1181 | [5 empty] | 190 | 190 | 190 | 190 | 287.5 | 287.5 | 287.5 | 287.5 | 295.25 | 295.25 | 295.25 | 295.25 | 0 | 0 | 0 | 0 | 0 | 0 | 0 | 0 | 0 | 0 | 0 | 0 | 0 | 0 | 0 | 0 | 3091
Residential Energy Efficiency Incentives | Interior Fixture 13 Watt 800 to 1,099 Lumens (Nonres.) | Engineering Estimated | System | Misc._Commercial | IndoorLt | TRUE | High Efficiency Lighting (HID): NR - 16 | All other residential programs 0.80 | Fixture | 5 | 0 | 0 | 1.9174 | 119.14 | System | kW | 0.02923 | [5 empty] | 16 | 80% | 0% | 2280 | 3450 | 3543 | [5 empty] | 570 | 570 | 570 | 570 | 862.5 | 862.5 | 862.5 | 862.5 | 885.75 | 885.75 | 885.75 | 885.75 | 0 | 0 | 0 | 0 | 0 | 0 | 0 | 0 | 0 | 0 | 0 | 0 | 0 | 0 | 0 | 0 | 9273
Residential Energy Efficiency Incentives | Interior Fixture 15 Watt 800 to 1,099 Lumens (Nonres.) | Engineering Estimated | System | Misc._Commercial | IndoorLt | TRUE | High Efficiency Lighting (HID): NR - 16 | All other residential programs 0.80 | Fixture | 5 | 0 | 0 | 2.0238 | 144.9 | System | kW | 0.03555 | [5 empty] | 16 | 80% | 0% | 0 | 0 | 0 | [5 empty] | 0 | 0 | 0 | 0 | 0 | 0 | 0 | 0 | 0 | 0 | 0 | 0 | 0 | 0 | 0 | 0 | 0 | 0 | 0 | 0 | 0 | 0 | 0 | 0 | 0 | 0 | 0 | 0 | 0
Residential Energy Efficiency Incentives | Interior Fixture 16 Watt 800 to 1,099 Lumens (Nonres.) | Engineering Estimated | System | Misc._Commercial | IndoorLt | TRUE | High Efficiency Lighting (HID): NR - 16 | All other residential programs 0.80 | Fixture | 5 | 0 | 0 | 2.0448 | 141.68 | System | kW | 0.03476 | [5 empty] | 16 | 80% | 0% | 0 | 0 | 0 | [5 empty] | 0 | 0 | 0 | 0 | 0 | 0 | 0 | 0 | 0 | 0 | 0 | 0 | 0 | 0 | 0 | 0 | 0 | 0 | 0 | 0 | 0 | 0 | 0 | 0 | 0 | 0 | 0 | 0 | 0
Residential Energy Efficiency Incentives | Interior Fixture 17 Watt 800 to 1,099 Lumens (Nonres.) | Engineering Estimated | System | Misc._Commercial | IndoorLt | TRUE | High Efficiency Lighting (HID): NR - 16 | All other residential programs 0.80 | Fixture | 5 | 0 | 0 | 2.0448 | 138.46 | System | kW | 0.03397 | [5 empty] | 16 | 80% | 0% | 0 | 0 | 0 | [5 empty] | 0 | 0 | 0 | 0 | 0 | 0 | 0 | 0 | 0 | 0 | 0 | 0 | 0 | 0 | 0 | 0 | 0 | 0 | 0 | 0 | 0 | 0 | 0 | 0 | 0 | 0 | 0 | 0 | 0
Residential Energy Efficiency Incentives | Interior Fixture 18 Watt 800 to 1,099 Lumens (Nonres.) | Engineering Estimated | System | Misc._Commercial | IndoorLt | TRUE | High Efficiency Lighting (HID): NR - 16 | All other residential programs 0.80 | Fixture | 5 | 0 | 0 | 2.1298 | 135.24 | System | kW | 0.03318 | [5 empty] | 16 | 80% | 0% | 76 | 115 | 118 | [5 empty] | 19 | 19 | 19 | 19 | 28.75 | 28.75 | 28.75 | 28.75 | 29.5 | 29.5 | 29.5 | 29.5 | 0 | 0 | 0 | 0 | 0 | 0 | 0 | 0 | 0 | 0 | 0 | 0 | 0 | 0 | 0 | 0 | 309
Residential Energy Efficiency Incentives | Interior Fixture 18 Watt 1,100 to 1,399 Lumens (Nonres.) | Engineering Estimated | System | Misc._Commercial | IndoorLt | TRUE | High Efficiency Lighting (HID): NR - 16 | All other residential programs 0.80 | Fixture | 5 | 0 | 0 | 2.163 | 183.54 | System | kW | 0.04503 | [5 empty] | 16 | 80% | 0% | 3800 | 5750 | 5905 | [5 empty] | 950 | 950 | 950 | 950 | 1437.5 | 1437.5 | 1437.5 | 1437.5 | 1476.25 | 1476.25 | 1476.25 | 1476.25 | 0 | 0 | 0 | 0 | 0 | 0 | 0 | 0 | 0 | 0 | 0 | 0 | 0 | 0 | 0 | 0 | 15455
Residential Energy Efficiency Incentives | Interior Fixture 18 Watt 1,600 to 1,999 Lumens (Nonres.) | Engineering Estimated | System | Misc._Commercial | IndoorLt | TRUE | High Efficiency Lighting (HID): NR - 16 | All other residential programs 0.80 | Fixture | 10 | 0 | 0 | 2.163 | 264.04 | System | kW | 0.06478 | [5 empty] | 16 | 80% | 0% | 3800 | 5750 | 5905 | [5 empty] | 950 | 950 | 950 | 950 | 1437.5 | 1437.5 | 1437.5 | 1437.5 | 1476.25 | 1476.25 | 1476.25 | 1476.25 | 0 | 0 | 0 | 0 | 0 | 0 | 0 | 0 | 0 | 0 | 0 | 0 | 0 | 0 | 0 | 0 | 15455
Residential Energy Efficiency Incentives | Interior Fixture 19 Watt 800 to 1,099 Lumens (Nonres.) | Engineering Estimated | System | Misc._Commercial | IndoorLt | TRUE | High Efficiency Lighting (HID): NR - 16 | All other residential programs 0.80 | Fixture | 10 | 0 | 0 | 2.1722 | 132.02 | System | kW | 0.03239 | [5 empty] | 16 | 80% | 0% | 0 | 0 | 0 | [5 empty] | 0 | 0 | 0 | 0 | 0 | 0 | 0 | 0 | 0 | 0 | 0 | 0 | 0 | 0 | 0 | 0 | 0 | 0 | 0 | 0 | 0 | 0 | 0 | 0 | 0 | 0 | 0 | 0 | 0
Residential Energy Efficiency Incentives | Interior Fixture 20 Watt 800 to 1,099 Lumens (Nonres.) | Engineering Estimated | System | Misc._Commercial | IndoorLt | TRUE | High Efficiency Lighting (HID): NR - 16 | All other residential programs 0.80 | Fixture | 5 | 0 | 0 | 2.2147 | 128.8 | System | kW | 0.0316 | [5 empty] | 16 | 80% | 0% | 0 | 0 | 0 | [5 empty] | 0 | 0 | 0 | 0 | 0 | 0 | 0 | 0 | 0 | 0 | 0 | 0 | 0 | 0 | 0 | 0 | 0 | 0 | 0 | 0 | 0 | 0 | 0 | 0 | 0 | 0 | 0 | 0 | 0
Residential Energy Efficiency Incentives | Interior Fixture 20 Watt 1,100 to 1,399 Lumens (Nonres.) | Engineering Estimated | System | Misc._Commercial | IndoorLt | TRUE | High Efficiency Lighting (HID): NR - 16 | All other residential programs 0.80 | Fixture | 10 | 0 | 0 | 2.2147 | 177.1 | System | kW | 0.04345 | [5 empty] | 16 | 80% | 0% | 3800 | 5750 | 5905 | [5 empty] | 950 | 950 | 950 | 950 | 1437.5 | 1437.5 | 1437.5 | 1437.5 | 1476.25 | 1476.25 | 1476.25 | 1476.25 | 0 | 0 | 0 | 0 | 0 | 0 | 0 | 0 | 0 | 0 | 0 | 0 | 0 | 0 | 0 | 0 | 15455
Residential Energy Efficiency Incentives | Interior Fixture 21 Watt 800 to 1,099 Lumens (Nonres.) | Engineering Estimated | System | Misc._Commercial | IndoorLt | TRUE | High Efficiency Lighting (HID): NR - 16 | All other residential programs 0.80 | Fixture | 10 | 0 | 0 | 2.2147 | 125.58 | System | kW | 0.03081 | [5 empty] | 16 | 80% | 0% | 0 | 0 | 0 | [5 empty] | 0 | 0 | 0 | 0 | 0 | 0 | 0 | 0 | 0 | 0 | 0 | 0 | 0 | 0 | 0 | 0 | 0 | 0 | 0 | 0 | 0 | 0 | 0 | 0 | 0 | 0 | 0 | 0 | 0
Residential Energy Efficiency Incentives | Interior Fixture 21 Watt 1,100 to 1,399 Lumens (Nonres.) | Engineering Estimated | System | Misc._Commercial | IndoorLt | TRUE | High Efficiency Lighting (HID): NR - 16 | All other residential programs 0.80 | Fixture | 10 | 0 | 0 | 2.2147 | 173.88 | System | kW | 0.04266 | [5 empty] | 16 | 80% | 0% | 0 | 0 | 0 | [5 empty] | 0 | 0 | 0 | 0 | 0 | 0 | 0 | 0 | 0 | 0 | 0 | 0 | 0 | 0 | 0 | 0 | 0 | 0 | 0 | 0 | 0 | 0 | 0 | 0 | 0 | 0 | 0 | 0 | 0
Residential Energy Efficiency Incentives | Interior Fixture 22 Watt 800 to 1,099 Lumens (Nonres.) | Engineering Estimated | System | Misc._Commercial | IndoorLt | TRUE | High Efficiency Lighting (HID): NR - 16 | All other residential programs 0.80 | Fixture | 5 | 0 | 0 | 2.2147 | 122.36 | System | kW | 0.03002 | [5 empty] | 16 | 80% | 0% | 0 | 0 | 0 | [5 empty] | 0 | 0 | 0 | 0 | 0 | 0 | 0 | 0 | 0 | 0 | 0 | 0 | 0 | 0 | 0 | 0 | 0 | 0 | 0 | 0 | 0 | 0 | 0 | 0 | 0 | 0 | 0 | 0 | 0
Residential Energy Efficiency Incentives | Interior Fixture 22 Watt 1,100 to 1,399 Lumens (Nonres.) | Engineering Estimated | System | Misc._Commercial | IndoorLt | TRUE | High Efficiency Lighting (HID): NR - 16 | All other residential programs 0.80 | Fixture | 10 | 0 | 0 | 2.2147 | 170.66 | System | kW | 0.04187 | [5 empty] | 16 | 80% | 0% | 3040 | 4600 | 4724 | [5 empty] | 760 | 760 | 760 | 760 | 1150 | 1150 | 1150 | 1150 | 1181 | 1181 | 1181 | 1181 | 0 | 0 | 0 | 0 | 0 | 0 | 0 | 0 | 0 | 0 | 0 | 0 | 0 | 0 | 0 | 0 | 12364
Residential Energy Efficiency Incentives | Interior Fixture 23 Watt 1,100 to 1,399 Lumens (Nonres.) | Engineering Estimated | System | Misc._Commercial | IndoorLt | TRUE | High Efficiency Lighting (HID): NR - 16 | All other residential programs 0.80 | Fixture | 10 | 0 | 0 | 2.3421 | 167.44 | System | kW | 0.04108 | [5 empty] | 16 | 80% | 0% | 0 | 0 | 0 | [5 empty] | 0 | 0 | 0 | 0 | 0 | 0 | 0 | 0 | 0 | 0 | 0 | 0 | 0 | 0 | 0 | 0 | 0 | 0 | 0 | 0 | 0 | 0 | 0 | 0 | 0 | 0 | 0 | 0 | 0
Residential Energy Efficiency Incentives | Interior Fixture 23 Watt 1400 to 1,599 Lumens (Nonres.) | Engineering Estimated | System | Misc._Commercial | IndoorLt | TRUE | High Efficiency Lighting (HID): NR - 16 | All other residential programs 0.80 | Fixture | 10 | 0 | 0 | 2.3421 | 215.74 | System | kW | 0.05293 | [5 empty] | 16 | 80% | 0% | 0 | 0 | 0 | [5 empty] | 0 | 0 | 0 | 0 | 0 | 0 | 0 | 0 | 0 | 0 | 0 | 0 | 0 | 0 | 0 | 0 | 0 | 0 | 0 | 0 | 0 | 0 | 0 | 0 | 0 | 0 | 0 | 0 | 0
Residential Energy Efficiency Incentives | Interior Fixture 24 Watt 1,100 to 1,399 Lumens (Nonres.) | Engineering Estimated | System | Misc._Commercial | IndoorLt | TRUE | High Efficiency Lighting (HID): NR - 16 | All other residential programs 0.80 | Fixture | 10 | 0 | 0 | 2.3421 | 164.22 | System | kW | 0.04029 | [5 empty] | 16 | 80% | 0% | 0 | 0 | 0 | [5 empty] | 0 | 0 | 0 | 0 | 0 | 0 | 0 | 0 | 0 | 0 | 0 | 0 | 0 | 0 | 0 | 0 | 0 | 0 | 0 | 0 | 0 | 0 | 0 | 0 | 0 | 0 | 0 | 0 | 0
Residential Energy Efficiency Incentives | Interior Fixture 24 Watt 1400 to 1,599 Lumens (Nonres.) | Engineering Estimated | System | Misc._Commercial | IndoorLt | TRUE | High Efficiency Lighting (HID): NR - 16 | All other residential programs 0.80 | Fixture | 10 | 0 | 0 | 2.3421 | 212.52 | System | kW | 0.05214 | [5 empty] | 16 | 80% | 0% | 0 | 0 | 0 | [5 empty] | 0 | 0 | 0 | 0 | 0 | 0 | 0 | 0 | 0 | 0 | 0 | 0 | 0 | 0 | 0 | 0 | 0 | 0 | 0 | 0 | 0 | 0 | 0 | 0 | 0 | 0 | 0 | 0 | 0
Residential Energy Efficiency Incentives | Interior Fixture 25 Watt 1400 to 1,599 Lumens (Nonres.) | Engineering Estimated | System | Misc._Commercial | IndoorLt | TRUE | High Efficiency Lighting (HID): NR - 16 | All other residential programs 0.80 | Fixture | 10 | 0 | 0 | 2.4271 | 209.3 | System | kW | 0.05135 | [5 empty] | 16 | 80% | 0% | 0 | 0 | 0 | [5 empty] | 0 | 0 | 0 | 0 | 0 | 0 | 0 | 0 | 0 | 0 | 0 | 0 | 0 | 0 | 0 | 0 | 0 | 0 | 0 | 0 | 0 | 0 | 0 | 0 | 0 | 0 | 0 | 0 | 0
Residential Energy Efficiency Incentives | Interior Fixture 25 Watt 1,600 to 1,999 Lumens (Nonres.) | Engineering Estimated | System | Misc._Commercial | IndoorLt | TRUE | High Efficiency Lighting (HID): NR - 16 | All other residential programs 0.80 | Fixture | 10 | 0 | 0 | 2.43 | 241.5 | System | kW | 0.05925 | [5 empty] | 16 | 80% | 0% | 0 | 0 | 0 | [5 empty] | 0 | 0 | 0 | 0 | 0 | 0 | 0 | 0 | 0 | 0 | 0 | 0 | 0 | 0 | 0 | 0 | 0 | 0 | 0 | 0 | 0 | 0 | 0 | 0 | 0 | 0 | 0 | 0 | 0
Residential Energy Efficiency Incentives | Interior Fixture 26 Watt 1,100 to 1,399 Lumens (Nonres.) | Engineering Estimated | System | Misc._Commercial | IndoorLt | TRUE | High Efficiency Lighting (HID): NR - 16 | All other residential programs 0.80 | Fixture | 10 | 0 | 0 | 2.4696 | 157.78 | System | kW | 0.03871 | [5 empty] | 16 | 80% | 0% | 0 | 0 | 0 | [5 empty] | 0 | 0 | 0 | 0 | 0 | 0 | 0 | 0 | 0 | 0 | 0 | 0 | 0 | 0 | 0 | 0 | 0 | 0 | 0 | 0 | 0 | 0 | 0 | 0 | 0 | 0 | 0 | 0 | 0
Residential Energy Efficiency Incentives | Interior Fixture 26 Watt 1400 to 1,599 Lumens (Nonres.) | Engineering Estimated | System | Misc._Commercial | IndoorLt | TRUE | High Efficiency Lighting (HID): NR - 16 | All other residential programs 0.80 | Fixture | 10 | 0 | 0 | 2.4696 | 206.08 | System | kW | 0.05056 | [5 empty] | 16 | 80% | 0% | 0 | 0 | 0 | [5 empty] | 0 | 0 | 0 | 0 | 0 | 0 | 0 | 0 | 0 | 0 | 0 | 0 | 0 | 0 | 0 | 0 | 0 | 0 | 0 | 0 | 0 | 0 | 0 | 0 | 0 | 0 | 0 | 0 | 0
Residential Energy Efficiency Incentives | Interior Fixture 26 Watt 1,600 to 1,999 Lumens (Nonres.) | Engineering Estimated | System | Misc._Commercial | IndoorLt | TRUE | High Efficiency Lighting (HID): NR - 16 | All other residential programs 0.80 | Fixture | 10 | 0 | 0 | 2.499 | 238.28 | System | kW | 0.05846 | [5 empty] | 16 | 80% | 0% | 2280 | 3450 | 3543 | [5 empty] | 570 | 570 | 570 | 570 | 862.5 | 862.5 | 862.5 | 862.5 | 885.75 | 885.75 | 885.75 | 885.75 | 0 | 0 | 0 | 0 | 0 | 0 | 0 | 0 | 0 | 0 | 0 | 0 | 0 | 0 | 0 | 0 | 9273
Residential Energy Efficiency Incentives | [14 empty] | System | #N/A | [17 empty] | 0 | 0 | 0 | 0 | 0 | 0 | 0 | 0 | 0 | 0 | 0 | 0 | 0 | 0 | 0 | 0 | 0 | 0 | 0 | 0 | 0 | 0 | 0 | 0 | 0 | 0 | 0 | 0 | 0
Residential Energy Efficiency Incentives | STAPLE | [13 empty] | System | #N/A | [17 empty] | 0 | 0 | 0 | 0 | 0 | 0 | 0 | 0 | 0 | 0 | 0 | 0 | 0 | 0 | 0 | 0 | 0 | 0 | 0 | 0 | 0 | 0 | 0 | 0 | 0 | 0 | 0 | 0 | 0
Residential Energy Efficiency Incentives | Torchiere 55w, repl 190w | RRes00AVTor55 | System | Residential | CFL-RC | TRUE | Torchiere: Res - 9 | All other residential programs 0.80 | Torchiere | 0 | 0 | 0 | 0 | 142.5 | System | kW | 0.12485 | [5 empty] | 9 | 80% | 0% | 6650 | 7575 | 7675 | [5 empty] | 1662.5 | 1662.5 | 1662.5 | 1662.5 | 1893.75 | 1893.75 | 1893.75 | 1893.75 | 1918.75 | 1918.75 | 1918.75 | 1918.75 | 0 | 0 | 0 | 0 | 0 | 0 | 0 | 0 | 0 | 0 | 0 | 0 | 0 | 0 | 0 | 0 | 21900
Residential Energy Efficiency Incentives | Table Lamp 20w, repl 75w | RRes00AVTab20 | System | Residential | CFL-RC | TRUE | Torchiere: Res - 9 | All other residential programs 0.80 | Fixture | 0 | 0 | 0 | 0 | 45.771 | System | kW | 0.050863 | [5 empty] | 9 | 80% | 0% | 5225 | 5837.5 | 6037.5 | [5 empty] | 1306.25 | 1306.25 | 1306.25 | 1306.25 | 1459.375 | 1459.375 | 1459.375 | 1459.375 | 1509.375 | 1509.375 | 1509.375 | 1509.375 | 0 | 0 | 0 | 0 | 0 | 0 | 0 | 0 | 0 | 0 | 0 | 0 | 0 | 0 | 0 | 0 | 17100
Residential Energy Efficiency Incentives | Table Lamp 25w, repl 100w | RRes00AVTab25 | System | Residential | CFL-RC | TRUE | Torchiere: Res - 9 | All other residential programs 0.80 | Fixture | 0 | 0 | 0 | 0 | 62.415 | System | kW | 0.069359 | [5 empty] | 9 | 80% | 0% | 1900 | 2250 | 2550 | [5 empty] | 475 | 475 | 475 | 475 | 562.5 | 562.5 | 562.5 | 562.5 | 637.5 | 637.5 | 637.5 | 637.5 | 0 | 0 | 0 | 0 | 0 | 0 | 0 | 0 | 0 | 0 | 0 | 0 | 0 | 0 | 0 | 0 | 6700
Residential Energy Efficiency Incentives | Floor Lamp 30w, repl 120w | RRes00AVTab30 | System | Residential | CFL-RC | TRUE | Torchiere: Res - 9 | All other residential programs 0.80 | Fixture | 0 | 0 | 0 | 0 | 74.898 | System | kW | 0.083231 | [5 empty] | 9 | 80% | 0% | 6935 | 7682.5 | 7882.5 | [5 empty] | 1733.75 | 1733.75 | 1733.75 | 1733.75 | 1920.625 | 1920.625 | 1920.625 | 1920.625 | 1970.625 | 1970.625 | 1970.625 | 1970.625 | 0 | 0 | 0 | 0 | 0 | 0 | 0 | 0 | 0 | 0 | 0 | 0 | 0 | 0 | 0 | 0 | 22500
Residential Energy Efficiency Incentives | LED Night Lights | No DEER reference | System | Residential | CFL-RC | TRUE | 16 | All other residential programs 0.80 | Fixture | 0 | 0 | 0 | 0 | 73.5904 | System | kW | 0 | [5 empty] | 16 | 80% | 0% | 3800 | 4100 | 5100 | [5 empty] | 950 | 950 | 950 | 950 | 1025 | 1025 | 1025 | 1025 | 1275 | 1275 | 1275 | 1275 | 0 | 0 | 0 | 0 | 0 | 0 | 0 | 0 | 0 | 0 | 0 | 0 | 0 | 0 | 0 | 0 | 13000
Residential Energy Efficiency Incentives | [14 empty] | System | #N/A | [17 empty] | 0 | 0 | 0 | 0 | 0 | 0 | 0 | 0 | 0 | 0 | 0 | 0 | 0 | 0 | 0 | 0 | 0 | 0 | 0 | 0 | 0 | 0 | 0 | 0 | 0 | 0 | 0 | 0 | 0
Residential Energy Efficiency Incentives | [14 empty] | System | #N/A | [17 empty] | 0 | 0 | 0 | 0 | 0 | 0 | 0 | 0 | 0 | 0 | 0 | 0 | 0 | 0 | 0 | 0 | 0 | 0 | 0 | 0 | 0 | 0 | 0 | 0 | 0 | 0 | 0 | 0 | 0
Residential Energy Efficiency Incentives | [14 empty] | System | #N/A | [17 empty] | 0 | 0 | 0 | 0 | 0 | 0 | 0 | 0 | 0 | 0 | 0 | 0 | 0 | 0 | 0 | 0 | 0 | 0 | 0 | 0 | 0 | 0 | 0 | 0 | 0 | 0 | 0 | 0 | 0
Residential Energy Efficiency Incentives | [14 empty] | System | #N/A | [17 empty] | 0 | 0 | 0 | 0 | 0 | 0 | 0 | 0 | 0 | 0 | 0 | 0 | 0 | 0 | 0 | 0 | 0 | 0 | 0 | 0 | 0 | 0 | 0 | 0 | 0 | 0 | 0 | 0 | 0
Residential Energy Efficiency Incentives | [14 empty] | System | #N/A | [17 empty] | 0 | 0 | 0 | 0 | 0 | 0 | 0 | 0 | 0 | 0 | 0 | 0 | 0 | 0 | 0 | 0 | 0 | 0 | 0 | 0 | 0 | 0 | 0 | 0 | 0 | 0 | 0 | 0 | 0
Residential Energy Efficiency Incentives | [14 empty] | System | #N/A | [17 empty] | 0 | 0 | 0 | 0 | 0 | 0 | 0 | 0 | 0 | 0 | 0 | 0 | 0 | 0 | 0 | 0 | 0 | 0 | 0 | 0 | 0 | 0 | 0 | 0 | 0 | 0 | 0 | 0 | 0
Residential Energy Efficiency Incentives | [14 empty] | System | #N/A | [17 empty] | 0 | 0 | 0 | 0 | 0 | 0 | 0 | 0 | 0 | 0 | 0 | 0 | 0 | 0 | 0 | 0 | 0 | 0 | 0 | 0 | 0 | 0 | 0 | 0 | 0 | 0 | 0 | 0 | 0
Residential Energy Efficiency Incentives | [14 empty] | System | #N/A | [17 empty] | 0 | 0 | 0 | 0 | 0 | 0 | 0 | 0 | 0 | 0 | 0 | 0 | 0 | 0 | 0 | 0 | 0 | 0 | 0 | 0 | 0 | 0 | 0 | 0 | 0 | 0 | 0 | 0 | 0
Residential Energy Efficiency Incentives | [14 empty] | System | #N/A | [17 empty] | 0 | 0 | 0 | 0 | 0 | 0 | 0 | 0 | 0 | 0 | 0 | 0 | 0 | 0 | 0 | 0 | 0 | 0 | 0 | 0 | 0 | 0 | 0 | 0 | 0 | 0 | 0 | 0 | 0
Residential Energy Efficiency Incentives | [14 empty] | System | #N/A | [17 empty] | 0 | 0 | 0 | 0 | 0 | 0 | 0 | 0 | 0 | 0 | 0 | 0 | 0 | 0 | 0 | 0 | 0 | 0 | 0 | 0 | 0 | 0 | 0 | 0 | 0 | 0 | 0 | 0 | 0
Residential Energy Efficiency Incentives | [14 empty] | System | #N/A | [17 empty] | 0 | 0 | 0 | 0 | 0 | 0 | 0 | 0 | 0 | 0 | 0 | 0 | 0 | 0 | 0 | 0 | 0 | 0 | 0 | 0 | 0 | 0 | 0 | 0 | 0 | 0 | 0 | 0 | 0
Residential Energy Efficiency Incentives | [14 empty] | System | #N/A | [17 empty] | 0 | 0 | 0 | 0 | 0 | 0 | 0 | 0 | 0 | 0 | 0 | 0 | 0 | 0 | 0 | 0 | 0 | 0 | 0 | 0 | 0 | 0 | 0 | 0 | 0 | 0 | 0 | 0 | 0
Residential Energy Efficiency Incentives | [14 empty] | System | #N/A | [17 empty] | 0 | 0 | 0 | 0 | 0 | 0 | 0 | 0 | 0 | 0 | 0 | 0 | 0 | 0 | 0 | 0 | 0 | 0 | 0 | 0 | 0 | 0 | 0 | 0 | 0 | 0 | 0 | 0 | 0
Residential Energy Efficiency Incentives | [14 empty] | System | #N/A | [17 empty] | 0 | 0 | 0 | 0 | 0 | 0 | 0 | 0 | 0 | 0 | 0 | 0 | 0 | 0 | 0 | 0 | 0 | 0 | 0 | 0 | 0 | 0 | 0 | 0 | 0 | 0 | 0 | 0 | 0
Residential Energy Efficiency Incentives | [14 empty] | System | #N/A | [17 empty] | 0 | 0 | 0 | 0 | 0 | 0 | 0 | 0 | 0 | 0 | 0 | 0 | 0 | 0 | 0 | 0 | 0 | 0 | 0 | 0 | 0 | 0 | 0 | 0 | 0 | 0 | 0 | 0 | 0
Residential Energy Efficiency Incentives | [14 empty] | System | #N/A | [17 empty] | 0 | 0 | 0 | 0 | 0 | 0 | 0 | 0 | 0 | 0 | 0 | 0 | 0 | 0 | 0 | 0 | 0 | 0 | 0 | 0 | 0 | 0 | 0 | 0 | 0 | 0 | 0 | 0 | 0
Residential Energy Efficiency Incentives | [14 empty] | System | #N/A | [17 empty] | 0 | 0 | 0 | 0 | 0 | 0 | 0 | 0 | 0 | 0 | 0 | 0 | 0 | 0 | 0 | 0 | 0 | 0 | 0 | 0 | 0 | 0 | 0 | 0 | 0 | 0 | 0 | 0 | 0
Residential Energy Efficiency Incentives | [14 empty] | System | #N/A | [17 empty] | 0 | 0 | 0 | 0 | 0 | 0 | 0 | 0 | 0 | 0 | 0 | 0 | 0 | 0 | 0 | 0 | 0 | 0 | 0 | 0 | 0 | 0 | 0 | 0 | 0 | 0 | 0 | 0 | 0
Residential Energy Efficiency Incentives | [14 empty] | System | #N/A | [17 empty] | 0 | 0 | 0 | 0 | 0 | 0 | 0 | 0 | 0 | 0 | 0 | 0 | 0 | 0 | 0 | 0 | 0 | 0 | 0 | 0 | 0 | 0 | 0 | 0 | 0 | 0 | 0 | 0 | 0
Residential Energy Efficiency Incentives | [14 empty] | System | #N/A | [17 empty] | 0 | 0 | 0 | 0 | 0 | 0 | 0 | 0 | 0 | 0 | 0 | 0 | 0 | 0 | 0 | 0 | 0 | 0 | 0 | 0 | 0 | 0 | 0 | 0 | 0 | 0 | 0 | 0 | 0
Residential Energy Efficiency Incentives | [14 empty] | System | #N/A | [17 empty] | 0 | 0 | 0 | 0 | 0 | 0 | 0 | 0 | 0 | 0 | 0 | 0 | 0 | 0 | 0 | 0 | 0 | 0 | 0 | 0 | 0 | 0 | 0 | 0 | 0 | 0 | 0 | 0 | 0
Residential Energy Efficiency Incentives | [14 empty] | System | #N/A | [17 empty] | 0 | 0 | 0 | 0 | 0 | 0 | 0 | 0 | 0 | 0 | 0 | 0 | 0 | 0 | 0 | 0 | 0 | 0 | 0 | 0 | 0 | 0 | 0 | 0 | 0 | 0 | 0 | 0 | 0
Residential Energy Efficiency Incentives | [14 empty] | System | #N/A | [17 empty] | 0 | 0 | 0 | 0 | 0 | 0 | 0 | 0 | 0 | 0 | 0 | 0 | 0 | 0 | 0 | 0 | 0 | 0 | 0 | 0 | 0 | 0 | 0 | 0 | 0 | 0 | 0 | 0 | 0
Residential Energy Efficiency Incentives | [14 empty] | System | #N/A | [17 empty] | 0 | 0 | 0 | 0 | 0 | 0 | 0 | 0 | 0 | 0 | 0 | 0 | 0 | 0 | 0 | 0 | 0 | 0 | 0 | 0 | 0 | 0 | 0 | 0 | 0 | 0 | 0 | 0 | 0
Residential Energy Efficiency Incentives | [14 empty] | System | #N/A | [17 empty] | 0 | 0 | 0 | 0 | 0 | 0 | 0 | 0 | 0 | 0 | 0 | 0 | 0 | 0 | 0 | 0 | 0 | 0 | 0 | 0 | 0 | 0 | 0 | 0 | 0 | 0 | 0 | 0 | 0
Residential Energy Efficiency Incentives | [14 empty] | System | #N/A | [17 empty] | 0 | 0 | 0 | 0 | 0 | 0 | 0 | 0 | 0 | 0 | 0 | 0 | 0 | 0 | 0 | 0 | 0 | 0 | 0 | 0 | 0 | 0 | 0 | 0 | 0 | 0 | 0 | 0 | 0
Residential Energy Efficiency Incentives | [14 empty] | System | #N/A | [17 empty] | 0 | 0 | 0 | 0 | 0 | 0 | 0 | 0 | 0 | 0 | 0 | 0 | 0 | 0 | 0 | 0 | 0 | 0 | 0 | 0 | 0 | 0 | 0 | 0 | 0 | 0 | 0 | 0 | 0
Residential Energy Efficiency Incentives | [14 empty] | System | #N/A | [17 empty] | 0 | 0 | 0 | 0 | 0 | 0 | 0 | 0 | 0 | 0 | 0 | 0 | 0 | 0 | 0 | 0 | 0 | 0 | 0 | 0 | 0 | 0 | 0 | 0 | 0 | 0 | 0 | 0 | 0
Residential Energy Efficiency Incentives | [14 empty] | System | #N/A | [17 empty] | 0 | 0 | 0 | 0 | 0 | 0 | 0 | 0 | 0 | 0 | 0 | 0 | 0 | 0 | 0 | 0 | 0 | 0 | 0 | 0 | 0 | 0 | 0 | 0 | 0 | 0 | 0 | 0 | 0
Residential Energy Efficiency Incentives | [14 empty] | System | #N/A | [17 empty] | 0 | 0 | 0 | 0 | 0 | 0 | 0 | 0 | 0 | 0 | 0 | 0 | 0 | 0 | 0 | 0 | 0 | 0 | 0 | 0 | 0 | 0 | 0 | 0 | 0 | 0 | 0 | 0 | 0
Residential Energy Efficiency Incentives | [14 empty] | System | #N/A | [17 empty] | 0 | 0 | 0 | 0 | 0 | 0 | 0 | 0 | 0 | 0 | 0 | 0 | 0 | 0 | 0 | 0 | 0 | 0 | 0 | 0 | 0 | 0 | 0 | 0 | 0 | 0 | 0 | 0 | 0
Residential Energy Efficiency Incentives | [14 empty] | System | #N/A | [17 empty] | 0 | 0 | 0 | 0 | 0 | 0 | 0 | 0 | 0 | 0 | 0 | 0 | 0 | 0 | 0 | 0 | 0 | 0 | 0 | 0 | 0 | 0 | 0 | 0 | 0 | 0 | 0 | 0 | 0
Residential Energy Efficiency Incentives | [14 empty] | System | #N/A | [17 empty] | 0 | 0 | 0 | 0 | 0 | 0 | 0 | 0 | 0 | 0 | 0 | 0 | 0 | 0 | 0 | 0 | 0 | 0 | 0 | 0 | 0 | 0 | 0 | 0 | 0 | 0 | 0 | 0 | 0
Residential Energy Efficiency Incentives | [14 empty] | System | #N/A | [17 empty] | 0 | 0 | 0 | 0 | 0 | 0 | 0 | 0 | 0 | 0 | 0 | 0 | 0 | 0 | 0 | 0 | 0 | 0 | 0 | 0 | 0 | 0 | 0 | 0 | 0 | 0 | 0 | 0 | 0
Residential Energy Efficiency Incentives | [14 empty] | System | #N/A | [17 empty] | 0 | 0 | 0 | 0 | 0 | 0 | 0 | 0 | 0 | 0 | 0 | 0 | 0 | 0 | 0 | 0 | 0 | 0 | 0 | 0 | 0 | 0 | 0 | 0 | 0 | 0 | 0 | 0 | 0
Residential Energy Efficiency Incentives | [14 empty] | System | #N/A | [17 empty] | 0 | 0 | 0 | 0 | 0 | 0 | 0 | 0 | 0 | 0 | 0 | 0 | 0 | 0 | 0 | 0 | 0 | 0 | 0 | 0 | 0 | 0 | 0 | 0 | 0 | 0 | 0 | 0 | 0
Residential Energy Efficiency Incentives | [14 empty] | System | #N/A | [17 empty] | 0 | 0 | 0 | 0 | 0 | 0 | 0 | 0 | 0 | 0 | 0 | 0 | 0 | 0 | 0 | 0 | 0 | 0 | 0 | 0 | 0 | 0 | 0 | 0 | 0 | 0 | 0 | 0 | 0
Residential Energy Efficiency Incentives | [14 empty] | System | #N/A | [17 empty] | 0 | 0 | 0 | 0 | 0 | 0 | 0 | 0 | 0 | 0 | 0 | 0 | 0 | 0 | 0 | 0 | 0 | 0 | 0 | 0 | 0 | 0 | 0 | 0 | 0 | 0 | 0 | 0 | 0
Residential Energy Efficiency Incentives | [14 empty] | System | #N/A | [17 empty] | 0 | 0 | 0 | 0 | 0 | 0 | 0 | 0 | 0 | 0 | 0 | 0 | 0 | 0 | 0 | 0 | 0 | 0 | 0 | 0 | 0 | 0 | 0 | 0 | 0 | 0 | 0 | 0 | 0
Residential Energy Efficiency Incentives | [14 empty] | System | #N/A | [17 empty] | 0 | 0 | 0 | 0 | 0 | 0 | 0 | 0 | 0 | 0 | 0 | 0 | 0 | 0 | 0 | 0 | 0 | 0 | 0 | 0 | 0 | 0 | 0 | 0 | 0 | 0 | 0 | 0 | 0
Residential Energy Efficiency Incentives | [14 empty] | System | #N/A | [17 empty] | 0 | 0 | 0 | 0 | 0 | 0 | 0 | 0 | 0 | 0 | 0 | 0 | 0 | 0 | 0 | 0 | 0 | 0 | 0 | 0 | 0 | 0 | 0 | 0 | 0 | 0 | 0 | 0 | 0
Residential Energy Efficiency Incentives | [14 empty] | System | #N/A | [17 empty] | 0 | 0 | 0 | 0 | 0 | 0 | 0 | 0 | 0 | 0 | 0 | 0 | 0 | 0 | 0 | 0 | 0 | 0 | 0 | 0 | 0 | 0 | 0 | 0 | 0 | 0 | 0 | 0 | 0
Residential Energy Efficiency Incentives | [14 empty] | System | #N/A | [17 empty] | 0 | 0 | 0 | 0 | 0 | 0 | 0 | 0 | 0 | 0 | 0 | 0 | 0 | 0 | 0 | 0 | 0 | 0 | 0 | 0 | 0 | 0 | 0 | 0 | 0 | 0 | 0 | 0 | 0
Residential Energy Efficiency Incentives | [14 empty] | System | #N/A | [17 empty] | 0 | 0 | 0 | 0 | 0 | 0 | 0 | 0 | 0 | 0 | 0 | 0 | 0 | 0 | 0 | 0 | 0 | 0 | 0 | 0 | 0 | 0 | 0 | 0 | 0 | 0 | 0 | 0 | 0
Residential Energy Efficiency Incentives | [14 empty] | System | #N/A | [17 empty] | 0 | 0 | 0 | 0 | 0 | 0 | 0 | 0 | 0 | 0 | 0 | 0 | 0 | 0 | 0 | 0 | 0 | 0 | 0 | 0 | 0 | 0 | 0 | 0 | 0 | 0 | 0 | 0 | 0
Residential Energy Efficiency Incentives | [14 empty] | System | #N/A | [17 empty] | 0 | 0 | 0 | 0 | 0 | 0 | 0 | 0 | 0 | 0 | 0 | 0 | 0 | 0 | 0 | 0 | 0 | 0 | 0 | 0 | 0 | 0 | 0 | 0 | 0 | 0 | 0 | 0 | 0
Residential Energy Efficiency Incentives | [14 empty] | System | #N/A | [17 empty] | 0 | 0 | 0 | 0 | 0 | 0 | 0 | 0 | 0 | 0 | 0 | 0 | 0 | 0 | 0 | 0 | 0 | 0 | 0 | 0 | 0 | 0 | 0 | 0 | 0 | 0 | 0 | 0 | 0
Residential Energy Efficiency Incentives | [14 empty] | System | #N/A | [17 empty] | 0 | 0 | 0 | 0 | 0 | 0 | 0 | 0 | 0 | 0 | 0 | 0 | 0 | 0 | 0 | 0 | 0 | 0 | 0 | 0 | 0 | 0 | 0 | 0 | 0 | 0 | 0 | 0 | 0
Residential Energy Efficiency Incentives | [14 empty] | System | #N/A | [17 empty] | 0 | 0 | 0 | 0 | 0 | 0 | 0 | 0 | 0 | 0 | 0 | 0 | 0 | 0 | 0 | 0 | 0 | 0 | 0 | 0 | 0 | 0 | 0 | 0 | 0 | 0 | 0 | 0 | 0
Residential Energy Efficiency Incentives | [14 empty] | System | #N/A | [17 empty] | 0 | 0 | 0 | 0 | 0 | 0 | 0 | 0 | 0 | 0 | 0 | 0 | 0 | 0 | 0 | 0 | 0 | 0 | 0 | 0 | 0 | 0 | 0 | 0 | 0 | 0 | 0 | 0 | 0
Residential Energy Efficiency Incentives | [14 empty] | System | #N/A | [17 empty] | 0 | 0 | 0 | 0 | 0 | 0 | 0 | 0 | 0 | 0 | 0 | 0 | 0 | 0 | 0 | 0 | 0 | 0 | 0 | 0 | 0 | 0 | 0 | 0 | 0 | 0 | 0 | 0 | 0
Residential Energy Efficiency Incentives | [14 empty] | System | #N/A | [17 empty] | 0 | 0 | 0 | 0 | 0 | 0 | 0 | 0 | 0 | 0 | 0 | 0 | 0 | 0 | 0 | 0 | 0 | 0 | 0 | 0 | 0 | 0 | 0 | 0 | 0 | 0 | 0 | 0 | 0
Residential Energy Efficiency Incentives | [14 empty] | System | #N/A | [17 empty] | 0 | 0 | 0 | 0 | 0 | 0 | 0 | 0 | 0 | 0 | 0 | 0 | 0 | 0 | 0 | 0 | 0 | 0 | 0 | 0 | 0 | 0 | 0 | 0 | 0 | 0 | 0 | 0 | 0
Residential Energy Efficiency Incentives | [14 empty] | System | #N/A | [17 empty] | 0 | 0 | 0 | 0 | 0 | 0 | 0 | 0 | 0 | 0 | 0 | 0 | 0 | 0 | 0 | 0 | 0 | 0 | 0 | 0 | 0 | 0 | 0 | 0 | 0 | 0 | 0 | 0 | 0
Residential Energy Efficiency Incentives | [14 empty] | System | #N/A | [17 empty] | 0 | 0 | 0 | 0 | 0 | 0 | 0 | 0 | 0 | 0 | 0 | 0 | 0 | 0 | 0 | 0 | 0 | 0 | 0 | 0 | 0 | 0 | 0 | 0 | 0 | 0 | 0 | 0 | 0
Residential Energy Efficiency Incentives | [14 empty] | System | #N/A | [17 empty] | 0 | 0 | 0 | 0 | 0 | 0 | 0 | 0 | 0 | 0 | 0 | 0 | 0 | 0 | 0 | 0 | 0 | 0 | 0 | 0 | 0 | 0 | 0 | 0 | 0 | 0 | 0 | 0 | 0
Residential Energy Efficiency Incentives | [14 empty] | System | #N/A | [17 empty] | 0 | 0 | 0 | 0 | 0 | 0 | 0 | 0 | 0 | 0 | 0 | 0 | 0 | 0 | 0 | 0 | 0 | 0 | 0 | 0 | 0 | 0 | 0 | 0 | 0 | 0 | 0 | 0 | 0
Residential Energy Efficiency Incentives | [14 empty] | System | #N/A | [17 empty] | 0 | 0 | 0 | 0 | 0 | 0 | 0 | 0 | 0 | 0 | 0 | 0 | 0 | 0 | 0 | 0 | 0 | 0 | 0 | 0 | 0 | 0 | 0 | 0 | 0 | 0 | 0 | 0 | 0
Residential Energy Efficiency Incentives | [14 empty] | System | #N/A | [17 empty] | 0 | 0 | 0 | 0 | 0 | 0 | 0 | 0 | 0 | 0 | 0 | 0 | 0 | 0 | 0 | 0 | 0 | 0 | 0 | 0 | 0 | 0 | 0 | 0 | 0 | 0 | 0 | 0 | 0
Residential Energy Efficiency Incentives | [14 empty] | System | #N/A | [17 empty] | 0 | 0 | 0 | 0 | 0 | 0 | 0 | 0 | 0 | 0 | 0 | 0 | 0 | 0 | 0 | 0 | 0 | 0 | 0 | 0 | 0 | 0 | 0 | 0 | 0 | 0 | 0 | 0 | 0
Residential Energy Efficiency Incentives | [14 empty] | System | #N/A | [17 empty] | 0 | 0 | 0 | 0 | 0 | 0 | 0 | 0 | 0 | 0 | 0 | 0 | 0 | 0 | 0 | 0 | 0 | 0 | 0 | 0 | 0 | 0 | 0 | 0 | 0 | 0 | 0 | 0 | 0
Residential Energy Efficiency Incentives | [14 empty] | System | #N/A | [17 empty] | 0 | 0 | 0 | 0 | 0 | 0 | 0 | 0 | 0 | 0 | 0 | 0 | 0 | 0 | 0 | 0 | 0 | 0 | 0 | 0 | 0 | 0 | 0 | 0 | 0 | 0 | 0 | 0 | 0
Residential Energy Efficiency Incentives | [14 empty] | System | #N/A | [17 empty] | 0 | 0 | 0 | 0 | 0 | 0 | 0 | 0 | 0 | 0 | 0 | 0 | 0 | 0 | 0 | 0 | 0 | 0 | 0 | 0 | 0 | 0 | 0 | 0 | 0 | 0 | 0 | 0 | 0
Residential Energy Efficiency Incentives | [14 empty] | System | #N/A | [17 empty] | 0 | 0 | 0 | 0 | 0 | 0 | 0 | 0 | 0 | 0 | 0 | 0 | 0 | 0 | 0 | 0 | 0 | 0 | 0 | 0 | 0 | 0 | 0 | 0 | 0 | 0 | 0 | 0 | 0
Residential Energy Efficiency Incentives | [14 empty] | System | #N/A | [17 empty] | 0 | 0 | 0 | 0 | 0 | 0 | 0 | 0 | 0 | 0 | 0 | 0 | 0 | 0 | 0 | 0 | 0 | 0 | 0 | 0 | 0 | 0 | 0 | 0 | 0 | 0 | 0 | 0 | 0
Residential Energy Efficiency Incentives | [14 empty] | System | #N/A | [17 empty] | 0 | 0 | 0 | 0 | 0 | 0 | 0 | 0 | 0 | 0 | 0 | 0 | 0 | 0 | 0 | 0 | 0 | 0 | 0 | 0 | 0 | 0 | 0 | 0 | 0 | 0 | 0 | 0 | 0
Residential Energy Efficiency Incentives | [14 empty] | System | #N/A | [17 empty] | 0 | 0 | 0 | 0 | 0 | 0 | 0 | 0 | 0 | 0 | 0 | 0 | 0 | 0 | 0 | 0 | 0 | 0 | 0 | 0 | 0 | 0 | 0 | 0 | 0 | 0 | 0 | 0 | 0
Residential Energy Efficiency Incentives | [14 empty] | System | #N/A | [17 empty] | 0 | 0 | 0 | 0 | 0 | 0 | 0 | 0 | 0 | 0 | 0 | 0 | 0 | 0 | 0 | 0 | 0 | 0 | 0 | 0 | 0 | 0 | 0 | 0 | 0 | 0 | 0 | 0 | 0
Residential Energy Efficiency Incentives | [14 empty] | System | #N/A | [17 empty] | 0 | 0 | 0 | 0 | 0 | 0 | 0 | 0 | 0 | 0 | 0 | 0 | 0 | 0 | 0 | 0 | 0 | 0 | 0 | 0 | 0 | 0 | 0 | 0 | 0 | 0 | 0 | 0 | 0
Residential Energy Efficiency Incentives | [14 empty] | System | #N/A | [17 empty] | 0 | 0 | 0 | 0 | 0 | 0 | 0 | 0 | 0 | 0 | 0 | 0 | 0 | 0 | 0 | 0 | 0 | 0 | 0 | 0 | 0 | 0 | 0 | 0 | 0 | 0 | 0 | 0 | 0
Residential Energy Efficiency Incentives | [14 empty] | System | #N/A | [17 empty] | 0 | 0 | 0 | 0 | 0 | 0 | 0 | 0 | 0 | 0 | 0 | 0 | 0 | 0 | 0 | 0 | 0 | 0 | 0 | 0 | 0 | 0 | 0 | 0 | 0 | 0 | 0 | 0 | 0
Residential Energy Efficiency Incentives | [14 empty] | System | #N/A | [17 empty] | 0 | 0 | 0 | 0 | 0 | 0 | 0 | 0 | 0 | 0 | 0 | 0 | 0 | 0 | 0 | 0 | 0 | 0 | 0 | 0 | 0 | 0 | 0 | 0 | 0 | 0 | 0 | 0 | 0
Residential Energy Efficiency Incentives | [14 empty] | System | #N/A | [17 empty] | 0 | 0 | 0 | 0 | 0 | 0 | 0 | 0 | 0 | 0 | 0 | 0 | 0 | 0 | 0 | 0 | 0 | 0 | 0 | 0 | 0 | 0 | 0 | 0 | 0 | 0 | 0 | 0 | 0
Residential Energy Efficiency Incentives | [14 empty] | System | #N/A | [17 empty] | 0 | 0 | 0 | 0 | 0 | 0 | 0 | 0 | 0 | 0 | 0 | 0 | 0 | 0 | 0 | 0 | 0 | 0 | 0 | 0 | 0 | 0 | 0 | 0 | 0 | 0 | 0 | 0 | 0
Residential Energy Efficiency Incentives | [14 empty] | System | #N/A | [17 empty] | 0 | 0 | 0 | 0 | 0 | 0 | 0 | 0 | 0 | 0 | 0 | 0 | 0 | 0 | 0 | 0 | 0 | 0 | 0 | 0 | 0 | 0 | 0 | 0 | 0 | 0 | 0 | 0 | 0
Residential Energy Efficiency Incentives | [14 empty] | System | #N/A | [17 empty] | 0 | 0 | 0 | 0 | 0 | 0 | 0 | 0 | 0 | 0 | 0 | 0 | 0 | 0 | 0 | 0 | 0 | 0 | 0 | 0 | 0 | 0 | 0 | 0 | 0 | 0 | 0 | 0 | 0
Residential Energy Efficiency Incentives | [14 empty] | System | #N/A | [17 empty] | 0 | 0 | 0 | 0 | 0 | 0 | 0 | 0 | 0 | 0 | 0 | 0 | 0 | 0 | 0 | 0 | 0 | 0 | 0 | 0 | 0 | 0 | 0 | 0 | 0 | 0 | 0 | 0 | 0
Residential Energy Efficiency Incentives | [14 empty] | System | #N/A | [17 empty] | 0 | 0 | 0 | 0 | 0 | 0 | 0 | 0 | 0 | 0 | 0 | 0 | 0 | 0 | 0 | 0 | 0 | 0 | 0 | 0 | 0 | 0 | 0 | 0 | 0 | 0 | 0 | 0 | 0
Residential Energy Efficiency Incentives | [14 empty] | System | #N/A | [17 empty] | 0 | 0 | 0 | 0 | 0 | 0 | 0 | 0 | 0 | 0 | 0 | 0 | 0 | 0 | 0 | 0 | 0 | 0 | 0 | 0 | 0 | 0 | 0 | 0 | 0 | 0 | 0 | 0 | 0
Residential Energy Efficiency Incentives | [14 empty] | System | #N/A | [17 empty] | 0 | 0 | 0 | 0 | 0 | 0 | 0 | 0 | 0 | 0 | 0 | 0 | 0 | 0 | 0 | 0 | 0 | 0 | 0 | 0 | 0 | 0 | 0 | 0 | 0 | 0 | 0 | 0 | 0
Residential Energy Efficiency Incentives | [14 empty] | System | #N/A | [17 empty] | 0 | 0 | 0 | 0 | 0 | 0 | 0 | 0 | 0 | 0 | 0 | 0 | 0 | 0 | 0 | 0 | 0 | 0 | 0 | 0 | 0 | 0 | 0 | 0 | 0 | 0 | 0 | 0 | 0
Residential Energy Efficiency Incentives | [14 empty] | System | #N/A | [17 empty] | 0 | 0 | 0 | 0 | 0 | 0 | 0 | 0 | 0 | 0 | 0 | 0 | 0 | 0 | 0 | 0 | 0 | 0 | 0 | 0 | 0 | 0 | 0 | 0 | 0 | 0 | 0 | 0 | 0
Residential Energy Efficiency Incentives | [14 empty] | System | #N/A | [17 empty] | 0 | 0 | 0 | 0 | 0 | 0 | 0 | 0 | 0 | 0 | 0 | 0 | 0 | 0 | 0 | 0 | 0 | 0 | 0 | 0 | 0 | 0 | 0 | 0 | 0 | 0 | 0 | 0 | 0
Residential Energy Efficiency Incentives | [14 empty] | System | #N/A | [17 empty] | 0 | 0 | 0 | 0 | 0 | 0 | 0 | 0 | 0 | 0 | 0 | 0 | 0 | 0 | 0 | 0 | 0 | 0 | 0 | 0 | 0 | 0 | 0 | 0 | 0 | 0 | 0 | 0 | 0
Residential Energy Efficiency Incentives | [14 empty] | System | #N/A | [17 empty] | 0 | 0 | 0 | 0 | 0 | 0 | 0 | 0 | 0 | 0 | 0 | 0 | 0 | 0 | 0 | 0 | 0 | 0 | 0 | 0 | 0 | 0 | 0 | 0 | 0 | 0 | 0 | 0 | 0
Residential Energy Efficiency Incentives | [14 empty] | System | #N/A | [17 empty] | 0 | 0 | 0 | 0 | 0 | 0 | 0 | 0 | 0 | 0 | 0 | 0 | 0 | 0 | 0 | 0 | 0 | 0 | 0 | 0 | 0 | 0 | 0 | 0 | 0 | 0 | 0 | 0 | 0
Residential Energy Efficiency Incentives | [14 empty] | System | #N/A | [17 empty] | 0 | 0 | 0 | 0 | 0 | 0 | 0 | 0 | 0 | 0 | 0 | 0 | 0 | 0 | 0 | 0 | 0 | 0 | 0 | 0 | 0 | 0 | 0 | 0 | 0 | 0 | 0 | 0 | 0
Residential Energy Efficiency Incentives | [14 empty] | System | #N/A | [17 empty] | 0 | 0 | 0 | 0 | 0 | 0 | 0 | 0 | 0 | 0 | 0 | 0 | 0 | 0 | 0 | 0 | 0 | 0 | 0 | 0 | 0 | 0 | 0 | 0 | 0 | 0 | 0 | 0 | 0
Residential Energy Efficiency Incentives | [14 empty] | System | #N/A | [17 empty] | 0 | 0 | 0 | 0 | 0 | 0 | 0 | 0 | 0 | 0 | 0 | 0 | 0 | 0 | 0 | 0 | 0 | 0 | 0 | 0 | 0 | 0 | 0 | 0 | 0 | 0 | 0 | 0 | 0
Residential Energy Efficiency Incentives | [14 empty] | System | #N/A | [17 empty] | 0 | 0 | 0 | 0 | 0 | 0 | 0 | 0 | 0 | 0 | 0 | 0 | 0 | 0 | 0 | 0 | 0 | 0 | 0 | 0 | 0 | 0 | 0 | 0 | 0 | 0 | 0 | 0 | 0
Residential Energy Efficiency Incentives | [14 empty] | System | #N/A | [17 empty] | 0 | 0 | 0 | 0 | 0 | 0 | 0 | 0 | 0 | 0 | 0 | 0 | 0 | 0 | 0 | 0 | 0 | 0 | 0 | 0 | 0 | 0 | 0 | 0 | 0 | 0 | 0 | 0 | 0
Residential Energy Efficiency Incentives | [14 empty] | System | #N/A | [17 empty] | 0 | 0 | 0 | 0 | 0 | 0 | 0 | 0 | 0 | 0 | 0 | 0 | 0 | 0 | 0 | 0 | 0 | 0 | 0 | 0 | 0 | 0 | 0 | 0 | 0 | 0 | 0 | 0 | 0
Residential Energy Efficiency Incentives | [14 empty] | System | #N/A | [17 empty] | 0 | 0 | 0 | 0 | 0 | 0 | 0 | 0 | 0 | 0 | 0 | 0 | 0 | 0 | 0 | 0 | 0 | 0 | 0 | 0 | 0 | 0 | 0 | 0 | 0 | 0 | 0 | 0 | 0
Residential Energy Efficiency Incentives | [14 empty] | System | #N/A | [17 empty] | 0 | 0 | 0 | 0 | 0 | 0 | 0 | 0 | 0 | 0 | 0 | 0 | 0 | 0 | 0 | 0 | 0 | 0 | 0 | 0 | 0 | 0 | 0 | 0 | 0 | 0 | 0 | 0 | 0
Residential Energy Efficiency Incentives | [14 empty] | System | #N/A | [17 empty] | 0 | 0 | 0 | 0 | 0 | 0 | 0 | 0 | 0 | 0 | 0 | 0 | 0 | 0 | 0 | 0 | 0 | 0 | 0 | 0 | 0 | 0 | 0 | 0 | 0 | 0 | 0 | 0 | 0
Residential Energy Efficiency Incentives | [14 empty] | System | #N/A | [17 empty] | 0 | 0 | 0 | 0 | 0 | 0 | 0 | 0 | 0 | 0 | 0 | 0 | 0 | 0 | 0 | 0 | 0 | 0 | 0 | 0 | 0 | 0 | 0 | 0 | 0 | 0 | 0 | 0 | 0
Residential Energy Efficiency Incentives | [14 empty] | System | #N/A | [17 empty] | 0 | 0 | 0 | 0 | 0 | 0 | 0 | 0 | 0 | 0 | 0 | 0 | 0 | 0 | 0 | 0 | 0 | 0 | 0 | 0 | 0 | 0 | 0 | 0 | 0 | 0 | 0 | 0 | 0
Residential Energy Efficiency Incentives | [14 empty] | System | #N/A | [17 empty] | 0 | 0 | 0 | 0 | 0 | 0 | 0 | 0 | 0 | 0 | 0 | 0 | 0 | 0 | 0 | 0 | 0 | 0 | 0 | 0 | 0 | 0 | 0 | 0 | 0 | 0 | 0 | 0 | 0
Residential Energy Efficiency Incentives | [14 empty] | System | #N/A | [17 empty] | 0 | 0 | 0 | 0 | 0 | 0 | 0 | 0 | 0 | 0 | 0 | 0 | 0 | 0 | 0 | 0 | 0 | 0 | 0 | 0 | 0 | 0 | 0 | 0 | 0 | 0 | 0 | 0 | 0
Residential Energy Efficiency Incentives | [14 empty] | System | #N/A | [17 empty] | 0 | 0 | 0 | 0 | 0 | 0 | 0 | 0 | 0 | 0 | 0 | 0 | 0 | 0 | 0 | 0 | 0 | 0 | 0 | 0 | 0 | 0 | 0 | 0 | 0 | 0 | 0 | 0 | 0
Residential Energy Efficiency Incentives | [14 empty] | System | #N/A | [17 empty] | 0 | 0 | 0 | 0 | 0 | 0 | 0 | 0 | 0 | 0 | 0 | 0 | 0 | 0 | 0 | 0 | 0 | 0 | 0 | 0 | 0 | 0 | 0 | 0 | 0 | 0 | 0 | 0 | 0
Residential Energy Efficiency Incentives | [14 empty] | System | #N/A | [17 empty] | 0 | 0 | 0 | 0 | 0 | 0 | 0 | 0 | 0 | 0 | 0 | 0 | 0 | 0 | 0 | 0 | 0 | 0 | 0 | 0 | 0 | 0 | 0 | 0 | 0 | 0 | 0 | 0 | 0
Residential Energy Efficiency Incentives | [14 empty] | System | #N/A | [17 empty] | 0 | 0 | 0 | 0 | 0 | 0 | 0 | 0 | 0 | 0 | 0 | 0 | 0 | 0 | 0 | 0 | 0 | 0 | 0 | 0 | 0 | 0 | 0 | 0 | 0 | 0 | 0 | 0 | 0
Residential Energy Efficiency Incentives | [14 empty] | System | #N/A | [17 empty] | 0 | 0 | 0 | 0 | 0 | 0 | 0 | 0 | 0 | 0 | 0 | 0 | 0 | 0 | 0 | 0 | 0 | 0 | 0 | 0 | 0 | 0 | 0 | 0 | 0 | 0 | 0 | 0 | 0
Residential Energy Efficiency Incentives | [14 empty] | System | #N/A | [17 empty] | 0 | 0 | 0 | 0 | 0 | 0 | 0 | 0 | 0 | 0 | 0 | 0 | 0 | 0 | 0 | 0 | 0 | 0 | 0 | 0 | 0 | 0 | 0 | 0 | 0 | 0 | 0 | 0 | 0
Residential Energy Efficiency Incentives | [14 empty] | System | #N/A | [17 empty] | 0 | 0 | 0 | 0 | 0 | 0 | 0 | 0 | 0 | 0 | 0 | 0 | 0 | 0 | 0 | 0 | 0 | 0 | 0 | 0 | 0 | 0 | 0 | 0 | 0 | 0 | 0 | 0 | 0
Residential Energy Efficiency Incentives | [14 empty] | System | #N/A | [17 empty] | 0 | 0 | 0 | 0 | 0 | 0 | 0 | 0 | 0 | 0 | 0 | 0 | 0 | 0 | 0 | 0 | 0 | 0 | 0 | 0 | 0 | 0 | 0 | 0 | 0 | 0 | 0 | 0 | 0
Residential Energy Efficiency Incentives | [14 empty] | System | #N/A | [17 empty] | 0 | 0 | 0 | 0 | 0 | 0 | 0 | 0 | 0 | 0 | 0 | 0 | 0 | 0 | 0 | 0 | 0 | 0 | 0 | 0 | 0 | 0 | 0 | 0 | 0 | 0 | 0 | 0 | 0
Residential Energy Efficiency Incentives | [14 empty] | System | #N/A | [17 empty] | 0 | 0 | 0 | 0 | 0 | 0 | 0 | 0 | 0 | 0 | 0 | 0 | 0 | 0 | 0 | 0 | 0 | 0 | 0 | 0 | 0 | 0 | 0 | 0 | 0 | 0 | 0 | 0 | 0
Residential Energy Efficiency Incentives | [14 empty] | System | #N/A | [17 empty] | 0 | 0 | 0 | 0 | 0 | 0 | 0 | 0 | 0 | 0 | 0 | 0 | 0 | 0 | 0 | 0 | 0 | 0 | 0 | 0 | 0 | 0 | 0 | 0 | 0 | 0 | 0 | 0 | 0
Residential Energy Efficiency Incentives | [14 empty] | System | #N/A | [17 empty] | 0 | 0 | 0 | 0 | 0 | 0 | 0 | 0 | 0 | 0 | 0 | 0 | 0 | 0 | 0 | 0 | 0 | 0 | 0 | 0 | 0 | 0 | 0 | 0 | 0 | 0 | 0 | 0 | 0
Residential Energy Efficiency Incentives | [14 empty] | System | #N/A | [17 empty] | 0 | 0 | 0 | 0 | 0 | 0 | 0 | 0 | 0 | 0 | 0 | 0 | 0 | 0 | 0 | 0 | 0 | 0 | 0 | 0 | 0 | 0 | 0 | 0 | 0 | 0 | 0 | 0 | 0
Residential Energy Efficiency Incentives | [14 empty] | System | #N/A | [17 empty] | 0 | 0 | 0 | 0 | 0 | 0 | 0 | 0 | 0 | 0 | 0 | 0 | 0 | 0 | 0 | 0 | 0 | 0 | 0 | 0 | 0 | 0 | 0 | 0 | 0 | 0 | 0 | 0 | 0
Residential Energy Efficiency Incentives | [14 empty] | System | #N/A | [17 empty] | 0 | 0 | 0 | 0 | 0 | 0 | 0 | 0 | 0 | 0 | 0 | 0 | 0 | 0 | 0 | 0 | 0 | 0 | 0 | 0 | 0 | 0 | 0 | 0 | 0 | 0 | 0 | 0 | 0
Residential Energy Efficiency Incentives | [14 empty] | System | #N/A | [17 empty] | 0 | 0 | 0 | 0 | 0 | 0 | 0 | 0 | 0 | 0 | 0 | 0 | 0 | 0 | 0 | 0 | 0 | 0 | 0 | 0 | 0 | 0 | 0 | 0 | 0 | 0 | 0 | 0 | 0
Residential Energy Efficiency Incentives | [14 empty] | System | #N/A | [17 empty] | 0 | 0 | 0 | 0 | 0 | 0 | 0 | 0 | 0 | 0 | 0 | 0 | 0 | 0 | 0 | 0 | 0 | 0 | 0 | 0 | 0 | 0 | 0 | 0 | 0 | 0 | 0 | 0 | 0
Residential Energy Efficiency Incentives | [14 empty] | System | #N/A | [17 empty] | 0 | 0 | 0 | 0 | 0 | 0 | 0 | 0 | 0 | 0 | 0 | 0 | 0 | 0 | 0 | 0 | 0 | 0 | 0 | 0 | 0 | 0 | 0 | 0 | 0 | 0 | 0 | 0 | 0
Residential Energy Efficiency Incentives | [14 empty] | System | #N/A | [17 empty] | 0 | 0 | 0 | 0 | 0 | 0 | 0 | 0 | 0 | 0 | 0 | 0 | 0 | 0 | 0 | 0 | 0 | 0 | 0 | 0 | 0 | 0 | 0 | 0 | 0 | 0 | 0 | 0 | 0
Residential Energy Efficiency Incentives | [14 empty] | System | #N/A | [17 empty] | 0 | 0 | 0 | 0 | 0 | 0 | 0 | 0 | 0 | 0 | 0 | 0 | 0 | 0 | 0 | 0 | 0 | 0 | 0 | 0 | 0 | 0 | 0 | 0 | 0 | 0 | 0 | 0 | 0
Residential Energy Efficiency Incentives | [14 empty] | System | #N/A | [17 empty] | 0 | 0 | 0 | 0 | 0 | 0 | 0 | 0 | 0 | 0 | 0 | 0 | 0 | 0 | 0 | 0 | 0 | 0 | 0 | 0 | 0 | 0 | 0 | 0 | 0 | 0 | 0 | 0 | 0
Residential Energy Efficiency Incentives | [14 empty] | System | #N/A | [17 empty] | 0 | 0 | 0 | 0 | 0 | 0 | 0 | 0 | 0 | 0 | 0 | 0 | 0 | 0 | 0 | 0 | 0 | 0 | 0 | 0 | 0 | 0 | 0 | 0 | 0 | 0 | 0 | 0 | 0
Residential Energy Efficiency Incentives | [14 empty] | System | #N/A | [17 empty] | 0 | 0 | 0 | 0 | 0 | 0 | 0 | 0 | 0 | 0 | 0 | 0 | 0 | 0 | 0 | 0 | 0 | 0 | 0 | 0 | 0 | 0 | 0 | 0 | 0 | 0 | 0 | 0 | 0
Residential Energy Efficiency Incentives | [14 empty] | System | #N/A | [17 empty] | 0 | 0 | 0 | 0 | 0 | 0 | 0 | 0 | 0 | 0 | 0 | 0 | 0 | 0 | 0 | 0 | 0 | 0 | 0 | 0 | 0 | 0 | 0 | 0 | 0 | 0 | 0 | 0 | 0
Residential Energy Efficiency Incentives | [14 empty] | System | #N/A | [17 empty] | 0 | 0 | 0 | 0 | 0 | 0 | 0 | 0 | 0 | 0 | 0 | 0 | 0 | 0 | 0 | 0 | 0 | 0 | 0 | 0 | 0 | 0 | 0 | 0 | 0 | 0 | 0 | 0 | 0
Residential Energy Efficiency Incentives | [14 empty] | System | #N/A | [17 empty] | 0 | 0 | 0 | 0 | 0 | 0 | 0 | 0 | 0 | 0 | 0 | 0 | 0 | 0 | 0 | 0 | 0 | 0 | 0 | 0 | 0 | 0 | 0 | 0 | 0 | 0 | 0 | 0 | 0
Residential Energy Efficiency Incentives | [14 empty] | System | #N/A | [17 empty] | 0 | 0 | 0 | 0 | 0 | 0 | 0 | 0 | 0 | 0 | 0 | 0 | 0 | 0 | 0 | 0 | 0 | 0 | 0 | 0 | 0 | 0 | 0 | 0 | 0 | 0 | 0 | 0 | 0
Residential Energy Efficiency Incentives | [14 empty] | System | #N/A | [17 empty] | 0 | 0 | 0 | 0 | 0 | 0 | 0 | 0 | 0 | 0 | 0 | 0 | 0 | 0 | 0 | 0 | 0 | 0 | 0 | 0 | 0 | 0 | 0 | 0 | 0 | 0 | 0 | 0 | 0
Residential Energy Efficiency Incentives | [14 empty] | System | #N/A | [17 empty] | 0 | 0 | 0 | 0 | 0 | 0 | 0 | 0 | 0 | 0 | 0 | 0 | 0 | 0 | 0 | 0 | 0 | 0 | 0 | 0 | 0 | 0 | 0 | 0 | 0 | 0 | 0 | 0 | 0
Residential Energy Efficiency Incentives | [14 empty] | System | #N/A | [17 empty] | 0 | 0 | 0 | 0 | 0 | 0 | 0 | 0 | 0 | 0 | 0 | 0 | 0 | 0 | 0 | 0 | 0 | 0 | 0 | 0 | 0 | 0 | 0 | 0 | 0 | 0 | 0 | 0 | 0
Residential Energy Efficiency Incentives | [14 empty] | System | #N/A | [17 empty] | 0 | 0 | 0 | 0 | 0 | 0 | 0 | 0 | 0 | 0 | 0 | 0 | 0 | 0 | 0 | 0 | 0 | 0 | 0 | 0 | 0 | 0 | 0 | 0 | 0 | 0 | 0 | 0 | 0
Residential Energy Efficiency Incentives | [14 empty] | System | #N/A | [17 empty] | 0 | 0 | 0 | 0 | 0 | 0 | 0 | 0 | 0 | 0 | 0 | 0 | 0 | 0 | 0 | 0 | 0 | 0 | 0 | 0 | 0 | 0 | 0 | 0 | 0 | 0 | 0 | 0 | 0
Residential Energy Efficiency Incentives | [14 empty] | System | #N/A | [17 empty] | 0 | 0 | 0 | 0 | 0 | 0 | 0 | 0 | 0 | 0 | 0 | 0 | 0 | 0 | 0 | 0 | 0 | 0 | 0 | 0 | 0 | 0 | 0 | 0 | 0 | 0 | 0 | 0 | 0
Residential Energy Efficiency Incentives | [14 empty] | System | #N/A | [17 empty] | 0 | 0 | 0 | 0 | 0 | 0 | 0 | 0 | 0 | 0 | 0 | 0 | 0 | 0 | 0 | 0 | 0 | 0 | 0 | 0 | 0 | 0 | 0 | 0 | 0 | 0 | 0 | 0 | 0
Residential Energy Efficiency Incentives | [14 empty] | System | #N/A | [17 empty] | 0 | 0 | 0 | 0 | 0 | 0 | 0 | 0 | 0 | 0 | 0 | 0 | 0 | 0 | 0 | 0 | 0 | 0 | 0 | 0 | 0 | 0 | 0 | 0 | 0 | 0 | 0 | 0 | 0
Residential Energy Efficiency Incentives | [14 empty] | System | #N/A | [17 empty] | 0 | 0 | 0 | 0 | 0 | 0 | 0 | 0 | 0 | 0 | 0 | 0 | 0 | 0 | 0 | 0 | 0 | 0 | 0 | 0 | 0 | 0 | 0 | 0 | 0 | 0 | 0 | 0 | 0
Residential Energy Efficiency Incentives | [14 empty] | System | #N/A | [17 empty] | 0 | 0 | 0 | 0 | 0 | 0 | 0 | 0 | 0 | 0 | 0 | 0 | 0 | 0 | 0 | 0 | 0 | 0 | 0 | 0 | 0 | 0 | 0 | 0 | 0 | 0 | 0 | 0 | 0
Residential Energy Efficiency Incentives | [14 empty] | System | #N/A | [17 empty] | 0 | 0 | 0 | 0 | 0 | 0 | 0 | 0 | 0 | 0 | 0 | 0 | 0 | 0 | 0 | 0 | 0 | 0 | 0 | 0 | 0 | 0 | 0 | 0 | 0 | 0 | 0 | 0 | 0
Residential Energy Efficiency Incentives | [14 empty] | System | #N/A | [17 empty] | 0 | 0 | 0 | 0 | 0 | 0 | 0 | 0 | 0 | 0 | 0 | 0 | 0 | 0 | 0 | 0 | 0 | 0 | 0 | 0 | 0 | 0 | 0 | 0 | 0 | 0 | 0 | 0 | 0
Residential Energy Efficiency Incentives | [14 empty] | System | #N/A | [17 empty] | 0 | 0 | 0 | 0 | 0 | 0 | 0 | 0 | 0 | 0 | 0 | 0 | 0 | 0 | 0 | 0 | 0 | 0 | 0 | 0 | 0 | 0 | 0 | 0 | 0 | 0 | 0 | 0 | 0
Residential Energy Efficiency Incentives | [14 empty] | System | #N/A | [17 empty] | 0 | 0 | 0 | 0 | 0 | 0 | 0 | 0 | 0 | 0 | 0 | 0 | 0 | 0 | 0 | 0 | 0 | 0 | 0 | 0 | 0 | 0 | 0 | 0 | 0 | 0 | 0 | 0 | 0
Residential Energy Efficiency Incentives | [14 empty] | System | #N/A | [17 empty] | 0 | 0 | 0 | 0 | 0 | 0 | 0 | 0 | 0 | 0 | 0 | 0 | 0 | 0 | 0 | 0 | 0 | 0 | 0 | 0 | 0 | 0 | 0 | 0 | 0 | 0 | 0 | 0 | 0
Residential Energy Efficiency Incentives | [14 empty] | System | #N/A | [17 empty] | 0 | 0 | 0 | 0 | 0 | 0 | 0 | 0 | 0 | 0 | 0 | 0 | 0 | 0 | 0 | 0 | 0 | 0 | 0 | 0 | 0 | 0 | 0 | 0 | 0 | 0 | 0 | 0 | 0
Residential Energy Efficiency Incentives | [14 empty] | System | #N/A | [17 empty] | 0 | 0 | 0 | 0 | 0 | 0 | 0 | 0 | 0 | 0 | 0 | 0 | 0 | 0 | 0 | 0 | 0 | 0 | 0 | 0 | 0 | 0 | 0 | 0 | 0 | 0 | 0 | 0 | 0
Residential Energy Efficiency Incentives | [14 empty] | System | #N/A | [17 empty] | 0 | 0 | 0 | 0 | 0 | 0 | 0 | 0 | 0 | 0 | 0 | 0 | 0 | 0 | 0 | 0 | 0 | 0 | 0 | 0 | 0 | 0 | 0 | 0 | 0 | 0 | 0 | 0 | 0
Residential Energy Efficiency Incentives | [14 empty] | System | #N/A | [17 empty] | 0 | 0 | 0 | 0 | 0 | 0 | 0 | 0 | 0 | 0 | 0 | 0 | 0 | 0 | 0 | 0 | 0 | 0 | 0 | 0 | 0 | 0 | 0 | 0 | 0 | 0 | 0 | 0 | 0
Residential Energy Efficiency Incentives | [14 empty] | System | #N/A | [17 empty] | 0 | 0 | 0 | 0 | 0 | 0 | 0 | 0 | 0 | 0 | 0 | 0 | 0 | 0 | 0 | 0 | 0 | 0 | 0 | 0 | 0 | 0 | 0 | 0 | 0 | 0 | 0 | 0 | 0
Residential Energy Efficiency Incentives | [14 empty] | System | #N/A | [17 empty] | 0 | 0 | 0 | 0 | 0 | 0 | 0 | 0 | 0 | 0 | 0 | 0 | 0 | 0 | 0 | 0 | 0 | 0 | 0 | 0 | 0 | 0 | 0 | 0 | 0 | 0 | 0 | 0 | 0
Residential Energy Efficiency Incentives | [14 empty] | System | #N/A | [17 empty] | 0 | 0 | 0 | 0 | 0 | 0 | 0 | 0 | 0 | 0 | 0 | 0 | 0 | 0 | 0 | 0 | 0 | 0 | 0 | 0 | 0 | 0 | 0 | 0 | 0 | 0 | 0 | 0 | 0
Residential Energy Efficiency Incentives | [14 empty] | System | #N/A | [17 empty] | 0 | 0 | 0 | 0 | 0 | 0 | 0 | 0 | 0 | 0 | 0 | 0 | 0 | 0 | 0 | 0 | 0 | 0 | 0 | 0 | 0 | 0 | 0 | 0 | 0 | 0 | 0 | 0 | 0
Residential Energy Efficiency Incentives | [14 empty] | System | #N/A | [17 empty] | 0 | 0 | 0 | 0 | 0 | 0 | 0 | 0 | 0 | 0 | 0 | 0 | 0 | 0 | 0 | 0 | 0 | 0 | 0 | 0 | 0 | 0 | 0 | 0 | 0 | 0 | 0 | 0 | 0
Residential Energy Efficiency Incentives | [14 empty] | System | #N/A | [17 empty] | 0 | 0 | 0 | 0 | 0 | 0 | 0 | 0 | 0 | 0 | 0 | 0 | 0 | 0 | 0 | 0 | 0 | 0 | 0 | 0 | 0 | 0 | 0 | 0 | 0 | 0 | 0 | 0 | 0
Residential Energy Efficiency Incentives | [14 empty] | System | #N/A | [17 empty] | 0 | 0 | 0 | 0 | 0 | 0 | 0 | 0 | 0 | 0 | 0 | 0 | 0 | 0 | 0 | 0 | 0 | 0 | 0 | 0 | 0 | 0 | 0 | 0 | 0 | 0 | 0 | 0 | 0
Residential Energy Efficiency Incentives | [14 empty] | System | #N/A | [17 empty] | 0 | 0 | 0 | 0 | 0 | 0 | 0 | 0 | 0 | 0 | 0 | 0 | 0 | 0 | 0 | 0 | 0 | 0 | 0 | 0 | 0 | 0 | 0 | 0 | 0 | 0 | 0 | 0 | 0
Residential Energy Efficiency Incentives | [14 empty] | System | #N/A | [17 empty] | 0 | 0 | 0 | 0 | 0 | 0 | 0 | 0 | 0 | 0 | 0 | 0 | 0 | 0 | 0 | 0 | 0 | 0 | 0 | 0 | 0 | 0 | 0 | 0 | 0 | 0 | 0 | 0 | 0
Residential Energy Efficiency Incentives | [14 empty] | System | #N/A | [17 empty] | 0 | 0 | 0 | 0 | 0 | 0 | 0 | 0 | 0 | 0 | 0 | 0 | 0 | 0 | 0 | 0 | 0 | 0 | 0 | 0 | 0 | 0 | 0 | 0 | 0 | 0 | 0 | 0 | 0
Residential Energy Efficiency Incentives | [14 empty] | System | #N/A | [17 empty] | 0 | 0 | 0 | 0 | 0 | 0 | 0 | 0 | 0 | 0 | 0 | 0 | 0 | 0 | 0 | 0 | 0 | 0 | 0 | 0 | 0 | 0 | 0 | 0 | 0 | 0 | 0 | 0 | 0
Residential Energy Efficiency Incentives | [14 empty] | System | #N/A | [17 empty] | 0 | 0 | 0 | 0 | 0 | 0 | 0 | 0 | 0 | 0 | 0 | 0 | 0 | 0 | 0 | 0 | 0 | 0 | 0 | 0 | 0 | 0 | 0 | 0 | 0 | 0 | 0 | 0 | 0
Residential Energy Efficiency Incentives | [14 empty] | System | #N/A | [17 empty] | 0 | 0 | 0 | 0 | 0 | 0 | 0 | 0 | 0 | 0 | 0 | 0 | 0 | 0 | 0 | 0 | 0 | 0 | 0 | 0 | 0 | 0 | 0 | 0 | 0 | 0 | 0 | 0 | 0
Residential Energy Efficiency Incentives | [14 empty] | System | #N/A | [17 empty] | 0 | 0 | 0 | 0 | 0 | 0 | 0 | 0 | 0 | 0 | 0 | 0 | 0 | 0 | 0 | 0 | 0 | 0 | 0 | 0 | 0 | 0 | 0 | 0 | 0 | 0 | 0 | 0 | 0
Residential Energy Efficiency Incentives | [14 empty] | System | #N/A | [17 empty] | 0 | 0 | 0 | 0 | 0 | 0 | 0 | 0 | 0 | 0 | 0 | 0 | 0 | 0 | 0 | 0 | 0 | 0 | 0 | 0 | 0 | 0 | 0 | 0 | 0 | 0 | 0 | 0 | 0
Residential Energy Efficiency Incentives | [14 empty] | System | #N/A | [17 empty] | 0 | 0 | 0 | 0 | 0 | 0 | 0 | 0 | 0 | 0 | 0 | 0 | 0 | 0 | 0 | 0 | 0 | 0 | 0 | 0 | 0 | 0 | 0 | 0 | 0 | 0 | 0 | 0 | 0
Residential Energy Efficiency Incentives | [14 empty] | System | #N/A | [17 empty] | 0 | 0 | 0 | 0 | 0 | 0 | 0 | 0 | 0 | 0 | 0 | 0 | 0 | 0 | 0 | 0 | 0 | 0 | 0 | 0 | 0 | 0 | 0 | 0 | 0 | 0 | 0 | 0 | 0
Residential Energy Efficiency Incentives | [14 empty] | System | #N/A | [17 empty] | 0 | 0 | 0 | 0 | 0 | 0 | 0 | 0 | 0 | 0 | 0 | 0 | 0 | 0 | 0 | 0 | 0 | 0 | 0 | 0 | 0 | 0 | 0 | 0 | 0 | 0 | 0 | 0 | 0
Residential Energy Efficiency Incentives | [14 empty] | System | #N/A | [17 empty] | 0 | 0 | 0 | 0 | 0 | 0 | 0 | 0 | 0 | 0 | 0 | 0 | 0 | 0 | 0 | 0 | 0 | 0 | 0 | 0 | 0 | 0 | 0 | 0 | 0 | 0 | 0 | 0 | 0
Residential Energy Efficiency Incentives | [14 empty] | System | #N/A | [17 empty] | 0 | 0 | 0 | 0 | 0 | 0 | 0 | 0 | 0 | 0 | 0 | 0 | 0 | 0 | 0 | 0 | 0 | 0 | 0 | 0 | 0 | 0 | 0 | 0 | 0 | 0 | 0 | 0 | 0
Residential Energy Efficiency Incentives | [14 empty] | System | #N/A | [17 empty] | 0 | 0 | 0 | 0 | 0 | 0 | 0 | 0 | 0 | 0 | 0 | 0 | 0 | 0 | 0 | 0 | 0 | 0 | 0 | 0 | 0 | 0 | 0 | 0 | 0 | 0 | 0 | 0 | 0
Residential Energy Efficiency Incentives | [14 empty] | System | #N/A | [17 empty] | 0 | 0 | 0 | 0 | 0 | 0 | 0 | 0 | 0 | 0 | 0 | 0 | 0 | 0 | 0 | 0 | 0 | 0 | 0 | 0 | 0 | 0 | 0 | 0 | 0 | 0 | 0 | 0 | 0
Residential Energy Efficiency Incentives | [14 empty] | System | #N/A | [17 empty] | 0 | 0 | 0 | 0 | 0 | 0 | 0 | 0 | 0 | 0 | 0 | 0 | 0 | 0 | 0 | 0 | 0 | 0 | 0 | 0 | 0 | 0 | 0 | 0 | 0 | 0 | 0 | 0 | 0
Residential Energy Efficiency Incentives | [14 empty] | System | #N/A | [17 empty] | 0 | 0 | 0 | 0 | 0 | 0 | 0 | 0 | 0 | 0 | 0 | 0 | 0 | 0 | 0 | 0 | 0 | 0 | 0 | 0 | 0 | 0 | 0 | 0 | 0 | 0 | 0 | 0 | 0
Residential Energy Efficiency Incentives | [14 empty] | System | #N/A | [17 empty] | 0 | 0 | 0 | 0 | 0 | 0 | 0 | 0 | 0 | 0 | 0 | 0 | 0 | 0 | 0 | 0 | 0 | 0 | 0 | 0 | 0 | 0 | 0 | 0 | 0 | 0 | 0 | 0 | 0
Residential Energy Efficiency Incentives | [14 empty] | System | #N/A | [17 empty] | 0 | 0 | 0 | 0 | 0 | 0 | 0 | 0 | 0 | 0 | 0 | 0 | 0 | 0 | 0 | 0 | 0 | 0 | 0 | 0 | 0 | 0 | 0 | 0 | 0 | 0 | 0 | 0 | 0
Residential Energy Efficiency Incentives | [14 empty] | System | #N/A | [17 empty] | 0 | 0 | 0 | 0 | 0 | 0 | 0 | 0 | 0 | 0 | 0 | 0 | 0 | 0 | 0 | 0 | 0 | 0 | 0 | 0 | 0 | 0 | 0 | 0 | 0 | 0 | 0 | 0 | 0
Residential Energy Efficiency Incentives | [14 empty] | System | #N/A | [17 empty] | 0 | 0 | 0 | 0 | 0 | 0 | 0 | 0 | 0 | 0 | 0 | 0 | 0 | 0 | 0 | 0 | 0 | 0 | 0 | 0 | 0 | 0 | 0 | 0 | 0 | 0 | 0 | 0 | 0
Residential Energy Efficiency Incentives | [14 empty] | System | #N/A | [17 empty] | 0 | 0 | 0 | 0 | 0 | 0 | 0 | 0 | 0 | 0 | 0 | 0 | 0 | 0 | 0 | 0 | 0 | 0 | 0 | 0 | 0 | 0 | 0 | 0 | 0 | 0 | 0 | 0 | 0
Residential Energy Efficiency Incentives | [14 empty] | System | #N/A | [17 empty] | 0 | 0 | 0 | 0 | 0 | 0 | 0 | 0 | 0 | 0 | 0 | 0 | 0 | 0 | 0 | 0 | 0 | 0 | 0 | 0 | 0 | 0 | 0 | 0 | 0 | 0 | 0 | 0 | 0
Residential Energy Efficiency Incentives | [14 empty] | System | #N/A | [17 empty] | 0 | 0 | 0 | 0 | 0 | 0 | 0 | 0 | 0 | 0 | 0 | 0 | 0 | 0 | 0 | 0 | 0 | 0 | 0 | 0 | 0 | 0 | 0 | 0 | 0 | 0 | 0 | 0 | 0
Residential Energy Efficiency Incentives | [14 empty] | System | #N/A | [17 empty] | 0 | 0 | 0 | 0 | 0 | 0 | 0 | 0 | 0 | 0 | 0 | 0 | 0 | 0 | 0 | 0 | 0 | 0 | 0 | 0 | 0 | 0 | 0 | 0 | 0 | 0 | 0 | 0 | 0
Residential Energy Efficiency Incentives | [14 empty] | System | #N/A | [17 empty] | 0 | 0 | 0 | 0 | 0 | 0 | 0 | 0 | 0 | 0 | 0 | 0 | 0 | 0 | 0 | 0 | 0 | 0 | 0 | 0 | 0 | 0 | 0 | 0 | 0 | 0 | 0 | 0 | 0
Residential Energy Efficiency Incentives | [14 empty] | System | #N/A | [17 empty] | 0 | 0 | 0 | 0 | 0 | 0 | 0 | 0 | 0 | 0 | 0 | 0 | 0 | 0 | 0 | 0 | 0 | 0 | 0 | 0 | 0 | 0 | 0 | 0 | 0 | 0 | 0 | 0 | 0
Residential Energy Efficiency Incentives | [14 empty] | System | #N/A | [17 empty] | 0 | 0 | 0 | 0 | 0 | 0 | 0 | 0 | 0 | 0 | 0 | 0 | 0 | 0 | 0 | 0 | 0 | 0 | 0 | 0 | 0 | 0 | 0 | 0 | 0 | 0 | 0 | 0 | 0
Residential Energy Efficiency Incentives | [14 empty] | System | #N/A | [17 empty] | 0 | 0 | 0 | 0 | 0 | 0 | 0 | 0 | 0 | 0 | 0 | 0 | 0 | 0 | 0 | 0 | 0 | 0 | 0 | 0 | 0 | 0 | 0 | 0 | 0 | 0 | 0 | 0 | 0
Residential Energy Efficiency Incentives | [14 empty] | System | #N/A | [17 empty] | 0 | 0 | 0 | 0 | 0 | 0 | 0 | 0 | 0 | 0 | 0 | 0 | 0 | 0 | 0 | 0 | 0 | 0 | 0 | 0 | 0 | 0 | 0 | 0 | 0 | 0 | 0 | 0 | 0
Residential Energy Efficiency Incentives | [14 empty] | System | #N/A | [17 empty] | 0 | 0 | 0 | 0 | 0 | 0 | 0 | 0 | 0 | 0 | 0 | 0 | 0 | 0 | 0 | 0 | 0 | 0 | 0 | 0 | 0 | 0 | 0 | 0 | 0 | 0 | 0 | 0 | 0
Residential Energy Efficiency Incentives | [14 empty] | System | #N/A | [17 empty] | 0 | 0 | 0 | 0 | 0 | 0 | 0 | 0 | 0 | 0 | 0 | 0 | 0 | 0 | 0 | 0 | 0 | 0 | 0 | 0 | 0 | 0 | 0 | 0 | 0 | 0 | 0 | 0 | 0
Residential Energy Efficiency Incentives | [14 empty] | System | #N/A | [17 empty] | 0 | 0 | 0 | 0 | 0 | 0 | 0 | 0 | 0 | 0 | 0 | 0 | 0 | 0 | 0 | 0 | 0 | 0 | 0 | 0 | 0 | 0 | 0 | 0 | 0 | 0 | 0 | 0 | 0
Residential Energy Efficiency Incentives | [14 empty] | System | #N/A | [17 empty] | 0 | 0 | 0 | 0 | 0 | 0 | 0 | 0 | 0 | 0 | 0 | 0 | 0 | 0 | 0 | 0 | 0 | 0 | 0 | 0 | 0 | 0 | 0 | 0 | 0 | 0 | 0 | 0 | 0
Residential Energy Efficiency Incentives | [14 empty] | System | #N/A | [17 empty] | 0 | 0 | 0 | 0 | 0 | 0 | 0 | 0 | 0 | 0 | 0 | 0 | 0 | 0 | 0 | 0 | 0 | 0 | 0 | 0 | 0 | 0 | 0 | 0 | 0 | 0 | 0 | 0 | 0
Residential Energy Efficiency Incentives | [14 empty] | System | #N/A | [17 empty] | 0 | 0 | 0 | 0 | 0 | 0 | 0 | 0 | 0 | 0 | 0 | 0 | 0 | 0 | 0 | 0 | 0 | 0 | 0 | 0 | 0 | 0 | 0 | 0 | 0 | 0 | 0 | 0 | 0
Residential Energy Efficiency Incentives | [14 empty] | System | #N/A | [17 empty] | 0 | 0 | 0 | 0 | 0 | 0 | 0 | 0 | 0 | 0 | 0 | 0 | 0 | 0 | 0 | 0 | 0 | 0 | 0 | 0 | 0 | 0 | 0 | 0 | 0 | 0 | 0 | 0 | 0
Residential Energy Efficiency Incentives | [14 empty] | System | #N/A | [17 empty] | 0 | 0 | 0 | 0 | 0 | 0 | 0 | 0 | 0 | 0 | 0 | 0 | 0 | 0 | 0 | 0 | 0 | 0 | 0 | 0 | 0 | 0 | 0 | 0 | 0 | 0 | 0 | 0 | 0
Residential Energy Efficiency Incentives | [14 empty] | System | #N/A | [17 empty] | 0 | 0 | 0 | 0 | 0 | 0 | 0 | 0 | 0 | 0 | 0 | 0 | 0 | 0 | 0 | 0 | 0 | 0 | 0 | 0 | 0 | 0 | 0 | 0 | 0 | 0 | 0 | 0 | 0
Residential Energy Efficiency Incentives | [14 empty] | System | #N/A | [17 empty] | 0 | 0 | 0 | 0 | 0 | 0 | 0 | 0 | 0 | 0 | 0 | 0 | 0 | 0 | 0 | 0 | 0 | 0 | 0 | 0 | 0 | 0 | 0 | 0 | 0 | 0 | 0 | 0 | 0
Residential Energy Efficiency Incentives | [14 empty] | System | #N/A | [17 empty] | 0 | 0 | 0 | 0 | 0 | 0 | 0 | 0 | 0 | 0 | 0 | 0 | 0 | 0 | 0 | 0 | 0 | 0 | 0 | 0 | 0 | 0 | 0 | 0 | 0 | 0 | 0 | 0 | 0
Residential Energy Efficiency Incentives | [14 empty] | System | #N/A | [17 empty] | 0 | 0 | 0 | 0 | 0 | 0 | 0 | 0 | 0 | 0 | 0 | 0 | 0 | 0 | 0 | 0 | 0 | 0 | 0 | 0 | 0 | 0 | 0 | 0 | 0 | 0 | 0 | 0 | 0
Residential Energy Efficiency Incentives | [14 empty] | System | #N/A | [17 empty] | 0 | 0 | 0 | 0 | 0 | 0 | 0 | 0 | 0 | 0 | 0 | 0 | 0 | 0 | 0 | 0 | 0 | 0 | 0 | 0 | 0 | 0 | 0 | 0 | 0 | 0 | 0 | 0 | 0
Residential Energy Efficiency Incentives | [14 empty] | System | #N/A | [17 empty] | 0 | 0 | 0 | 0 | 0 | 0 | 0 | 0 | 0 | 0 | 0 | 0 | 0 | 0 | 0 | 0 | 0 | 0 | 0 | 0 | 0 | 0 | 0 | 0 | 0 | 0 | 0 | 0 | 0
Residential Energy Efficiency Incentives | [14 empty] | System | #N/A | [17 empty] | 0 | 0 | 0 | 0 | 0 | 0 | 0 | 0 | 0 | 0 | 0 | 0 | 0 | 0 | 0 | 0 | 0 | 0 | 0 | 0 | 0 | 0 | 0 | 0 | 0 | 0 | 0 | 0 | 0
Residential Energy Efficiency Incentives | [14 empty] | System | #N/A | [17 empty] | 0 | 0 | 0 | 0 | 0 | 0 | 0 | 0 | 0 | 0 | 0 | 0 | 0 | 0 | 0 | 0 | 0 | 0 | 0 | 0 | 0 | 0 | 0 | 0 | 0 | 0 | 0 | 0 | 0
Residential Energy Efficiency Incentives | [14 empty] | System | #N/A | [17 empty] | 0 | 0 | 0 | 0 | 0 | 0 | 0 | 0 | 0 | 0 | 0 | 0 | 0 | 0 | 0 | 0 | 0 | 0 | 0 | 0 | 0 | 0 | 0 | 0 | 0 | 0 | 0 | 0 | 0
Residential Energy Efficiency Incentives | [14 empty] | System | #N/A | [17 empty] | 0 | 0 | 0 | 0 | 0 | 0 | 0 | 0 | 0 | 0 | 0 | 0 | 0 | 0 | 0 | 0 | 0 | 0 | 0 | 0 | 0 | 0 | 0 | 0 | 0 | 0 | 0 | 0 | 0
Residential Energy Efficiency Incentives | [14 empty] | System | #N/A | [17 empty] | 0 | 0 | 0 | 0 | 0 | 0 | 0 | 0 | 0 | 0 | 0 | 0 | 0 | 0 | 0 | 0 | 0 | 0 | 0 | 0 | 0 | 0 | 0 | 0 | 0 | 0 | 0 | 0 | 0
Residential Energy Efficiency Incentives | [14 empty] | System | #N/A | [17 empty] | 0 | 0 | 0 | 0 | 0 | 0 | 0 | 0 | 0 | 0 | 0 | 0 | 0 | 0 | 0 | 0 | 0 | 0 | 0 | 0 | 0 | 0 | 0 | 0 | 0 | 0 | 0 | 0 | 0
Residential Energy Efficiency Incentives | [14 empty] | System | #N/A | [17 empty] | 0 | 0 | 0 | 0 | 0 | 0 | 0 | 0 | 0 | 0 | 0 | 0 | 0 | 0 | 0 | 0 | 0 | 0 | 0 | 0 | 0 | 0 | 0 | 0 | 0 | 0 | 0 | 0 | 0
Residential Energy Efficiency Incentives | [14 empty] | System | #N/A | [17 empty] | 0 | 0 | 0 | 0 | 0 | 0 | 0 | 0 | 0 | 0 | 0 | 0 | 0 | 0 | 0 | 0 | 0 | 0 | 0 | 0 | 0 | 0 | 0 | 0 | 0 | 0 | 0 | 0 | 0
Residential Energy Efficiency Incentives | [14 empty] | System | #N/A | [17 empty] | 0 | 0 | 0 | 0 | 0 | 0 | 0 | 0 | 0 | 0 | 0 | 0 | 0 | 0 | 0 | 0 | 0 | 0 | 0 | 0 | 0 | 0 | 0 | 0 | 0 | 0 | 0 | 0 | 0
Residential Energy Efficiency Incentives | [14 empty] | System | #N/A | [17 empty] | 0 | 0 | 0 | 0 | 0 | 0 | 0 | 0 | 0 | 0 | 0 | 0 | 0 | 0 | 0 | 0 | 0 | 0 | 0 | 0 | 0 | 0 | 0 | 0 | 0 | 0 | 0 | 0 | 0
Residential Energy Efficiency Incentives | [14 empty] | System | #N/A | [17 empty] | 0 | 0 | 0 | 0 | 0 | 0 | 0 | 0 | 0 | 0 | 0 | 0 | 0 | 0 | 0 | 0 | 0 | 0 | 0 | 0 | 0 | 0 | 0 | 0 | 0 | 0 | 0 | 0 | 0
Residential Energy Efficiency Incentives | [14 empty] | System | #N/A | [17 empty] | 0 | 0 | 0 | 0 | 0 | 0 | 0 | 0 | 0 | 0 | 0 | 0 | 0 | 0 | 0 | 0 | 0 | 0 | 0 | 0 | 0 | 0 | 0 | 0 | 0 | 0 | 0 | 0 | 0
Residential Energy Efficiency Incentives | [14 empty] | System | #N/A | [17 empty] | 0 | 0 | 0 | 0 | 0 | 0 | 0 | 0 | 0 | 0 | 0 | 0 | 0 | 0 | 0 | 0 | 0 | 0 | 0 | 0 | 0 | 0 | 0 | 0 | 0 | 0 | 0 | 0 | 0
Residential Energy Efficiency Incentives | [14 empty] | System | #N/A | [17 empty] | 0 | 0 | 0 | 0 | 0 | 0 | 0 | 0 | 0 | 0 | 0 | 0 | 0 | 0 | 0 | 0 | 0 | 0 | 0 | 0 | 0 | 0 | 0 | 0 | 0 | 0 | 0 | 0 | 0
Residential Energy Efficiency Incentives | [14 empty] | System | #N/A | [17 empty] | 0 | 0 | 0 | 0 | 0 | 0 | 0 | 0 | 0 | 0 | 0 | 0 | 0 | 0 | 0 | 0 | 0 | 0 | 0 | 0 | 0 | 0 | 0 | 0 | 0 | 0 | 0 | 0 | 0
Residential Energy Efficiency Incentives | [14 empty] | System | #N/A | [17 empty] | 0 | 0 | 0 | 0 | 0 | 0 | 0 | 0 | 0 | 0 | 0 | 0 | 0 | 0 | 0 | 0 | 0 | 0 | 0 | 0 | 0 | 0 | 0 | 0 | 0 | 0 | 0 | 0 | 0
Residential Energy Efficiency Incentives | [14 empty] | System | #N/A | [17 empty] | 0 | 0 | 0 | 0 | 0 | 0 | 0 | 0 | 0 | 0 | 0 | 0 | 0 | 0 | 0 | 0 | 0 | 0 | 0 | 0 | 0 | 0 | 0 | 0 | 0 | 0 | 0 | 0 | 0
Residential Energy Efficiency Incentives | [14 empty] | System | #N/A | [17 empty] | 0 | 0 | 0 | 0 | 0 | 0 | 0 | 0 | 0 | 0 | 0 | 0 | 0 | 0 | 0 | 0 | 0 | 0 | 0 | 0 | 0 | 0 | 0 | 0 | 0 | 0 | 0 | 0 | 0
Residential Energy Efficiency Incentives | [14 empty] | System | #N/A | [17 empty] | 0 | 0 | 0 | 0 | 0 | 0 | 0 | 0 | 0 | 0 | 0 | 0 | 0 | 0 | 0 | 0 | 0 | 0 | 0 | 0 | 0 | 0 | 0 | 0 | 0 | 0 | 0 | 0 | 0
Residential Energy Efficiency Incentives | [14 empty] | System | #N/A | [17 empty] | 0 | 0 | 0 | 0 | 0 | 0 | 0 | 0 | 0 | 0 | 0 | 0 | 0 | 0 | 0 | 0 | 0 | 0 | 0 | 0 | 0 | 0 | 0 | 0 | 0 | 0 | 0 | 0 | 0
Residential Energy Efficiency Incentives | [14 empty] | System | #N/A | [17 empty] | 0 | 0 | 0 | 0 | 0 | 0 | 0 | 0 | 0 | 0 | 0 | 0 | 0 | 0 | 0 | 0 | 0 | 0 | 0 | 0 | 0 | 0 | 0 | 0 | 0 | 0 | 0 | 0 | 0
Residential Energy Efficiency Incentives | [14 empty] | System | #N/A | [17 empty] | 0 | 0 | 0 | 0 | 0 | 0 | 0 | 0 | 0 | 0 | 0 | 0 | 0 | 0 | 0 | 0 | 0 | 0 | 0 | 0 | 0 | 0 | 0 | 0 | 0 | 0 | 0 | 0 | 0
Residential Energy Efficiency Incentives | [14 empty] | System | #N/A | [17 empty] | 0 | 0 | 0 | 0 | 0 | 0 | 0 | 0 | 0 | 0 | 0 | 0 | 0 | 0 | 0 | 0 | 0 | 0 | 0 | 0 | 0 | 0 | 0 | 0 | 0 | 0 | 0 | 0 | 0
Residential Energy Efficiency Incentives | [14 empty] | System | #N/A | [17 empty] | 0 | 0 | 0 | 0 | 0 | 0 | 0 | 0 | 0 | 0 | 0 | 0 | 0 | 0 | 0 | 0 | 0 | 0 | 0 | 0 | 0 | 0 | 0 | 0 | 0 | 0 | 0 | 0 | 0
Residential Energy Efficiency Incentives | [14 empty] | System | #N/A | [17 empty] | 0 | 0 | 0 | 0 | 0 | 0 | 0 | 0 | 0 | 0 | 0 | 0 | 0 | 0 | 0 | 0 | 0 | 0 | 0 | 0 | 0 | 0 | 0 | 0 | 0 | 0 | 0 | 0 | 0
Residential Energy Efficiency Incentives | [14 empty] | System | #N/A | [17 empty] | 0 | 0 | 0 | 0 | 0 | 0 | 0 | 0 | 0 | 0 | 0 | 0 | 0 | 0 | 0 | 0 | 0 | 0 | 0 | 0 | 0 | 0 | 0 | 0 | 0 | 0 | 0 | 0 | 0
Residential Energy Efficiency Incentives | [14 empty] | System | #N/A | [17 empty] | 0 | 0 | 0 | 0 | 0 | 0 | 0 | 0 | 0 | 0 | 0 | 0 | 0 | 0 | 0 | 0 | 0 | 0 | 0 | 0 | 0 | 0 | 0 | 0 | 0 | 0 | 0 | 0 | 0
Residential Energy Efficiency Incentives | [14 empty] | System | #N/A | [17 empty] | 0 | 0 | 0 | 0 | 0 | 0 | 0 | 0 | 0 | 0 | 0 | 0 | 0 | 0 | 0 | 0 | 0 | 0 | 0 | 0 | 0 | 0 | 0 | 0 | 0 | 0 | 0 | 0 | 0
Residential Energy Efficiency Incentives | [14 empty] | System | #N/A | [17 empty] | 0 | 0 | 0 | 0 | 0 | 0 | 0 | 0 | 0 | 0 | 0 | 0 | 0 | 0 | 0 | 0 | 0 | 0 | 0 | 0 | 0 | 0 | 0 | 0 | 0 | 0 | 0 | 0 | 0
Residential Energy Efficiency Incentives | [14 empty] | System | #N/A | [17 empty] | 0 | 0 | 0 | 0 | 0 | 0 | 0 | 0 | 0 | 0 | 0 | 0 | 0 | 0 | 0 | 0 | 0 | 0 | 0 | 0 | 0 | 0 | 0 | 0 | 0 | 0 | 0 | 0 | 0
Residential Energy Efficiency Incentives | [14 empty] | System | #N/A | [17 empty] | 0 | 0 | 0 | 0 | 0 | 0 | 0 | 0 | 0 | 0 | 0 | 0 | 0 | 0 | 0 | 0 | 0 | 0 | 0 | 0 | 0 | 0 | 0 | 0 | 0 | 0 | 0 | 0 | 0
Residential Energy Efficiency Incentives | [14 empty] | System | #N/A | [17 empty] | 0 | 0 | 0 | 0 | 0 | 0 | 0 | 0 | 0 | 0 | 0 | 0 | 0 | 0 | 0 | 0 | 0 | 0 | 0 | 0 | 0 | 0 | 0 | 0 | 0 | 0 | 0 | 0 | 0
Residential Energy Efficiency Incentives | [14 empty] | System | #N/A | [17 empty] | 0 | 0 | 0 | 0 | 0 | 0 | 0 | 0 | 0 | 0 | 0 | 0 | 0 | 0 | 0 | 0 | 0 | 0 | 0 | 0 | 0 | 0 | 0 | 0 | 0 | 0 | 0 | 0 | 0
Residential Energy Efficiency Incentives | [14 empty] | System | #N/A | [17 empty] | 0 | 0 | 0 | 0 | 0 | 0 | 0 | 0 | 0 | 0 | 0 | 0 | 0 | 0 | 0 | 0 | 0 | 0 | 0 | 0 | 0 | 0 | 0 | 0 | 0 | 0 | 0 | 0 | 0
Residential Energy Efficiency Incentives | [14 empty] | System | #N/A | [17 empty] | 0 | 0 | 0 | 0 | 0 | 0 | 0 | 0 | 0 | 0 | 0 | 0 | 0 | 0 | 0 | 0 | 0 | 0 | 0 | 0 | 0 | 0 | 0 | 0 | 0 | 0 | 0 | 0 | 0
Residential Energy Efficiency Incentives | [14 empty] | System | #N/A | [17 empty] | 0 | 0 | 0 | 0 | 0 | 0 | 0 | 0 | 0 | 0 | 0 | 0 | 0 | 0 | 0 | 0 | 0 | 0 | 0 | 0 | 0 | 0 | 0 | 0 | 0 | 0 | 0 | 0 | 0
Residential Energy Efficiency Incentives | [14 empty] | System | #N/A | [17 empty] | 0 | 0 | 0 | 0 | 0 | 0 | 0 | 0 | 0 | 0 | 0 | 0 | 0 | 0 | 0 | 0 | 0 | 0 | 0 | 0 | 0 | 0 | 0 | 0 | 0 | 0 | 0 | 0 | 0
Residential Energy Efficiency Incentives | [14 empty] | System | #N/A | [17 empty] | 0 | 0 | 0 | 0 | 0 | 0 | 0 | 0 | 0 | 0 | 0 | 0 | 0 | 0 | 0 | 0 | 0 | 0 | 0 | 0 | 0 | 0 | 0 | 0 | 0 | 0 | 0 | 0 | 0
Residential Energy Efficiency Incentives | [14 empty] | System | #N/A | [17 empty] | 0 | 0 | 0 | 0 | 0 | 0 | 0 | 0 | 0 | 0 | 0 | 0 | 0 | 0 | 0 | 0 | 0 | 0 | 0 | 0 | 0 | 0 | 0 | 0 | 0 | 0 | 0 | 0 | 0
Residential Energy Efficiency Incentives | [14 empty] | System | #N/A | [17 empty] | 0 | 0 | 0 | 0 | 0 | 0 | 0 | 0 | 0 | 0 | 0 | 0 | 0 | 0 | 0 | 0 | 0 | 0 | 0 | 0 | 0 | 0 | 0 | 0 | 0 | 0 | 0 | 0 | 0
Residential Energy Efficiency Incentives | [14 empty] | System | #N/A | [17 empty] | 0 | 0 | 0 | 0 | 0 | 0 | 0 | 0 | 0 | 0 | 0 | 0 | 0 | 0 | 0 | 0 | 0 | 0 | 0 | 0 | 0 | 0 | 0 | 0 | 0 | 0 | 0 | 0 | 0
Residential Energy Efficiency Incentives | [14 empty] | System | #N/A | [17 empty] | 0 | 0 | 0 | 0 | 0 | 0 | 0 | 0 | 0 | 0 | 0 | 0 | 0 | 0 | 0 | 0 | 0 | 0 | 0 | 0 | 0 | 0 | 0 | 0 | 0 | 0 | 0 | 0 | 0
Residential Energy Efficiency Incentives | [14 empty] | System | #N/A | [17 empty] | 0 | 0 | 0 | 0 | 0 | 0 | 0 | 0 | 0 | 0 | 0 | 0 | 0 | 0 | 0 | 0 | 0 | 0 | 0 | 0 | 0 | 0 | 0 | 0 | 0 | 0 | 0 | 0 | 0
Residential Energy Efficiency Incentives | [14 empty] | System | #N/A | [17 empty] | 0 | 0 | 0 | 0 | 0 | 0 | 0 | 0 | 0 | 0 | 0 | 0 | 0 | 0 | 0 | 0 | 0 | 0 | 0 | 0 | 0 | 0 | 0 | 0 | 0 | 0 | 0 | 0 | 0
Residential Energy Efficiency Incentives | [14 empty] | System | #N/A | [17 empty] | 0 | 0 | 0 | 0 | 0 | 0 | 0 | 0 | 0 | 0 | 0 | 0 | 0 | 0 | 0 | 0 | 0 | 0 | 0 | 0 | 0 | 0 | 0 | 0 | 0 | 0 | 0 | 0 | 0
Residential Energy Efficiency Incentives | [14 empty] | System | #N/A | [17 empty] | 0 | 0 | 0 | 0 | 0 | 0 | 0 | 0 | 0 | 0 | 0 | 0 | 0 | 0 | 0 | 0 | 0 | 0 | 0 | 0 | 0 | 0 | 0 | 0 | 0 | 0 | 0 | 0 | 0
Residential Energy Efficiency Incentives | [14 empty] | System | #N/A | [17 empty] | 0 | 0 | 0 | 0 | 0 | 0 | 0 | 0 | 0 | 0 | 0 | 0 | 0 | 0 | 0 | 0 | 0 | 0 | 0 | 0 | 0 | 0 | 0 | 0 | 0 | 0 | 0 | 0 | 0
Residential Energy Efficiency Incentives | [14 empty] | System | #N/A | [17 empty] | 0 | 0 | 0 | 0 | 0 | 0 | 0 | 0 | 0 | 0 | 0 | 0 | 0 | 0 | 0 | 0 | 0 | 0 | 0 | 0 | 0 | 0 | 0 | 0 | 0 | 0 | 0 | 0 | 0
Residential Energy Efficiency Incentives | [14 empty] | System | #N/A | [17 empty] | 0 | 0 | 0 | 0 | 0 | 0 | 0 | 0 | 0 | 0 | 0 | 0 | 0 | 0 | 0 | 0 | 0 | 0 | 0 | 0 | 0 | 0 | 0 | 0 | 0 | 0 | 0 | 0 | 0
Residential Energy Efficiency Incentives | [14 empty] | System | #N/A | [17 empty] | 0 | 0 | 0 | 0 | 0 | 0 | 0 | 0 | 0 | 0 | 0 | 0 | 0 | 0 | 0 | 0 | 0 | 0 | 0 | 0 | 0 | 0 | 0 | 0 | 0 | 0 | 0 | 0 | 0
Residential Energy Efficiency Incentives | [14 empty] | System | #N/A | [17 empty] | 0 | 0 | 0 | 0 | 0 | 0 | 0 | 0 | 0 | 0 | 0 | 0 | 0 | 0 | 0 | 0 | 0 | 0 | 0 | 0 | 0 | 0 | 0 | 0 | 0 | 0 | 0 | 0 | 0
Residential Energy Efficiency Incentives | [14 empty] | System | #N/A | [17 empty] | 0 | 0 | 0 | 0 | 0 | 0 | 0 | 0 | 0 | 0 | 0 | 0 | 0 | 0 | 0 | 0 | 0 | 0 | 0 | 0 | 0 | 0 | 0 | 0 | 0 | 0 | 0 | 0 | 0
Residential Energy Efficiency Incentives | [14 empty] | System | #N/A | [17 empty] | 0 | 0 | 0 | 0 | 0 | 0 | 0 | 0 | 0 | 0 | 0 | 0 | 0 | 0 | 0 | 0 | 0 | 0 | 0 | 0 | 0 | 0 | 0 | 0 | 0 | 0 | 0 | 0 | 0
Residential Energy Efficiency Incentives | [14 empty] | System | #N/A | [17 empty] | 0 | 0 | 0 | 0 | 0 | 0 | 0 | 0 | 0 | 0 | 0 | 0 | 0 | 0 | 0 | 0 | 0 | 0 | 0 | 0 | 0 | 0 | 0 | 0 | 0 | 0 | 0 | 0 | 0
Residential Energy Efficiency Incentives | [14 empty] | System | #N/A | [17 empty] | 0 | 0 | 0 | 0 | 0 | 0 | 0 | 0 | 0 | 0 | 0 | 0 | 0 | 0 | 0 | 0 | 0 | 0 | 0 | 0 | 0 | 0 | 0 | 0 | 0 | 0 | 0 | 0 | 0
Residential Energy Efficiency Incentives | [14 empty] | System | #N/A | [17 empty] | 0 | 0 | 0 | 0 | 0 | 0 | 0 | 0 | 0 | 0 | 0 | 0 | 0 | 0 | 0 | 0 | 0 | 0 | 0 | 0 | 0 | 0 | 0 | 0 | 0 | 0 | 0 | 0 | 0
Residential Energy Efficiency Incentives | [14 empty] | System | #N/A | [17 empty] | 0 | 0 | 0 | 0 | 0 | 0 | 0 | 0 | 0 | 0 | 0 | 0 | 0 | 0 | 0 | 0 | 0 | 0 | 0 | 0 | 0 | 0 | 0 | 0 | 0 | 0 | 0 | 0 | 0
Residential Energy Efficiency Incentives | [14 empty] | System | #N/A | [17 empty] | 0 | 0 | 0 | 0 | 0 | 0 | 0 | 0 | 0 | 0 | 0 | 0 | 0 | 0 | 0 | 0 | 0 | 0 | 0 | 0 | 0 | 0 | 0 | 0 | 0 | 0 | 0 | 0 | 0
Residential Energy Efficiency Incentives | [14 empty] | System | #N/A | [17 empty] | 0 | 0 | 0 | 0 | 0 | 0 | 0 | 0 | 0 | 0 | 0 | 0 | 0 | 0 | 0 | 0 | 0 | 0 | 0 | 0 | 0 | 0 | 0 | 0 | 0 | 0 | 0 | 0 | 0
Residential Energy Efficiency Incentives | [14 empty] | System | #N/A | [17 empty] | 0 | 0 | 0 | 0 | 0 | 0 | 0 | 0 | 0 | 0 | 0 | 0 | 0 | 0 | 0 | 0 | 0 | 0 | 0 | 0 | 0 | 0 | 0 | 0 | 0 | 0 | 0 | 0 | 0
Residential Energy Efficiency Incentives | [14 empty] | System | #N/A | [17 empty] | 0 | 0 | 0 | 0 | 0 | 0 | 0 | 0 | 0 | 0 | 0 | 0 | 0 | 0 | 0 | 0 | 0 | 0 | 0 | 0 | 0 | 0 | 0 | 0 | 0 | 0 | 0 | 0 | 0
Residential Energy Efficiency Incentives | [14 empty] | System | #N/A | [17 empty] | 0 | 0 | 0 | 0 | 0 | 0 | 0 | 0 | 0 | 0 | 0 | 0 | 0 | 0 | 0 | 0 | 0 | 0 | 0 | 0 | 0 | 0 | 0 | 0 | 0 | 0 | 0 | 0 | 0
Residential Energy Efficiency Incentives | [14 empty] | System | #N/A | [17 empty] | 0 | 0 | 0 | 0 | 0 | 0 | 0 | 0 | 0 | 0 | 0 | 0 | 0 | 0 | 0 | 0 | 0 | 0 | 0 | 0 | 0 | 0 | 0 | 0 | 0 | 0 | 0 | 0 | 0
Residential Energy Efficiency Incentives | [14 empty] | System | #N/A | [17 empty] | 0 | 0 | 0 | 0 | 0 | 0 | 0 | 0 | 0 | 0 | 0 | 0 | 0 | 0 | 0 | 0 | 0 | 0 | 0 | 0 | 0 | 0 | 0 | 0 | 0 | 0 | 0 | 0 | 0
Residential Energy Efficiency Incentives | [14 empty] | System | #N/A | [17 empty] | 0 | 0 | 0 | 0 | 0 | 0 | 0 | 0 | 0 | 0 | 0 | 0 | 0 | 0 | 0 | 0 | 0 | 0 | 0 | 0 | 0 | 0 | 0 | 0 | 0 | 0 | 0 | 0 | 0
Residential Energy Efficiency Incentives | [14 empty] | System | #N/A | [17 empty] | 0 | 0 | 0 | 0 | 0 | 0 | 0 | 0 | 0 | 0 | 0 | 0 | 0 | 0 | 0 | 0 | 0 | 0 | 0 | 0 | 0 | 0 | 0 | 0 | 0 | 0 | 0 | 0 | 0
Residential Energy Efficiency Incentives | [14 empty] | System | #N/A | [17 empty] | 0 | 0 | 0 | 0 | 0 | 0 | 0 | 0 | 0 | 0 | 0 | 0 | 0 | 0 | 0 | 0 | 0 | 0 | 0 | 0 | 0 | 0 | 0 | 0 | 0 | 0 | 0 | 0 | 0
Residential Energy Efficiency Incentives | [14 empty] | System | #N/A | [17 empty] | 0 | 0 | 0 | 0 | 0 | 0 | 0 | 0 | 0 | 0 | 0 | 0 | 0 | 0 | 0 | 0 | 0 | 0 | 0 | 0 | 0 | 0 | 0 | 0 | 0 | 0 | 0 | 0 | 0
Residential Energy Efficiency Incentives | [14 empty] | System | #N/A | [17 empty] | 0 | 0 | 0 | 0 | 0 | 0 | 0 | 0 | 0 | 0 | 0 | 0 | 0 | 0 | 0 | 0 | 0 | 0 | 0 | 0 | 0 | 0 | 0 | 0 | 0 | 0 | 0 | 0 | 0
Residential Energy Efficiency Incentives | [14 empty] | System | #N/A | [17 empty] | 0 | 0 | 0 | 0 | 0 | 0 | 0 | 0 | 0 | 0 | 0 | 0 | 0 | 0 | 0 | 0 | 0 | 0 | 0 | 0 | 0 | 0 | 0 | 0 | 0 | 0 | 0 | 0 | 0
Residential Energy Efficiency Incentives | [14 empty] | System | #N/A | [17 empty] | 0 | 0 | 0 | 0 | 0 | 0 | 0 | 0 | 0 | 0 | 0 | 0 | 0 | 0 | 0 | 0 | 0 | 0 | 0 | 0 | 0 | 0 | 0 | 0 | 0 | 0 | 0 | 0 | 0
Residential Energy Efficiency Incentives | [14 empty] | System | #N/A | [17 empty] | 0 | 0 | 0 | 0 | 0 | 0 | 0 | 0 | 0 | 0 | 0 | 0 | 0 | 0 | 0 | 0 | 0 | 0 | 0 | 0 | 0 | 0 | 0 | 0 | 0 | 0 | 0 | 0 | 0
Residential Energy Efficiency Incentives | [14 empty] | System | #N/A | [17 empty] | 0 | 0 | 0 | 0 | 0 | 0 | 0 | 0 | 0 | 0 | 0 | 0 | 0 | 0 | 0 | 0 | 0 | 0 | 0 | 0 | 0 | 0 | 0 | 0 | 0 | 0 | 0 | 0 | 0
Residential Energy Efficiency Incentives | [14 empty] | System | #N/A | [17 empty] | 0 | 0 | 0 | 0 | 0 | 0 | 0 | 0 | 0 | 0 | 0 | 0 | 0 | 0 | 0 | 0 | 0 | 0 | 0 | 0 | 0 | 0 | 0 | 0 | 0 | 0 | 0 | 0 | 0
Residential Energy Efficiency Incentives | [14 empty] | System | #N/A | [17 empty] | 0 | 0 | 0 | 0 | 0 | 0 | 0 | 0 | 0 | 0 | 0 | 0 | 0 | 0 | 0 | 0 | 0 | 0 | 0 | 0 | 0 | 0 | 0 | 0 | 0 | 0 | 0 | 0 | 0
Residential Energy Efficiency Incentives | [14 empty] | System | #N/A | [17 empty] | 0 | 0 | 0 | 0 | 0 | 0 | 0 | 0 | 0 | 0 | 0 | 0 | 0 | 0 | 0 | 0 | 0 | 0 | 0 | 0 | 0 | 0 | 0 | 0 | 0 | 0 | 0 | 0 | 0
Residential Energy Efficiency Incentives | [14 empty] | System | #N/A | [17 empty] | 0 | 0 | 0 | 0 | 0 | 0 | 0 | 0 | 0 | 0 | 0 | 0 | 0 | 0 | 0 | 0 | 0 | 0 | 0 | 0 | 0 | 0 | 0 | 0 | 0 | 0 | 0 | 0 | 0
Residential Energy Efficiency Incentives | [14 empty] | System | #N/A | [17 empty] | 0 | 0 | 0 | 0 | 0 | 0 | 0 | 0 | 0 | 0 | 0 | 0 | 0 | 0 | 0 | 0 | 0 | 0 | 0 | 0 | 0 | 0 | 0 | 0 | 0 | 0 | 0 | 0 | 0
Residential Energy Efficiency Incentives | [14 empty] | System | #N/A | [17 empty] | 0 | 0 | 0 | 0 | 0 | 0 | 0 | 0 | 0 | 0 | 0 | 0 | 0 | 0 | 0 | 0 | 0 | 0 | 0 | 0 | 0 | 0 | 0 | 0 | 0 | 0 | 0 | 0 | 0
Residential Energy Efficiency Incentives | [14 empty] | System | #N/A | [17 empty] | 0 | 0 | 0 | 0 | 0 | 0 | 0 | 0 | 0 | 0 | 0 | 0 | 0 | 0 | 0 | 0 | 0 | 0 | 0 | 0 | 0 | 0 | 0 | 0 | 0 | 0 | 0 | 0 | 0
Residential Energy Efficiency Incentives | [14 empty] | System | #N/A | [17 empty] | 0 | 0 | 0 | 0 | 0 | 0 | 0 | 0 | 0 | 0 | 0 | 0 | 0 | 0 | 0 | 0 | 0 | 0 | 0 | 0 | 0 | 0 | 0 | 0 | 0 | 0 | 0 | 0 | 0
Residential Energy Efficiency Incentives | [14 empty] | System | #N/A | [17 empty] | 0 | 0 | 0 | 0 | 0 | 0 | 0 | 0 | 0 | 0 | 0 | 0 | 0 | 0 | 0 | 0 | 0 | 0 | 0 | 0 | 0 | 0 | 0 | 0 | 0 | 0 | 0 | 0 | 0
Residential Energy Efficiency Incentives | [14 empty] | System | #N/A | [17 empty] | 0 | 0 | 0 | 0 | 0 | 0 | 0 | 0 | 0 | 0 | 0 | 0 | 0 | 0 | 0 | 0 | 0 | 0 | 0 | 0 | 0 | 0 | 0 | 0 | 0 | 0 | 0 | 0 | 0
Residential Energy Efficiency Incentives | [14 empty] | System | #N/A | [17 empty] | 0 | 0 | 0 | 0 | 0 | 0 | 0 | 0 | 0 | 0 | 0 | 0 | 0 | 0 | 0 | 0 | 0 | 0 | 0 | 0 | 0 | 0 | 0 | 0 | 0 | 0 | 0 | 0 | 0
Residential Energy Efficiency Incentives | [14 empty] | System | #N/A | [17 empty] | 0 | 0 | 0 | 0 | 0 | 0 | 0 | 0 | 0 | 0 | 0 | 0 | 0 | 0 | 0 | 0 | 0 | 0 | 0 | 0 | 0 | 0 | 0 | 0 | 0 | 0 | 0 | 0 | 0
Residential Energy Efficiency Incentives | [14 empty] | System | #N/A | [17 empty] | 0 | 0 | 0 | 0 | 0 | 0 | 0 | 0 | 0 | 0 | 0 | 0 | 0 | 0 | 0 | 0 | 0 | 0 | 0 | 0 | 0 | 0 | 0 | 0 | 0 | 0 | 0 | 0 | 0
Residential Energy Efficiency Incentives | [14 empty] | System | #N/A | [17 empty] | 0 | 0 | 0 | 0 | 0 | 0 | 0 | 0 | 0 | 0 | 0 | 0 | 0 | 0 | 0 | 0 | 0 | 0 | 0 | 0 | 0 | 0 | 0 | 0 | 0 | 0 | 0 | 0 | 0
Residential Energy Efficiency Incentives | [14 empty] | System | #N/A | [17 empty] | 0 | 0 | 0 | 0 | 0 | 0 | 0 | 0 | 0 | 0 | 0 | 0 | 0 | 0 | 0 | 0 | 0 | 0 | 0 | 0 | 0 | 0 | 0 | 0 | 0 | 0 | 0 | 0 | 0
Residential Energy Efficiency Incentives | [14 empty] | System | #N/A | [17 empty] | 0 | 0 | 0 | 0 | 0 | 0 | 0 | 0 | 0 | 0 | 0 | 0 | 0 | 0 | 0 | 0 | 0 | 0 | 0 | 0 | 0 | 0 | 0 | 0 | 0 | 0 | 0 | 0 | 0
Residential Energy Efficiency Incentives | [14 empty] | System | #N/A | [17 empty] | 0 | 0 | 0 | 0 | 0 | 0 | 0 | 0 | 0 | 0 | 0 | 0 | 0 | 0 | 0 | 0 | 0 | 0 | 0 | 0 | 0 | 0 | 0 | 0 | 0 | 0 | 0 | 0 | 0
Residential Energy Efficiency Incentives | [14 empty] | System | #N/A | [17 empty] | 0 | 0 | 0 | 0 | 0 | 0 | 0 | 0 | 0 | 0 | 0 | 0 | 0 | 0 | 0 | 0 | 0 | 0 | 0 | 0 | 0 | 0 | 0 | 0 | 0 | 0 | 0 | 0 | 0
Residential Energy Efficiency Incentives | [14 empty] | System | #N/A | [17 empty] | 0 | 0 | 0 | 0 | 0 | 0 | 0 | 0 | 0 | 0 | 0 | 0 | 0 | 0 | 0 | 0 | 0 | 0 | 0 | 0 | 0 | 0 | 0 | 0 | 0 | 0 | 0 | 0 | 0
Residential Energy Efficiency Incentives | [14 empty] | System | #N/A | [17 empty] | 0 | 0 | 0 | 0 | 0 | 0 | 0 | 0 | 0 | 0 | 0 | 0 | 0 | 0 | 0 | 0 | 0 | 0 | 0 | 0 | 0 | 0 | 0 | 0 | 0 | 0 | 0 | 0 | 0
Residential Energy Efficiency Incentives | [14 empty] | System | #N/A | [17 empty] | 0 | 0 | 0 | 0 | 0 | 0 | 0 | 0 | 0 | 0 | 0 | 0 | 0 | 0 | 0 | 0 | 0 | 0 | 0 | 0 | 0 | 0 | 0 | 0 | 0 | 0 | 0 | 0 | 0
Residential Energy Efficiency Incentives | [14 empty] | System | #N/A | [17 empty] | 0 | 0 | 0 | 0 | 0 | 0 | 0 | 0 | 0 | 0 | 0 | 0 | 0 | 0 | 0 | 0 | 0 | 0 | 0 | 0 | 0 | 0 | 0 | 0 | 0 | 0 | 0 | 0 | 0
Residential Energy Efficiency Incentives | [14 empty] | System | #N/A | [17 empty] | 0 | 0 | 0 | 0 | 0 | 0 | 0 | 0 | 0 | 0 | 0 | 0 | 0 | 0 | 0 | 0 | 0 | 0 | 0 | 0 | 0 | 0 | 0 | 0 | 0 | 0 | 0 | 0 | 0
Residential Energy Efficiency Incentives | [14 empty] | System | #N/A | [17 empty] | 0 | 0 | 0 | 0 | 0 | 0 | 0 | 0 | 0 | 0 | 0 | 0 | 0 | 0 | 0 | 0 | 0 | 0 | 0 | 0 | 0 | 0 | 0 | 0 | 0 | 0 | 0 | 0 | 0
Residential Energy Efficiency Incentives | [14 empty] | System | #N/A | [17 empty] | 0 | 0 | 0 | 0 | 0 | 0 | 0 | 0 | 0 | 0 | 0 | 0 | 0 | 0 | 0 | 0 | 0 | 0 | 0 | 0 | 0 | 0 | 0 | 0 | 0 | 0 | 0 | 0 | 0
Residential Energy Efficiency Incentives | [14 empty] | System | #N/A | [17 empty] | 0 | 0 | 0 | 0 | 0 | 0 | 0 | 0 | 0 | 0 | 0 | 0 | 0 | 0 | 0 | 0 | 0 | 0 | 0 | 0 | 0 | 0 | 0 | 0 | 0 | 0 | 0 | 0 | 0
Residential Energy Efficiency Incentives | [14 empty] | System | #N/A | [17 empty] | 0 | 0 | 0 | 0 | 0 | 0 | 0 | 0 | 0 | 0 | 0 | 0 | 0 | 0 | 0 | 0 | 0 | 0 | 0 | 0 | 0 | 0 | 0 | 0 | 0 | 0 | 0 | 0 | 0
Residential Energy Efficiency Incentives | [14 empty] | System | #N/A | [17 empty] | 0 | 0 | 0 | 0 | 0 | 0 | 0 | 0 | 0 | 0 | 0 | 0 | 0 | 0 | 0 | 0 | 0 | 0 | 0 | 0 | 0 | 0 | 0 | 0 | 0 | 0 | 0 | 0 | 0
Residential Energy Efficiency Incentives | [14 empty] | System | #N/A | [17 empty] | 0 | 0 | 0 | 0 | 0 | 0 | 0 | 0 | 0 | 0 | 0 | 0 | 0 | 0 | 0 | 0 | 0 | 0 | 0 | 0 | 0 | 0 | 0 | 0 | 0 | 0 | 0 | 0 | 0
Residential Energy Efficiency Incentives | [14 empty] | System | #N/A | [17 empty] | 0 | 0 | 0 | 0 | 0 | 0 | 0 | 0 | 0 | 0 | 0 | 0 | 0 | 0 | 0 | 0 | 0 | 0 | 0 | 0 | 0 | 0 | 0 | 0 | 0 | 0 | 0 | 0 | 0
Residential Energy Efficiency Incentives | [14 empty] | System | #N/A | [17 empty] | 0 | 0 | 0 | 0 | 0 | 0 | 0 | 0 | 0 | 0 | 0 | 0 | 0 | 0 | 0 | 0 | 0 | 0 | 0 | 0 | 0 | 0 | 0 | 0 | 0 | 0 | 0 | 0 | 0
Residential Energy Efficiency Incentives | [14 empty] | System | #N/A | [17 empty] | 0 | 0 | 0 | 0 | 0 | 0 | 0 | 0 | 0 | 0 | 0 | 0 | 0 | 0 | 0 | 0 | 0 | 0 | 0 | 0 | 0 | 0 | 0 | 0 | 0 | 0 | 0 | 0 | 0
Residential Energy Efficiency Incentives | [14 empty] | System | #N/A | [17 empty] | 0 | 0 | 0 | 0 | 0 | 0 | 0 | 0 | 0 | 0 | 0 | 0 | 0 | 0 | 0 | 0 | 0 | 0 | 0 | 0 | 0 | 0 | 0 | 0 | 0 | 0 | 0 | 0 | 0
Residential Energy Efficiency Incentives | [14 empty] | System | #N/A | [17 empty] | 0 | 0 | 0 | 0 | 0 | 0 | 0 | 0 | 0 | 0 | 0 | 0 | 0 | 0 | 0 | 0 | 0 | 0 | 0 | 0 | 0 | 0 | 0 | 0 | 0 | 0 | 0 | 0 | 0
Residential Energy Efficiency Incentives | [14 empty] | System | #N/A | [17 empty] | 0 | 0 | 0 | 0 | 0 | 0 | 0 | 0 | 0 | 0 | 0 | 0 | 0 | 0 | 0 | 0 | 0 | 0 | 0 | 0 | 0 | 0 | 0 | 0 | 0 | 0 | 0 | 0 | 0
Residential Energy Efficiency Incentives | [14 empty] | System | #N/A | [17 empty] | 0 | 0 | 0 | 0 | 0 | 0 | 0 | 0 | 0 | 0 | 0 | 0 | 0 | 0 | 0 | 0 | 0 | 0 | 0 | 0 | 0 | 0 | 0 | 0 | 0 | 0 | 0 | 0 | 0
Residential Energy Efficiency Incentives | [14 empty] | System | #N/A | [17 empty] | 0 | 0 | 0 | 0 | 0 | 0 | 0 | 0 | 0 | 0 | 0 | 0 | 0 | 0 | 0 | 0 | 0 | 0 | 0 | 0 | 0 | 0 | 0 | 0 | 0 | 0 | 0 | 0 | 0
Residential Energy Efficiency Incentives | [14 empty] | System | #N/A | [17 empty] | 0 | 0 | 0 | 0 | 0 | 0 | 0 | 0 | 0 | 0 | 0 | 0 | 0 | 0 | 0 | 0 | 0 | 0 | 0 | 0 | 0 | 0 | 0 | 0 | 0 | 0 | 0 | 0 | 0
Residential Energy Efficiency Incentives | [14 empty] | System | #N/A | [17 empty] | 0 | 0 | 0 | 0 | 0 | 0 | 0 | 0 | 0 | 0 | 0 | 0 | 0 | 0 | 0 | 0 | 0 | 0 | 0 | 0 | 0 | 0 | 0 | 0 | 0 | 0 | 0 | 0 | 0
Residential Energy Efficiency Incentives | [14 empty] | System | #N/A | [17 empty] | 0 | 0 | 0 | 0 | 0 | 0 | 0 | 0 | 0 | 0 | 0 | 0 | 0 | 0 | 0 | 0 | 0 | 0 | 0 | 0 | 0 | 0 | 0 | 0 | 0 | 0 | 0 | 0 | 0
Residential Energy Efficiency Incentives | [14 empty] | System | #N/A | [17 empty] | 0 | 0 | 0 | 0 | 0 | 0 | 0 | 0 | 0 | 0 | 0 | 0 | 0 | 0 | 0 | 0 | 0 | 0 | 0 | 0 | 0 | 0 | 0 | 0 | 0 | 0 | 0 | 0 | 0
Residential Energy Efficiency Incentives | [14 empty] | System | #N/A | [17 empty] | 0 | 0 | 0 | 0 | 0 | 0 | 0 | 0 | 0 | 0 | 0 | 0 | 0 | 0 | 0 | 0 | 0 | 0 | 0 | 0 | 0 | 0 | 0 | 0 | 0 | 0 | 0 | 0 | 0
Residential Energy Efficiency Incentives | [14 empty] | System | #N/A | [17 empty] | 0 | 0 | 0 | 0 | 0 | 0 | 0 | 0 | 0 | 0 | 0 | 0 | 0 | 0 | 0 | 0 | 0 | 0 | 0 | 0 | 0 | 0 | 0 | 0 | 0 | 0 | 0 | 0 | 0
Residential Energy Efficiency Incentives | [14 empty] | System | #N/A | [17 empty] | 0 | 0 | 0 | 0 | 0 | 0 | 0 | 0 | 0 | 0 | 0 | 0 | 0 | 0 | 0 | 0 | 0 | 0 | 0 | 0 | 0 | 0 | 0 | 0 | 0 | 0 | 0 | 0 | 0
Residential Energy Efficiency Incentives | [14 empty] | System | #N/A | [17 empty] | 0 | 0 | 0 | 0 | 0 | 0 | 0 | 0 | 0 | 0 | 0 | 0 | 0 | 0 | 0 | 0 | 0 | 0 | 0 | 0 | 0 | 0 | 0 | 0 | 0 | 0 | 0 | 0 | 0
Residential Energy Efficiency Incentives | [14 empty] | System | #N/A | [17 empty] | 0 | 0 | 0 | 0 | 0 | 0 | 0 | 0 | 0 | 0 | 0 | 0 | 0 | 0 | 0 | 0 | 0 | 0 | 0 | 0 | 0 | 0 | 0 | 0 | 0 | 0 | 0 | 0 | 0
Residential Energy Efficiency Incentives | [15 empty] | #N/A | [17 empty] | 0 | 0 | 0 | 0 | 0 | 0 | 0 | 0 | 0 | 0 | 0 | 0 | 0 | 0 | 0 | 0 | 0 | 0 | 0 | 0 | 0 | 0 | 0 | 0 | 0 | 0 | 0 | 0 | 0
Residential Energy Efficiency Incentives | [15 empty] | #N/A | [17 empty] | 0 | 0 | 0 | 0 | 0 | 0 | 0 | 0 | 0 | 0 | 0 | 0 | 0 | 0 | 0 | 0 | 0 | 0 | 0 | 0 | 0 | 0 | 0 | 0 | 0 | 0 | 0 | 0 | 0
Residential Energy Efficiency Incentives | [15 empty] | #N/A | [17 empty] | 0 | 0 | 0 | 0 | 0 | 0 | 0 | 0 | 0 | 0 | 0 | 0 | 0 | 0 | 0 | 0 | 0 | 0 | 0 | 0 | 0 | 0 | 0 | 0 | 0 | 0 | 0 | 0 | 0
Residential Energy Efficiency Incentives | [15 empty] | #N/A | [17 empty] | 0 | 0 | 0 | 0 | 0 | 0 | 0 | 0 | 0 | 0 | 0 | 0 | 0 | 0 | 0 | 0 | 0 | 0 | 0 | 0 | 0 | 0 | 0 | 0 | 0 | 0 | 0 | 0 | 0
Residential Energy Efficiency Incentives | [15 empty] | #N/A | [17 empty] | 0 | 0 | 0 | 0 | 0 | 0 | 0 | 0 | 0 | 0 | 0 | 0 | 0 | 0 | 0 | 0 | 0 | 0 | 0 | 0 | 0 | 0 | 0 | 0 | 0 | 0 | 0 | 0 | 0
Residential Energy Efficiency Incentives | [15 empty] | #N/A | [17 empty] | 0 | 0 | 0 | 0 | 0 | 0 | 0 | 0 | 0 | 0 | 0 | 0 | 0 | 0 | 0 | 0 | 0 | 0 | 0 | 0 | 0 | 0 | 0 | 0 | 0 | 0 | 0 | 0 | 0
Residential Energy Efficiency Incentives | [15 empty] | #N/A | [17 empty] | 0 | 0 | 0 | 0 | 0 | 0 | 0 | 0 | 0 | 0 | 0 | 0 | 0 | 0 | 0 | 0 | 0 | 0 | 0 | 0 | 0 | 0 | 0 | 0 | 0 | 0 | 0 | 0 | 0
Residential Energy Efficiency Incentives | [15 empty] | #N/A | [17 empty] | 0 | 0 | 0 | 0 | 0 | 0 | 0 | 0 | 0 | 0 | 0 | 0 | 0 | 0 | 0 | 0 | 0 | 0 | 0 | 0 | 0 | 0 | 0 | 0 | 0 | 0 | 0 | 0 | 0
Residential Energy Efficiency Incentives | [15 empty] | #N/A | [17 empty] | 0 | 0 | 0 | 0 | 0 | 0 | 0 | 0 | 0 | 0 | 0 | 0 | 0 | 0 | 0 | 0 | 0 | 0 | 0 | 0 | 0 | 0 | 0 | 0 | 0 | 0 | 0 | 0 | 0
Residential Energy Efficiency Incentives | [15 empty] | #N/A | [17 empty] | 0 | 0 | 0 | 0 | 0 | 0 | 0 | 0 | 0 | 0 | 0 | 0 | 0 | 0 | 0 | 0 | 0 | 0 | 0 | 0 | 0 | 0 | 0 | 0 | 0 | 0 | 0 | 0 | 0
Residential Energy Efficiency Incentives | [15 empty] | #N/A | [17 empty] | 0 | 0 | 0 | 0 | 0 | 0 | 0 | 0 | 0 | 0 | 0 | 0 | 0 | 0 | 0 | 0 | 0 | 0 | 0 | 0 | 0 | 0 | 0 | 0 | 0 | 0 | 0 | 0 | 0
Residential Energy Efficiency Incentives | [15 empty] | #N/A | [17 empty] | 0 | 0 | 0 | 0 | 0 | 0 | 0 | 0 | 0 | 0 | 0 | 0 | 0 | 0 | 0 | 0 | 0 | 0 | 0 | 0 | 0 | 0 | 0 | 0 | 0 | 0 | 0 | 0 | 0
Residential Energy Efficiency Incentives | [15 empty] | #N/A | [17 empty] | 0 | 0 | 0 | 0 | 0 | 0 | 0 | 0 | 0 | 0 | 0 | 0 | 0 | 0 | 0 | 0 | 0 | 0 | 0 | 0 | 0 | 0 | 0 | 0 | 0 | 0 | 0 | 0 | 0
Residential Energy Efficiency Incentives | [15 empty] | #N/A | [17 empty] | 0 | 0 | 0 | 0 | 0 | 0 | 0 | 0 | 0 | 0 | 0 | 0 | 0 | 0 | 0 | 0 | 0 | 0 | 0 | 0 | 0 | 0 | 0 | 0 | 0 | 0 | 0 | 0 | 0
Residential Energy Efficiency Incentives | [15 empty] | #N/A | [17 empty] | 0 | 0 | 0 | 0 | 0 | 0 | 0 | 0 | 0 | 0 | 0 | 0 | 0 | 0 | 0 | 0 | 0 | 0 | 0 | 0 | 0 | 0 | 0 | 0 | 0 | 0 | 0 | 0 | 0
Residential Energy Efficiency Incentives | [15 empty] | #N/A | [17 empty] | 0 | 0 | 0 | 0 | 0 | 0 | 0 | 0 | 0 | 0 | 0 | 0 | 0 | 0 | 0 | 0 | 0 | 0 | 0 | 0 | 0 | 0 | 0 | 0 | 0 | 0 | 0 | 0 | 0
Residential Energy Efficiency Incentives | [15 empty] | #N/A | [17 empty] | 0 | 0 | 0 | 0 | 0 | 0 | 0 | 0 | 0 | 0 | 0 | 0 | 0 | 0 | 0 | 0 | 0 | 0 | 0 | 0 | 0 | 0 | 0 | 0 | 0 | 0 | 0 | 0 | 0
Residential Energy Efficiency Incentives | [15 empty] | #N/A | [17 empty] | 0 | 0 | 0 | 0 | 0 | 0 | 0 | 0 | 0 | 0 | 0 | 0 | 0 | 0 | 0 | 0 | 0 | 0 | 0 | 0 | 0 | 0 | 0 | 0 | 0 | 0 | 0 | 0 | 0
Residential Energy Efficiency Incentives | [15 empty] | #N/A | [17 empty] | 0 | 0 | 0 | 0 | 0 | 0 | 0 | 0 | 0 | 0 | 0 | 0 | 0 | 0 | 0 | 0 | 0 | 0 | 0 | 0 | 0 | 0 | 0 | 0 | 0 | 0 | 0 | 0 | 0
Residential Energy Efficiency Incentives | [15 empty] | #N/A | [17 empty] | 0 | 0 | 0 | 0 | 0 | 0 | 0 | 0 | 0 | 0 | 0 | 0 | 0 | 0 | 0 | 0 | 0 | 0 | 0 | 0 | 0 | 0 | 0 | 0 | 0 | 0 | 0 | 0 | 0
Residential Energy Efficiency Incentives | [15 empty] | #N/A | [17 empty] | 0 | 0 | 0 | 0 | 0 | 0 | 0 | 0 | 0 | 0 | 0 | 0 | 0 | 0 | 0 | 0 | 0 | 0 | 0 | 0 | 0 | 0 | 0 | 0 | 0 | 0 | 0 | 0 | 0
Residential Energy Efficiency Incentives | [15 empty] | #N/A | [17 empty] | 0 | 0 | 0 | 0 | 0 | 0 | 0 | 0 | 0 | 0 | 0 | 0 | 0 | 0 | 0 | 0 | 0 | 0 | 0 | 0 | 0 | 0 | 0 | 0 | 0 | 0 | 0 | 0 | 0
Residential Energy Efficiency Incentives | [15 empty] | #N/A | [17 empty] | 0 | 0 | 0 | 0 | 0 | 0 | 0 | 0 | 0 | 0 | 0 | 0 | 0 | 0 | 0 | 0 | 0 | 0 | 0 | 0 | 0 | 0 | 0 | 0 | 0 | 0 | 0 | 0 | 0
Residential Energy Efficiency Incentives | [15 empty] | #N/A | [17 empty] | 0 | 0 | 0 | 0 | 0 | 0 | 0 | 0 | 0 | 0 | 0 | 0 | 0 | 0 | 0 | 0 | 0 | 0 | 0 | 0 | 0 | 0 | 0 | 0 | 0 | 0 | 0 | 0 | 0
Residential Energy Efficiency Incentives | [15 empty] | #N/A | [17 empty] | 0 | 0 | 0 | 0 | 0 | 0 | 0 | 0 | 0 | 0 | 0 | 0 | 0 | 0 | 0 | 0 | 0 | 0 | 0 | 0 | 0 | 0 | 0 | 0 | 0 | 0 | 0 | 0 | 0
Residential Energy Efficiency Incentives | [15 empty] | #N/A | [17 empty] | 0 | 0 | 0 | 0 | 0 | 0 | 0 | 0 | 0 | 0 | 0 | 0 | 0 | 0 | 0 | 0 | 0 | 0 | 0 | 0 | 0 | 0 | 0 | 0 | 0 | 0 | 0 | 0 | 0
Residential Energy Efficiency Incentives | [15 empty] | #N/A | [17 empty] | 0 | 0 | 0 | 0 | 0 | 0 | 0 | 0 | 0 | 0 | 0 | 0 | 0 | 0 | 0 | 0 | 0 | 0 | 0 | 0 | 0 | 0 | 0 | 0 | 0 | 0 | 0 | 0 | 0
Residential Energy Efficiency Incentives | [15 empty] | #N/A | [17 empty] | 0 | 0 | 0 | 0 | 0 | 0 | 0 | 0 | 0 | 0 | 0 | 0 | 0 | 0 | 0 | 0 | 0 | 0 | 0 | 0 | 0 | 0 | 0 | 0 | 0 | 0 | 0 | 0 | 0
Residential Energy Efficiency Incentives | [15 empty] | #N/A | [17 empty] | 0 | 0 | 0 | 0 | 0 | 0 | 0 | 0 | 0 | 0 | 0 | 0 | 0 | 0 | 0 | 0 | 0 | 0 | 0 | 0 | 0 | 0 | 0 | 0 | 0 | 0 | 0 | 0 | 0
Residential Energy Efficiency Incentives | [15 empty] | #N/A | [17 empty] | 0 | 0 | 0 | 0 | 0 | 0 | 0 | 0 | 0 | 0 | 0 | 0 | 0 | 0 | 0 | 0 | 0 | 0 | 0 | 0 | 0 | 0 | 0 | 0 | 0 | 0 | 0 | 0 | 0
Residential Energy Efficiency Incentives | [15 empty] | #N/A | [17 empty] | 0 | 0 | 0 | 0 | 0 | 0 | 0 | 0 | 0 | 0 | 0 | 0 | 0 | 0 | 0 | 0 | 0 | 0 | 0 | 0 | 0 | 0 | 0 | 0 | 0 | 0 | 0 | 0 | 0
Residential Energy Efficiency Incentives | [15 empty] | #N/A | [17 empty] | 0 | 0 | 0 | 0 | 0 | 0 | 0 | 0 | 0 | 0 | 0 | 0 | 0 | 0 | 0 | 0 | 0 | 0 | 0 | 0 | 0 | 0 | 0 | 0 | 0 | 0 | 0 | 0 | 0
Residential Energy Efficiency Incentives | [15 empty] | #N/A | [17 empty] | 0 | 0 | 0 | 0 | 0 | 0 | 0 | 0 | 0 | 0 | 0 | 0 | 0 | 0 | 0 | 0 | 0 | 0 | 0 | 0 | 0 | 0 | 0 | 0 | 0 | 0 | 0 | 0 | 0
Residential Energy Efficiency Incentives | [15 empty] | #N/A | [17 empty] | 0 | 0 | 0 | 0 | 0 | 0 | 0 | 0 | 0 | 0 | 0 | 0 | 0 | 0 | 0 | 0 | 0 | 0 | 0 | 0 | 0 | 0 | 0 | 0 | 0 | 0 | 0 | 0 | 0
Residential Energy Efficiency Incentives | [15 empty] | #N/A | [17 empty] | 0 | 0 | 0 | 0 | 0 | 0 | 0 | 0 | 0 | 0 | 0 | 0 | 0 | 0 | 0 | 0 | 0 | 0 | 0 | 0 | 0 | 0 | 0 | 0 | 0 | 0 | 0 | 0 | 0
Residential Energy Efficiency Incentives | [15 empty] | #N/A | [17 empty] | 0 | 0 | 0 | 0 | 0 | 0 | 0 | 0 | 0 | 0 | 0 | 0 | 0 | 0 | 0 | 0 | 0 | 0 | 0 | 0 | 0 | 0 | 0 | 0 | 0 | 0 | 0 | 0 | 0
Residential Energy Efficiency Incentives | [15 empty] | #N/A | [17 empty] | 0 | 0 | 0 | 0 | 0 | 0 | 0 | 0 | 0 | 0 | 0 | 0 | 0 | 0 | 0 | 0 | 0 | 0 | 0 | 0 | 0 | 0 | 0 | 0 | 0 | 0 | 0 | 0 | 0
Residential Energy Efficiency Incentives | [15 empty] | #N/A | [17 empty] | 0 | 0 | 0 | 0 | 0 | 0 | 0 | 0 | 0 | 0 | 0 | 0 | 0 | 0 | 0 | 0 | 0 | 0 | 0 | 0 | 0 | 0 | 0 | 0 | 0 | 0 | 0 | 0 | 0
Residential Energy Efficiency Incentives | [15 empty] | #N/A | [17 empty] | 0 | 0 | 0 | 0 | 0 | 0 | 0 | 0 | 0 | 0 | 0 | 0 | 0 | 0 | 0 | 0 | 0 | 0 | 0 | 0 | 0 | 0 | 0 | 0 | 0 | 0 | 0 | 0 | 0
Residential Energy Efficiency Incentives | [15 empty] | #N/A | [17 empty] | 0 | 0 | 0 | 0 | 0 | 0 | 0 | 0 | 0 | 0 | 0 | 0 | 0 | 0 | 0 | 0 | 0 | 0 | 0 | 0 | 0 | 0 | 0 | 0 | 0 | 0 | 0 | 0 | 0
Residential Energy Efficiency Incentives | [15 empty] | #N/A | [17 empty] | 0 | 0 | 0 | 0 | 0 | 0 | 0 | 0 | 0 | 0 | 0 | 0 | 0 | 0 | 0 | 0 | 0 | 0 | 0 | 0 | 0 | 0 | 0 | 0 | 0 | 0 | 0 | 0 | 0
Residential Energy Efficiency Incentives | [15 empty] | #N/A | [17 empty] | 0 | 0 | 0 | 0 | 0 | 0 | 0 | 0 | 0 | 0 | 0 | 0 | 0 | 0 | 0 | 0 | 0 | 0 | 0 | 0 | 0 | 0 | 0 | 0 | 0 | 0 | 0 | 0 | 0
Residential Energy Efficiency Incentives | [15 empty] | #N/A | [17 empty] | 0 | 0 | 0 | 0 | 0 | 0 | 0 | 0 | 0 | 0 | 0 | 0 | 0 | 0 | 0 | 0 | 0 | 0 | 0 | 0 | 0 | 0 | 0 | 0 | 0 | 0 | 0 | 0 | 0
Residential Energy Efficiency Incentives | [15 empty] | #N/A | [17 empty] | 0 | 0 | 0 | 0 | 0 | 0 | 0 | 0 | 0 | 0 | 0 | 0 | 0 | 0 | 0 | 0 | 0 | 0 | 0 | 0 | 0 | 0 | 0 | 0 | 0 | 0 | 0 | 0 | 0
Residential Energy Efficiency Incentives | [15 empty] | #N/A | [17 empty] | 0 | 0 | 0 | 0 | 0 | 0 | 0 | 0 | 0 | 0 | 0 | 0 | 0 | 0 | 0 | 0 | 0 | 0 | 0 | 0 | 0 | 0 | 0 | 0 | 0 | 0 | 0 | 0 | 0
Residential Energy Efficiency Incentives | [15 empty] | #N/A | [17 empty] | 0 | 0 | 0 | 0 | 0 | 0 | 0 | 0 | 0 | 0 | 0 | 0 | 0 | 0 | 0 | 0 | 0 | 0 | 0 | 0 | 0 | 0 | 0 | 0 | 0 | 0 | 0 | 0 | 0
Residential Energy Efficiency Incentives | [15 empty] | #N/A | [17 empty] | 0 | 0 | 0 | 0 | 0 | 0 | 0 | 0 | 0 | 0 | 0 | 0 | 0 | 0 | 0 | 0 | 0 | 0 | 0 | 0 | 0 | 0 | 0 | 0 | 0 | 0 | 0 | 0 | 0
Residential Energy Efficiency Incentives | [15 empty] | #N/A | [17 empty] | 0 | 0 | 0 | 0 | 0 | 0 | 0 | 0 | 0 | 0 | 0 | 0 | 0 | 0 | 0 | 0 | 0 | 0 | 0 | 0 | 0 | 0 | 0 | 0 | 0 | 0 | 0 | 0 | 0
Residential Energy Efficiency Incentives | [15 empty] | #N/A | [17 empty] | 0 | 0 | 0 | 0 | 0 | 0 | 0 | 0 | 0 | 0 | 0 | 0 | 0 | 0 | 0 | 0 | 0 | 0 | 0 | 0 | 0 | 0 | 0 | 0 | 0 | 0 | 0 | 0 | 0
Residential Energy Efficiency Incentives | [15 empty] | #N/A | [17 empty] | 0 | 0 | 0 | 0 | 0 | 0 | 0 | 0 | 0 | 0 | 0 | 0 | 0 | 0 | 0 | 0 | 0 | 0 | 0 | 0 | 0 | 0 | 0 | 0 | 0 | 0 | 0 | 0 | 0
Residential Energy Efficiency Incentives | [15 empty] | #N/A | [17 empty] | 0 | 0 | 0 | 0 | 0 | 0 | 0 | 0 | 0 | 0 | 0 | 0 | 0 | 0 | 0 | 0 | 0 | 0 | 0 | 0 | 0 | 0 | 0 | 0 | 0 | 0 | 0 | 0 | 0
Residential Energy Efficiency Incentives | [15 empty] | #N/A | [17 empty] | 0 | 0 | 0 | 0 | 0 | 0 | 0 | 0 | 0 | 0 | 0 | 0 | 0 | 0 | 0 | 0 | 0 | 0 | 0 | 0 | 0 | 0 | 0 | 0 | 0 | 0 | 0 | 0 | 0
Residential Energy Efficiency Incentives | [15 empty] | #N/A | [17 empty] | 0 | 0 | 0 | 0 | 0 | 0 | 0 | 0 | 0 | 0 | 0 | 0 | 0 | 0 | 0 | 0 | 0 | 0 | 0 | 0 | 0 | 0 | 0 | 0 | 0 | 0 | 0 | 0 | 0
Residential Energy Efficiency Incentives | [15 empty] | #N/A | [17 empty] | 0 | 0 | 0 | 0 | 0 | 0 | 0 | 0 | 0 | 0 | 0 | 0 | 0 | 0 | 0 | 0 | 0 | 0 | 0 | 0 | 0 | 0 | 0 | 0 | 0 | 0 | 0 | 0 | 0
Residential Energy Efficiency Incentives | [15 empty] | #N/A | [17 empty] | 0 | 0 | 0 | 0 | 0 | 0 | 0 | 0 | 0 | 0 | 0 | 0 | 0 | 0 | 0 | 0 | 0 | 0 | 0 | 0 | 0 | 0 | 0 | 0 | 0 | 0 | 0 | 0 | 0
Residential Energy Efficiency Incentives | [15 empty] | #N/A | [17 empty] | 0 | 0 | 0 | 0 | 0 | 0 | 0 | 0 | 0 | 0 | 0 | 0 | 0 | 0 | 0 | 0 | 0 | 0 | 0 | 0 | 0 | 0 | 0 | 0 | 0 | 0 | 0 | 0 | 0
Residential Energy Efficiency Incentives | [15 empty] | #N/A | [17 empty] | 0 | 0 | 0 | 0 | 0 | 0 | 0 | 0 | 0 | 0 | 0 | 0 | 0 | 0 | 0 | 0 | 0 | 0 | 0 | 0 | 0 | 0 | 0 | 0 | 0 | 0 | 0 | 0 | 0
Residential Energy Efficiency Incentives | [15 empty] | #N/A | [17 empty] | 0 | 0 | 0 | 0 | 0 | 0 | 0 | 0 | 0 | 0 | 0 | 0 | 0 | 0 | 0 | 0 | 0 | 0 | 0 | 0 | 0 | 0 | 0 | 0 | 0 | 0 | 0 | 0 | 0
Residential Energy Efficiency Incentives | [15 empty] | #N/A | [17 empty] | 0 | 0 | 0 | 0 | 0 | 0 | 0 | 0 | 0 | 0 | 0 | 0 | 0 | 0 | 0 | 0 | 0 | 0 | 0 | 0 | 0 | 0 | 0 | 0 | 0 | 0 | 0 | 0 | 0
Residential Energy Efficiency Incentives | [15 empty] | #N/A | [17 empty] | 0 | 0 | 0 | 0 | 0 | 0 | 0 | 0 | 0 | 0 | 0 | 0 | 0 | 0 | 0 | 0 | 0 | 0 | 0 | 0 | 0 | 0 | 0 | 0 | 0 | 0 | 0 | 0 | 0
Residential Energy Efficiency Incentives | [15 empty] | #N/A | [17 empty] | 0 | 0 | 0 | 0 | 0 | 0 | 0 | 0 | 0 | 0 | 0 | 0 | 0 | 0 | 0 | 0 | 0 | 0 | 0 | 0 | 0 | 0 | 0 | 0 | 0 | 0 | 0 | 0 | 0
Residential Energy Efficiency Incentives | [15 empty] | #N/A | [17 empty] | 0 | 0 | 0 | 0 | 0 | 0 | 0 | 0 | 0 | 0 | 0 | 0 | 0 | 0 | 0 | 0 | 0 | 0 | 0 | 0 | 0 | 0 | 0 | 0 | 0 | 0 | 0 | 0 | 0
Residential Energy Efficiency Incentives | [15 empty] | #N/A | [17 empty] | 0 | 0 | 0 | 0 | 0 | 0 | 0 | 0 | 0 | 0 | 0 | 0 | 0 | 0 | 0 | 0 | 0 | 0 | 0 | 0 | 0 | 0 | 0 | 0 | 0 | 0 | 0 | 0 | 0
Residential Energy Efficiency Incentives | [15 empty] | #N/A | [17 empty] | 0 | 0 | 0 | 0 | 0 | 0 | 0 | 0 | 0 | 0 | 0 | 0 | 0 | 0 | 0 | 0 | 0 | 0 | 0 | 0 | 0 | 0 | 0 | 0 | 0 | 0 | 0 | 0 | 0
Residential Energy Efficiency Incentives | [15 empty] | #N/A | [17 empty] | 0 | 0 | 0 | 0 | 0 | 0 | 0 | 0 | 0 | 0 | 0 | 0 | 0 | 0 | 0 | 0 | 0 | 0 | 0 | 0 | 0 | 0 | 0 | 0 | 0 | 0 | 0 | 0 | 0
Residential Energy Efficiency Incentives | [15 empty] | #N/A | [17 empty] | 0 | 0 | 0 | 0 | 0 | 0 | 0 | 0 | 0 | 0 | 0 | 0 | 0 | 0 | 0 | 0 | 0 | 0 | 0 | 0 | 0 | 0 | 0 | 0 | 0 | 0 | 0 | 0 | 0
Residential Energy Efficiency Incentives | [15 empty] | #N/A | [17 empty] | 0 | 0 | 0 | 0 | 0 | 0 | 0 | 0 | 0 | 0 | 0 | 0 | 0 | 0 | 0 | 0 | 0 | 0 | 0 | 0 | 0 | 0 | 0 | 0 | 0 | 0 | 0 | 0 | 0
Residential Energy Efficiency Incentives | [15 empty] | #N/A | [17 empty] | 0 | 0 | 0 | 0 | 0 | 0 | 0 | 0 | 0 | 0 | 0 | 0 | 0 | 0 | 0 | 0 | 0 | 0 | 0 | 0 | 0 | 0 | 0 | 0 | 0 | 0 | 0 | 0 | 0
Residential Energy Efficiency Incentives | [15 empty] | #N/A | [17 empty] | 0 | 0 | 0 | 0 | 0 | 0 | 0 | 0 | 0 | 0 | 0 | 0 | 0 | 0 | 0 | 0 | 0 | 0 | 0 | 0 | 0 | 0 | 0 | 0 | 0 | 0 | 0 | 0 | 0
Residential Energy Efficiency Incentives | [15 empty] | #N/A | [17 empty] | 0 | 0 | 0 | 0 | 0 | 0 | 0 | 0 | 0 | 0 | 0 | 0 | 0 | 0 | 0 | 0 | 0 | 0 | 0 | 0 | 0 | 0 | 0 | 0 | 0 | 0 | 0 | 0 | 0
Residential Energy Efficiency Incentives | [15 empty] | #N/A | [17 empty] | 0 | 0 | 0 | 0 | 0 | 0 | 0 | 0 | 0 | 0 | 0 | 0 | 0 | 0 | 0 | 0 | 0 | 0 | 0 | 0 | 0 | 0 | 0 | 0 | 0 | 0 | 0 | 0 | 0
Residential Energy Efficiency Incentives | [15 empty] | #N/A | [17 empty] | 0 | 0 | 0 | 0 | 0 | 0 | 0 | 0 | 0 | 0 | 0 | 0 | 0 | 0 | 0 | 0 | 0 | 0 | 0 | 0 | 0 | 0 | 0 | 0 | 0 | 0 | 0 | 0 | 0
Residential Energy Efficiency Incentives | [15 empty] | #N/A | [17 empty] | 0 | 0 | 0 | 0 | 0 | 0 | 0 | 0 | 0 | 0 | 0 | 0 | 0 | 0 | 0 | 0 | 0 | 0 | 0 | 0 | 0 | 0 | 0 | 0 | 0 | 0 | 0 | 0 | 0
Residential Energy Efficiency Incentives | [15 empty] | #N/A | [17 empty] | 0 | 0 | 0 | 0 | 0 | 0 | 0 | 0 | 0 | 0 | 0 | 0 | 0 | 0 | 0 | 0 | 0 | 0 | 0 | 0 | 0 | 0 | 0 | 0 | 0 | 0 | 0 | 0 | 0
Residential Energy Efficiency Incentives | [15 empty] | #N/A | [17 empty] | 0 | 0 | 0 | 0 | 0 | 0 | 0 | 0 | 0 | 0 | 0 | 0 | 0 | 0 | 0 | 0 | 0 | 0 | 0 | 0 | 0 | 0 | 0 | 0 | 0 | 0 | 0 | 0 | 0
Residential Energy Efficiency Incentives | [15 empty] | #N/A | [17 empty] | 0 | 0 | 0 | 0 | 0 | 0 | 0 | 0 | 0 | 0 | 0 | 0 | 0 | 0 | 0 | 0 | 0 | 0 | 0 | 0 | 0 | 0 | 0 | 0 | 0 | 0 | 0 | 0 | 0
Residential Energy Efficiency Incentives | [15 empty] | #N/A | [17 empty] | 0 | 0 | 0 | 0 | 0 | 0 | 0 | 0 | 0 | 0 | 0 | 0 | 0 | 0 | 0 | 0 | 0 | 0 | 0 | 0 | 0 | 0 | 0 | 0 | 0 | 0 | 0 | 0 | 0
Residential Energy Efficiency Incentives | [15 empty] | #N/A | [17 empty] | 0 | 0 | 0 | 0 | 0 | 0 | 0 | 0 | 0 | 0 | 0 | 0 | 0 | 0 | 0 | 0 | 0 | 0 | 0 | 0 | 0 | 0 | 0 | 0 | 0 | 0 | 0 | 0 | 0
Residential Energy Efficiency Incentives | [15 empty] | #N/A | [17 empty] | 0 | 0 | 0 | 0 | 0 | 0 | 0 | 0 | 0 | 0 | 0 | 0 | 0 | 0 | 0 | 0 | 0 | 0 | 0 | 0 | 0 | 0 | 0 | 0 | 0 | 0 | 0 | 0 | 0
Residential Energy Efficiency Incentives | [15 empty] | #N/A | [17 empty] | 0 | 0 | 0 | 0 | 0 | 0 | 0 | 0 | 0 | 0 | 0 | 0 | 0 | 0 | 0 | 0 | 0 | 0 | 0 | 0 | 0 | 0 | 0 | 0 | 0 | 0 | 0 | 0 | 0
Residential Energy Efficiency Incentives | [15 empty] | #N/A | [17 empty] | 0 | 0 | 0 | 0 | 0 | 0 | 0 | 0 | 0 | 0 | 0 | 0 | 0 | 0 | 0 | 0 | 0 | 0 | 0 | 0 | 0 | 0 | 0 | 0 | 0 | 0 | 0 | 0 | 0
Residential Energy Efficiency Incentives | [15 empty] | #N/A | [17 empty] | 0 | 0 | 0 | 0 | 0 | 0 | 0 | 0 | 0 | 0 | 0 | 0 | 0 | 0 | 0 | 0 | 0 | 0 | 0 | 0 | 0 | 0 | 0 | 0 | 0 | 0 | 0 | 0 | 0
Residential Energy Efficiency Incentives | [15 empty] | #N/A | [17 empty] | 0 | 0 | 0 | 0 | 0 | 0 | 0 | 0 | 0 | 0 | 0 | 0 | 0 | 0 | 0 | 0 | 0 | 0 | 0 | 0 | 0 | 0 | 0 | 0 | 0 | 0 | 0 | 0 | 0
Residential Energy Efficiency Incentives | [15 empty] | #N/A | [17 empty] | 0 | 0 | 0 | 0 | 0 | 0 | 0 | 0 | 0 | 0 | 0 | 0 | 0 | 0 | 0 | 0 | 0 | 0 | 0 | 0 | 0 | 0 | 0 | 0 | 0 | 0 | 0 | 0 | 0
Residential Energy Efficiency Incentives | [15 empty] | #N/A | [17 empty] | 0 | 0 | 0 | 0 | 0 | 0 | 0 | 0 | 0 | 0 | 0 | 0 | 0 | 0 | 0 | 0 | 0 | 0 | 0 | 0 | 0 | 0 | 0 | 0 | 0 | 0 | 0 | 0 | 0
Residential Energy Efficiency Incentives | [15 empty] | #N/A | [17 empty] | 0 | 0 | 0 | 0 | 0 | 0 | 0 | 0 | 0 | 0 | 0 | 0 | 0 | 0 | 0 | 0 | 0 | 0 | 0 | 0 | 0 | 0 | 0 | 0 | 0 | 0 | 0 | 0 | 0
Residential Energy Efficiency Incentives | [15 empty] | #N/A | [17 empty] | 0 | 0 | 0 | 0 | 0 | 0 | 0 | 0 | 0 | 0 | 0 | 0 | 0 | 0 | 0 | 0 | 0 | 0 | 0 | 0 | 0 | 0 | 0 | 0 | 0 | 0 | 0 | 0 | 0
Residential Energy Efficiency Incentives | [15 empty] | #N/A | [17 empty] | 0 | 0 | 0 | 0 | 0 | 0 | 0 | 0 | 0 | 0 | 0 | 0 | 0 | 0 | 0 | 0 | 0 | 0 | 0 | 0 | 0 | 0 | 0 | 0 | 0 | 0 | 0 | 0 | 0
Residential Energy Efficiency Incentives | [15 empty] | #N/A | [17 empty] | 0 | 0 | 0 | 0 | 0 | 0 | 0 | 0 | 0 | 0 | 0 | 0 | 0 | 0 | 0 | 0 | 0 | 0 | 0 | 0 | 0 | 0 | 0 | 0 | 0 | 0 | 0 | 0 | 0
Residential Energy Efficiency Incentives | [15 empty] | #N/A | [17 empty] | 0 | 0 | 0 | 0 | 0 | 0 | 0 | 0 | 0 | 0 | 0 | 0 | 0 | 0 | 0 | 0 | 0 | 0 | 0 | 0 | 0 | 0 | 0 | 0 | 0 | 0 | 0 | 0 | 0
Residential Energy Efficiency Incentives | [15 empty] | #N/A | [17 empty] | 0 | 0 | 0 | 0 | 0 | 0 | 0 | 0 | 0 | 0 | 0 | 0 | 0 | 0 | 0 | 0 | 0 | 0 | 0 | 0 | 0 | 0 | 0 | 0 | 0 | 0 | 0 | 0 | 0
Residential Energy Efficiency Incentives | [15 empty] | #N/A | [17 empty] | 0 | 0 | 0 | 0 | 0 | 0 | 0 | 0 | 0 | 0 | 0 | 0 | 0 | 0 | 0 | 0 | 0 | 0 | 0 | 0 | 0 | 0 | 0 | 0 | 0 | 0 | 0 | 0 | 0
Residential Energy Efficiency Incentives | [15 empty] | #N/A | [17 empty] | 0 | 0 | 0 | 0 | 0 | 0 | 0 | 0 | 0 | 0 | 0 | 0 | 0 | 0 | 0 | 0 | 0 | 0 | 0 | 0 | 0 | 0 | 0 | 0 | 0 | 0 | 0 | 0 | 0
Residential Energy Efficiency Incentives | [15 empty] | #N/A | [17 empty] | 0 | 0 | 0 | 0 | 0 | 0 | 0 | 0 | 0 | 0 | 0 | 0 | 0 | 0 | 0 | 0 | 0 | 0 | 0 | 0 | 0 | 0 | 0 | 0 | 0 | 0 | 0 | 0 | 0
Residential Energy Efficiency Incentives | [15 empty] | #N/A | [17 empty] | 0 | 0 | 0 | 0 | 0 | 0 | 0 | 0 | 0 | 0 | 0 | 0 | 0 | 0 | 0 | 0 | 0 | 0 | 0 | 0 | 0 | 0 | 0 | 0 | 0 | 0 | 0 | 0 | 0
Residential Energy Efficiency Incentives | [15 empty] | #N/A | [17 empty] | 0 | 0 | 0 | 0 | 0 | 0 | 0 | 0 | 0 | 0 | 0 | 0 | 0 | 0 | 0 | 0 | 0 | 0 | 0 | 0 | 0 | 0 | 0 | 0 | 0 | 0 | 0 | 0 | 0
Residential Energy Efficiency Incentives | [15 empty] | #N/A | [17 empty] | 0 | 0 | 0 | 0 | 0 | 0 | 0 | 0 | 0 | 0 | 0 | 0 | 0 | 0 | 0 | 0 | 0 | 0 | 0 | 0 | 0 | 0 | 0 | 0 | 0 | 0 | 0 | 0 | 0
Residential Energy Efficiency Incentives | [15 empty] | #N/A | [17 empty] | 0 | 0 | 0 | 0 | 0 | 0 | 0 | 0 | 0 | 0 | 0 | 0 | 0 | 0 | 0 | 0 | 0 | 0 | 0 | 0 | 0 | 0 | 0 | 0 | 0 | 0 | 0 | 0 | 0
Residential Energy Efficiency Incentives | [15 empty] | #N/A | [17 empty] | 0 | 0 | 0 | 0 | 0 | 0 | 0 | 0 | 0 | 0 | 0 | 0 | 0 | 0 | 0 | 0 | 0 | 0 | 0 | 0 | 0 | 0 | 0 | 0 | 0 | 0 | 0 | 0 | 0
Residential Energy Efficiency Incentives | [15 empty] | #N/A | [17 empty] | 0 | 0 | 0 | 0 | 0 | 0 | 0 | 0 | 0 | 0 | 0 | 0 | 0 | 0 | 0 | 0 | 0 | 0 | 0 | 0 | 0 | 0 | 0 | 0 | 0 | 0 | 0 | 0 | 0
Residential Energy Efficiency Incentives | [15 empty] | #N/A | [17 empty] | 0 | 0 | 0 | 0 | 0 | 0 | 0 | 0 | 0 | 0 | 0 | 0 | 0 | 0 | 0 | 0 | 0 | 0 | 0 | 0 | 0 | 0 | 0 | 0 | 0 | 0 | 0 | 0 | 0
Residential Energy Efficiency Incentives | [15 empty] | #N/A | [17 empty] | 0 | 0 | 0 | 0 | 0 | 0 | 0 | 0 | 0 | 0 | 0 | 0 | 0 | 0 | 0 | 0 | 0 | 0 | 0 | 0 | 0 | 0 | 0 | 0 | 0 | 0 | 0 | 0 | 0
Residential Energy Efficiency Incentives | [15 empty] | #N/A | [17 empty] | 0 | 0 | 0 | 0 | 0 | 0 | 0 | 0 | 0 | 0 | 0 | 0 | 0 | 0 | 0 | 0 | 0 | 0 | 0 | 0 | 0 | 0 | 0 | 0 | 0 | 0 | 0 | 0 | 0
Residential Energy Efficiency Incentives | [15 empty] | #N/A | [17 empty] | 0 | 0 | 0 | 0 | 0 | 0 | 0 | 0 | 0 | 0 | 0 | 0 | 0 | 0 | 0 | 0 | 0 | 0 | 0 | 0 | 0 | 0 | 0 | 0 | 0 | 0 | 0 | 0 | 0
Residential Energy Efficiency Incentives | [15 empty] | #N/A | [17 empty] | 0 | 0 | 0 | 0 | 0 | 0 | 0 | 0 | 0 | 0 | 0 | 0 | 0 | 0 | 0 | 0 | 0 | 0 | 0 | 0 | 0 | 0 | 0 | 0 | 0 | 0 | 0 | 0 | 0
Residential Energy Efficiency Incentives | [15 empty] | #N/A | [17 empty] | 0 | 0 | 0 | 0 | 0 | 0 | 0 | 0 | 0 | 0 | 0 | 0 | 0 | 0 | 0 | 0 | 0 | 0 | 0 | 0 | 0 | 0 | 0 | 0 | 0 | 0 | 0 | 0 | 0
Residential Energy Efficiency Incentives | [15 empty] | #N/A | [17 empty] | 0 | 0 | 0 | 0 | 0 | 0 | 0 | 0 | 0 | 0 | 0 | 0 | 0 | 0 | 0 | 0 | 0 | 0 | 0 | 0 | 0 | 0 | 0 | 0 | 0 | 0 | 0 | 0 | 0
Residential Energy Efficiency Incentives | [15 empty] | #N/A | [17 empty] | 0 | 0 | 0 | 0 | 0 | 0 | 0 | 0 | 0 | 0 | 0 | 0 | 0 | 0 | 0 | 0 | 0 | 0 | 0 | 0 | 0 | 0 | 0 | 0 | 0 | 0 | 0 | 0 | 0
Residential Energy Efficiency Incentives | [15 empty] | #N/A | [17 empty] | 0 | 0 | 0 | 0 | 0 | 0 | 0 | 0 | 0 | 0 | 0 | 0 | 0 | 0 | 0 | 0 | 0 | 0 | 0 | 0 | 0 | 0 | 0 | 0 | 0 | 0 | 0 | 0 | 0
Residential Energy Efficiency Incentives | [15 empty] | #N/A | [17 empty] | 0 | 0 | 0 | 0 | 0 | 0 | 0 | 0 | 0 | 0 | 0 | 0 | 0 | 0 | 0 | 0 | 0 | 0 | 0 | 0 | 0 | 0 | 0 | 0 | 0 | 0 | 0 | 0 | 0
Residential Energy Efficiency Incentives | [15 empty] | #N/A | [17 empty] | 0 | 0 | 0 | 0 | 0 | 0 | 0 | 0 | 0 | 0 | 0 | 0 | 0 | 0 | 0 | 0 | 0 | 0 | 0 | 0 | 0 | 0 | 0 | 0 | 0 | 0 | 0 | 0 | 0
Residential Energy Efficiency Incentives | [15 empty] | #N/A | [17 empty] | 0 | 0 | 0 | 0 | 0 | 0 | 0 | 0 | 0 | 0 | 0 | 0 | 0 | 0 | 0 | 0 | 0 | 0 | 0 | 0 | 0 | 0 | 0 | 0 | 0 | 0 | 0 | 0 | 0
Residential Energy Efficiency Incentives | [15 empty] | #N/A | [17 empty] | 0 | 0 | 0 | 0 | 0 | 0 | 0 | 0 | 0 | 0 | 0 | 0 | 0 | 0 | 0 | 0 | 0 | 0 | 0 | 0 | 0 | 0 | 0 | 0 | 0 | 0 | 0 | 0 | 0
Residential Energy Efficiency Incentives | [15 empty] | #N/A | [17 empty] | 0 | 0 | 0 | 0 | 0 | 0 | 0 | 0 | 0 | 0 | 0 | 0 | 0 | 0 | 0 | 0 | 0 | 0 | 0 | 0 | 0 | 0 | 0 | 0 | 0 | 0 | 0 | 0 | 0
Residential Energy Efficiency Incentives | [15 empty] | #N/A | [17 empty] | 0 | 0 | 0 | 0 | 0 | 0 | 0 | 0 | 0 | 0 | 0 | 0 | 0 | 0 | 0 | 0 | 0 | 0 | 0 | 0 | 0 | 0 | 0 | 0 | 0 | 0 | 0 | 0 | 0
Residential Energy Efficiency Incentives | [15 empty] | #N/A | [17 empty] | 0 | 0 | 0 | 0 | 0 | 0 | 0 | 0 | 0 | 0 | 0 | 0 | 0 | 0 | 0 | 0 | 0 | 0 | 0 | 0 | 0 | 0 | 0 | 0 | 0 | 0 | 0 | 0 | 0
Residential Energy Efficiency Incentives | [15 empty] | #N/A | [17 empty] | 0 | 0 | 0 | 0 | 0 | 0 | 0 | 0 | 0 | 0 | 0 | 0 | 0 | 0 | 0 | 0 | 0 | 0 | 0 | 0 | 0 | 0 | 0 | 0 | 0 | 0 | 0 | 0 | 0
Residential Energy Efficiency Incentives | [15 empty] | #N/A | [17 empty] | 0 | 0 | 0 | 0 | 0 | 0 | 0 | 0 | 0 | 0 | 0 | 0 | 0 | 0 | 0 | 0 | 0 | 0 | 0 | 0 | 0 | 0 | 0 | 0 | 0 | 0 | 0 | 0 | 0
Residential Energy Efficiency Incentives | [15 empty] | #N/A | [17 empty] | 0 | 0 | 0 | 0 | 0 | 0 | 0 | 0 | 0 | 0 | 0 | 0 | 0 | 0 | 0 | 0 | 0 | 0 | 0 | 0 | 0 | 0 | 0 | 0 | 0 | 0 | 0 | 0 | 0
Residential Energy Efficiency Incentives | [15 empty] | #N/A | [17 empty] | 0 | 0 | 0 | 0 | 0 | 0 | 0 | 0 | 0 | 0 | 0 | 0 | 0 | 0 | 0 | 0 | 0 | 0 | 0 | 0 | 0 | 0 | 0 | 0 | 0 | 0 | 0 | 0 | 0
Residential Energy Efficiency Incentives | [15 empty] | #N/A | [17 empty] | 0 | 0 | 0 | 0 | 0 | 0 | 0 | 0 | 0 | 0 | 0 | 0 | 0 | 0 | 0 | 0 | 0 | 0 | 0 | 0 | 0 | 0 | 0 | 0 | 0 | 0 | 0 | 0 | 0
Residential Energy Efficiency Incentives | [15 empty] | #N/A | [17 empty] | 0 | 0 | 0 | 0 | 0 | 0 | 0 | 0 | 0 | 0 | 0 | 0 | 0 | 0 | 0 | 0 | 0 | 0 | 0 | 0 | 0 | 0 | 0 | 0 | 0 | 0 | 0 | 0 | 0
Residential Energy Efficiency Incentives | [15 empty] | #N/A | [17 empty] | 0 | 0 | 0 | 0 | 0 | 0 | 0 | 0 | 0 | 0 | 0 | 0 | 0 | 0 | 0 | 0 | 0 | 0 | 0 | 0 | 0 | 0 | 0 | 0 | 0 | 0 | 0 | 0 | 0
Residential Energy Efficiency Incentives | [15 empty] | #N/A | [17 empty] | 0 | 0 | 0 | 0 | 0 | 0 | 0 | 0 | 0 | 0 | 0 | 0 | 0 | 0 | 0 | 0 | 0 | 0 | 0 | 0 | 0 | 0 | 0 | 0 | 0 | 0 | 0 | 0 | 0
Residential Energy Efficiency Incentives | [15 empty] | #N/A | [17 empty] | 0 | 0 | 0 | 0 | 0 | 0 | 0 | 0 | 0 | 0 | 0 | 0 | 0 | 0 | 0 | 0 | 0 | 0 | 0 | 0 | 0 | 0 | 0 | 0 | 0 | 0 | 0 | 0 | 0
Residential Energy Efficiency Incentives | [15 empty] | #N/A | [17 empty] | 0 | 0 | 0 | 0 | 0 | 0 | 0 | 0 | 0 | 0 | 0 | 0 | 0 | 0 | 0 | 0 | 0 | 0 | 0 | 0 | 0 | 0 | 0 | 0 | 0 | 0 | 0 | 0 | 0
Residential Energy Efficiency Incentives | [15 empty] | #N/A | [17 empty] | 0 | 0 | 0 | 0 | 0 | 0 | 0 | 0 | 0 | 0 | 0 | 0 | 0 | 0 | 0 | 0 | 0 | 0 | 0 | 0 | 0 | 0 | 0 | 0 | 0 | 0 | 0 | 0 | 0
Residential Energy Efficiency Incentives | [15 empty] | #N/A | [17 empty] | 0 | 0 | 0 | 0 | 0 | 0 | 0 | 0 | 0 | 0 | 0 | 0 | 0 | 0 | 0 | 0 | 0 | 0 | 0 | 0 | 0 | 0 | 0 | 0 | 0 | 0 | 0 | 0 | 0
Residential Energy Efficiency Incentives | [15 empty] | #N/A | [17 empty] | 0 | 0 | 0 | 0 | 0 | 0 | 0 | 0 | 0 | 0 | 0 | 0 | 0 | 0 | 0 | 0 | 0 | 0 | 0 | 0 | 0 | 0 | 0 | 0 | 0 | 0 | 0 | 0 | 0
Residential Energy Efficiency Incentives | [15 empty] | #N/A | [17 empty] | 0 | 0 | 0 | 0 | 0 | 0 | 0 | 0 | 0 | 0 | 0 | 0 | 0 | 0 | 0 | 0 | 0 | 0 | 0 | 0 | 0 | 0 | 0 | 0 | 0 | 0 | 0 | 0 | 0
Residential Energy Efficiency Incentives | [15 empty] | #N/A | [17 empty] | 0 | 0 | 0 | 0 | 0 | 0 | 0 | 0 | 0 | 0 | 0 | 0 | 0 | 0 | 0 | 0 | 0 | 0 | 0 | 0 | 0 | 0 | 0 | 0 | 0 | 0 | 0 | 0 | 0
Residential Energy Efficiency Incentives | [15 empty] | #N/A | [17 empty] | 0 | 0 | 0 | 0 | 0 | 0 | 0 | 0 | 0 | 0 | 0 | 0 | 0 | 0 | 0 | 0 | 0 | 0 | 0 | 0 | 0 | 0 | 0 | 0 | 0 | 0 | 0 | 0 | 0
Residential Energy Efficiency Incentives | [15 empty] | #N/A | [17 empty] | 0 | 0 | 0 | 0 | 0 | 0 | 0 | 0 | 0 | 0 | 0 | 0 | 0 | 0 | 0 | 0 | 0 | 0 | 0 | 0 | 0 | 0 | 0 | 0 | 0 | 0 | 0 | 0 | 0
Residential Energy Efficiency Incentives | [15 empty] | #N/A | [17 empty] | 0 | 0 | 0 | 0 | 0 | 0 | 0 | 0 | 0 | 0 | 0 | 0 | 0 | 0 | 0 | 0 | 0 | 0 | 0 | 0 | 0 | 0 | 0 | 0 | 0 | 0 | 0 | 0 | 0
Residential Energy Efficiency Incentives | [15 empty] | #N/A | [17 empty] | 0 | 0 | 0 | 0 | 0 | 0 | 0 | 0 | 0 | 0 | 0 | 0 | 0 | 0 | 0 | 0 | 0 | 0 | 0 | 0 | 0 | 0 | 0 | 0 | 0 | 0 | 0 | 0 | 0
Residential Energy Efficiency Incentives | [15 empty] | #N/A | [17 empty] | 0 | 0 | 0 | 0 | 0 | 0 | 0 | 0 | 0 | 0 | 0 | 0 | 0 | 0 | 0 | 0 | 0 | 0 | 0 | 0 | 0 | 0 | 0 | 0 | 0 | 0 | 0 | 0 | 0
Residential Energy Efficiency Incentives | [15 empty] | #N/A | [17 empty] | 0 | 0 | 0 | 0 | 0 | 0 | 0 | 0 | 0 | 0 | 0 | 0 | 0 | 0 | 0 | 0 | 0 | 0 | 0 | 0 | 0 | 0 | 0 | 0 | 0 | 0 | 0 | 0 | 0
Residential Energy Efficiency Incentives | [15 empty] | #N/A | [17 empty] | 0 | 0 | 0 | 0 | 0 | 0 | 0 | 0 | 0 | 0 | 0 | 0 | 0 | 0 | 0 | 0 | 0 | 0 | 0 | 0 | 0 | 0 | 0 | 0 | 0 | 0 | 0 | 0 | 0
Residential Energy Efficiency Incentives | [15 empty] | #N/A | [17 empty] | 0 | 0 | 0 | 0 | 0 | 0 | 0 | 0 | 0 | 0 | 0 | 0 | 0 | 0 | 0 | 0 | 0 | 0 | 0 | 0 | 0 | 0 | 0 | 0 | 0 | 0 | 0 | 0 | 0
Residential Energy Efficiency Incentives | [15 empty] | #N/A | [17 empty] | 0 | 0 | 0 | 0 | 0 | 0 | 0 | 0 | 0 | 0 | 0 | 0 | 0 | 0 | 0 | 0 | 0 | 0 | 0 | 0 | 0 | 0 | 0 | 0 | 0 | 0 | 0 | 0 | 0
Residential Energy Efficiency Incentives | [15 empty] | #N/A | [17 empty] | 0 | 0 | 0 | 0 | 0 | 0 | 0 | 0 | 0 | 0 | 0 | 0 | 0 | 0 | 0 | 0 | 0 | 0 | 0 | 0 | 0 | 0 | 0 | 0 | 0 | 0 | 0 | 0 | 0
Residential Energy Efficiency Incentives | [15 empty] | #N/A | [17 empty] | 0 | 0 | 0 | 0 | 0 | 0 | 0 | 0 | 0 | 0 | 0 | 0 | 0 | 0 | 0 | 0 | 0 | 0 | 0 | 0 | 0 | 0 | 0 | 0 | 0 | 0 | 0 | 0 | 0
Residential Energy Efficiency Incentives | [15 empty] | #N/A | [17 empty] | 0 | 0 | 0 | 0 | 0 | 0 | 0 | 0 | 0 | 0 | 0 | 0 | 0 | 0 | 0 | 0 | 0 | 0 | 0 | 0 | 0 | 0 | 0 | 0 | 0 | 0 | 0 | 0 | 0
Residential Energy Efficiency Incentives | [15 empty] | #N/A | [17 empty] | 0 | 0 | 0 | 0 | 0 | 0 | 0 | 0 | 0 | 0 | 0 | 0 | 0 | 0 | 0 | 0 | 0 | 0 | 0 | 0 | 0 | 0 | 0 | 0 | 0 | 0 | 0 | 0 | 0
Residential Energy Efficiency Incentives | [15 empty] | #N/A | [17 empty] | 0 | 0 | 0 | 0 | 0 | 0 | 0 | 0 | 0 | 0 | 0 | 0 | 0 | 0 | 0 | 0 | 0 | 0 | 0 | 0 | 0 | 0 | 0 | 0 | 0 | 0 | 0 | 0 | 0
Residential Energy Efficiency Incentives | [15 empty] | #N/A | [17 empty] | 0 | 0 | 0 | 0 | 0 | 0 | 0 | 0 | 0 | 0 | 0 | 0 | 0 | 0 | 0 | 0 | 0 | 0 | 0 | 0 | 0 | 0 | 0 | 0 | 0 | 0 | 0 | 0 | 0
Residential Energy Efficiency Incentives | [15 empty] | #N/A | [17 empty] | 0 | 0 | 0 | 0 | 0 | 0 | 0 | 0 | 0 | 0 | 0 | 0 | 0 | 0 | 0 | 0 | 0 | 0 | 0 | 0 | 0 | 0 | 0 | 0 | 0 | 0 | 0 | 0 | 0
Residential Energy Efficiency Incentives | [15 empty] | #N/A | [17 empty] | 0 | 0 | 0 | 0 | 0 | 0 | 0 | 0 | 0 | 0 | 0 | 0 | 0 | 0 | 0 | 0 | 0 | 0 | 0 | 0 | 0 | 0 | 0 | 0 | 0 | 0 | 0 | 0 | 0
Residential Energy Efficiency Incentives | [15 empty] | #N/A | [17 empty] | 0 | 0 | 0 | 0 | 0 | 0 | 0 | 0 | 0 | 0 | 0 | 0 | 0 | 0 | 0 | 0 | 0 | 0 | 0 | 0 | 0 | 0 | 0 | 0 | 0 | 0 | 0 | 0 | 0
Residential Energy Efficiency Incentives | [15 empty] | #N/A | [17 empty] | 0 | 0 | 0 | 0 | 0 | 0 | 0 | 0 | 0 | 0 | 0 | 0 | 0 | 0 | 0 | 0 | 0 | 0 | 0 | 0 | 0 | 0 | 0 | 0 | 0 | 0 | 0 | 0 | 0
Residential Energy Efficiency Incentives | [15 empty] | #N/A | [17 empty] | 0 | 0 | 0 | 0 | 0 | 0 | 0 | 0 | 0 | 0 | 0 | 0 | 0 | 0 | 0 | 0 | 0 | 0 | 0 | 0 | 0 | 0 | 0 | 0 | 0 | 0 | 0 | 0 | 0
Residential Energy Efficiency Incentives | [15 empty] | #N/A | [17 empty] | 0 | 0 | 0 | 0 | 0 | 0 | 0 | 0 | 0 | 0 | 0 | 0 | 0 | 0 | 0 | 0 | 0 | 0 | 0 | 0 | 0 | 0 | 0 | 0 | 0 | 0 | 0 | 0 | 0
Residential Energy Efficiency Incentives | [15 empty] | #N/A | [17 empty] | 0 | 0 | 0 | 0 | 0 | 0 | 0 | 0 | 0 | 0 | 0 | 0 | 0 | 0 | 0 | 0 | 0 | 0 | 0 | 0 | 0 | 0 | 0 | 0 | 0 | 0 | 0 | 0 | 0
Residential Energy Efficiency Incentives | [15 empty] | #N/A | [17 empty] | 0 | 0 | 0 | 0 | 0 | 0 | 0 | 0 | 0 | 0 | 0 | 0 | 0 | 0 | 0 | 0 | 0 | 0 | 0 | 0 | 0 | 0 | 0 | 0 | 0 | 0 | 0 | 0 | 0
Residential Energy Efficiency Incentives | [15 empty] | #N/A | [17 empty] | 0 | 0 | 0 | 0 | 0 | 0 | 0 | 0 | 0 | 0 | 0 | 0 | 0 | 0 | 0 | 0 | 0 | 0 | 0 | 0 | 0 | 0 | 0 | 0 | 0 | 0 | 0 | 0 | 0
Residential Energy Efficiency Incentives | [15 empty] | #N/A | [17 empty] | 0 | 0 | 0 | 0 | 0 | 0 | 0 | 0 | 0 | 0 | 0 | 0 | 0 | 0 | 0 | 0 | 0 | 0 | 0 | 0 | 0 | 0 | 0 | 0 | 0 | 0 | 0 | 0 | 0
Residential Energy Efficiency Incentives | [15 empty] | #N/A | [17 empty] | 0 | 0 | 0 | 0 | 0 | 0 | 0 | 0 | 0 | 0 | 0 | 0 | 0 | 0 | 0 | 0 | 0 | 0 | 0 | 0 | 0 | 0 | 0 | 0 | 0 | 0 | 0 | 0 | 0
Residential Energy Efficiency Incentives | [15 empty] | #N/A | [17 empty] | 0 | 0 | 0 | 0 | 0 | 0 | 0 | 0 | 0 | 0 | 0 | 0 | 0 | 0 | 0 | 0 | 0 | 0 | 0 | 0 | 0 | 0 | 0 | 0 | 0 | 0 | 0 | 0 | 0
Residential Energy Efficiency Incentives | [15 empty] | #N/A | [17 empty] | 0 | 0 | 0 | 0 | 0 | 0 | 0 | 0 | 0 | 0 | 0 | 0 | 0 | 0 | 0 | 0 | 0 | 0 | 0 | 0 | 0 | 0 | 0 | 0 | 0 | 0 | 0 | 0 | 0
Residential Energy Efficiency Incentives | [15 empty] | #N/A | [17 empty] | 0 | 0 | 0 | 0 | 0 | 0 | 0 | 0 | 0 | 0 | 0 | 0 | 0 | 0 | 0 | 0 | 0 | 0 | 0 | 0 | 0 | 0 | 0 | 0 | 0 | 0 | 0 | 0 | 0
Residential Energy Efficiency Incentives | [15 empty] | #N/A | [17 empty] | 0 | 0 | 0 | 0 | 0 | 0 | 0 | 0 | 0 | 0 | 0 | 0 | 0 | 0 | 0 | 0 | 0 | 0 | 0 | 0 | 0 | 0 | 0 | 0 | 0 | 0 | 0 | 0 | 0
Residential Energy Efficiency Incentives | [15 empty] | #N/A | [17 empty] | 0 | 0 | 0 | 0 | 0 | 0 | 0 | 0 | 0 | 0 | 0 | 0 | 0 | 0 | 0 | 0 | 0 | 0 | 0 | 0 | 0 | 0 | 0 | 0 | 0 | 0 | 0 | 0 | 0
Residential Energy Efficiency Incentives | [15 empty] | #N/A | [17 empty] | 0 | 0 | 0 | 0 | 0 | 0 | 0 | 0 | 0 | 0 | 0 | 0 | 0 | 0 | 0 | 0 | 0 | 0 | 0 | 0 | 0 | 0 | 0 | 0 | 0 | 0 | 0 | 0 | 0
Residential Energy Efficiency Incentives | [15 empty] | #N/A | [17 empty] | 0 | 0 | 0 | 0 | 0 | 0 | 0 | 0 | 0 | 0 | 0 | 0 | 0 | 0 | 0 | 0 | 0 | 0 | 0 | 0 | 0 | 0 | 0 | 0 | 0 | 0 | 0 | 0 | 0
Residential Energy Efficiency Incentives | [15 empty] | #N/A | [17 empty] | 0 | 0 | 0 | 0 | 0 | 0 | 0 | 0 | 0 | 0 | 0 | 0 | 0 | 0 | 0 | 0 | 0 | 0 | 0 | 0 | 0 | 0 | 0 | 0 | 0 | 0 | 0 | 0 | 0
Residential Energy Efficiency Incentives | [15 empty] | #N/A | [17 empty] | 0 | 0 | 0 | 0 | 0 | 0 | 0 | 0 | 0 | 0 | 0 | 0 | 0 | 0 | 0 | 0 | 0 | 0 | 0 | 0 | 0 | 0 | 0 | 0 | 0 | 0 | 0 | 0 | 0
Residential Energy Efficiency Incentives | [15 empty] | #N/A | [17 empty] | 0 | 0 | 0 | 0 | 0 | 0 | 0 | 0 | 0 | 0 | 0 | 0 | 0 | 0 | 0 | 0 | 0 | 0 | 0 | 0 | 0 | 0 | 0 | 0 | 0 | 0 | 0 | 0 | 0
Residential Energy Efficiency Incentives | [15 empty] | #N/A | [17 empty] | 0 | 0 | 0 | 0 | 0 | 0 | 0 | 0 | 0 | 0 | 0 | 0 | 0 | 0 | 0 | 0 | 0 | 0 | 0 | 0 | 0 | 0 | 0 | 0 | 0 | 0 | 0 | 0 | 0
Residential Energy Efficiency Incentives | [15 empty] | #N/A | [17 empty] | 0 | 0 | 0 | 0 | 0 | 0 | 0 | 0 | 0 | 0 | 0 | 0 | 0 | 0 | 0 | 0 | 0 | 0 | 0 | 0 | 0 | 0 | 0 | 0 | 0 | 0 | 0 | 0 | 0
Residential Energy Efficiency Incentives | [15 empty] | #N/A | [17 empty] | 0 | 0 | 0 | 0 | 0 | 0 | 0 | 0 | 0 | 0 | 0 | 0 | 0 | 0 | 0 | 0 | 0 | 0 | 0 | 0 | 0 | 0 | 0 | 0 | 0 | 0 | 0 | 0 | 0
Residential Energy Efficiency Incentives | [15 empty] | #N/A | [17 empty] | 0 | 0 | 0 | 0 | 0 | 0 | 0 | 0 | 0 | 0 | 0 | 0 | 0 | 0 | 0 | 0 | 0 | 0 | 0 | 0 | 0 | 0 | 0 | 0 | 0 | 0 | 0 | 0 | 0
Residential Energy Efficiency Incentives | [15 empty] | #N/A | [17 empty] | 0 | 0 | 0 | 0 | 0 | 0 | 0 | 0 | 0 | 0 | 0 | 0 | 0 | 0 | 0 | 0 | 0 | 0 | 0 | 0 | 0 | 0 | 0 | 0 | 0 | 0 | 0 | 0 | 0
Residential Energy Efficiency Incentives | [15 empty] | #N/A | [17 empty] | 0 | 0 | 0 | 0 | 0 | 0 | 0 | 0 | 0 | 0 | 0 | 0 | 0 | 0 | 0 | 0 | 0 | 0 | 0 | 0 | 0 | 0 | 0 | 0 | 0 | 0 | 0 | 0 | 0
Residential Energy Efficiency Incentives | [15 empty] | #N/A | [17 empty] | 0 | 0 | 0 | 0 | 0 | 0 | 0 | 0 | 0 | 0 | 0 | 0 | 0 | 0 | 0 | 0 | 0 | 0 | 0 | 0 | 0 | 0 | 0 | 0 | 0 | 0 | 0 | 0 | 0
Residential Energy Efficiency Incentives | [15 empty] | #N/A | [17 empty] | 0 | 0 | 0 | 0 | 0 | 0 | 0 | 0 | 0 | 0 | 0 | 0 | 0 | 0 | 0 | 0 | 0 | 0 | 0 | 0 | 0 | 0 | 0 | 0 | 0 | 0 | 0 | 0 | 0
Residential Energy Efficiency Incentives | [15 empty] | #N/A | [17 empty] | 0 | 0 | 0 | 0 | 0 | 0 | 0 | 0 | 0 | 0 | 0 | 0 | 0 | 0 | 0 | 0 | 0 | 0 | 0 | 0 | 0 | 0 | 0 | 0 | 0 | 0 | 0 | 0 | 0
Residential Energy Efficiency Incentives | [15 empty] | #N/A | [17 empty] | 0 | 0 | 0 | 0 | 0 | 0 | 0 | 0 | 0 | 0 | 0 | 0 | 0 | 0 | 0 | 0 | 0 | 0 | 0 | 0 | 0 | 0 | 0 | 0 | 0 | 0 | 0 | 0 | 0
Residential Energy Efficiency Incentives | [15 empty] | #N/A | [17 empty] | 0 | 0 | 0 | 0 | 0 | 0 | 0 | 0 | 0 | 0 | 0 | 0 | 0 | 0 | 0 | 0 | 0 | 0 | 0 | 0 | 0 | 0 | 0 | 0 | 0 | 0 | 0 | 0 | 0
Residential Energy Efficiency Incentives | [15 empty] | #N/A | [17 empty] | 0 | 0 | 0 | 0 | 0 | 0 | 0 | 0 | 0 | 0 | 0 | 0 | 0 | 0 | 0 | 0 | 0 | 0 | 0 | 0 | 0 | 0 | 0 | 0 | 0 | 0 | 0 | 0 | 0
Residential Energy Efficiency Incentives | [15 empty] | #N/A | [17 empty] | 0 | 0 | 0 | 0 | 0 | 0 | 0 | 0 | 0 | 0 | 0 | 0 | 0 | 0 | 0 | 0 | 0 | 0 | 0 | 0 | 0 | 0 | 0 | 0 | 0 | 0 | 0 | 0 | 0
Residential Energy Efficiency Incentives | [15 empty] | #N/A | [17 empty] | 0 | 0 | 0 | 0 | 0 | 0 | 0 | 0 | 0 | 0 | 0 | 0 | 0 | 0 | 0 | 0 | 0 | 0 | 0 | 0 | 0 | 0 | 0 | 0 | 0 | 0 | 0 | 0 | 0
Residential Energy Efficiency Incentives | [15 empty] | #N/A | [17 empty] | 0 | 0 | 0 | 0 | 0 | 0 | 0 | 0 | 0 | 0 | 0 | 0 | 0 | 0 | 0 | 0 | 0 | 0 | 0 | 0 | 0 | 0 | 0 | 0 | 0 | 0 | 0 | 0 | 0
Residential Energy Efficiency Incentives | [15 empty] | #N/A | [17 empty] | 0 | 0 | 0 | 0 | 0 | 0 | 0 | 0 | 0 | 0 | 0 | 0 | 0 | 0 | 0 | 0 | 0 | 0 | 0 | 0 | 0 | 0 | 0 | 0 | 0 | 0 | 0 | 0 | 0
Residential Energy Efficiency Incentives | [15 empty] | #N/A | [17 empty] | 0 | 0 | 0 | 0 | 0 | 0 | 0 | 0 | 0 | 0 | 0 | 0 | 0 | 0 | 0 | 0 | 0 | 0 | 0 | 0 | 0 | 0 | 0 | 0 | 0 | 0 | 0 | 0 | 0
Residential Energy Efficiency Incentives | [15 empty] | #N/A | [17 empty] | 0 | 0 | 0 | 0 | 0 | 0 | 0 | 0 | 0 | 0 | 0 | 0 | 0 | 0 | 0 | 0 | 0 | 0 | 0 | 0 | 0 | 0 | 0 | 0 | 0 | 0 | 0 | 0 | 0
Residential Energy Efficiency Incentives | [15 empty] | #N/A | [17 empty] | 0 | 0 | 0 | 0 | 0 | 0 | 0 | 0 | 0 | 0 | 0 | 0 | 0 | 0 | 0 | 0 | 0 | 0 | 0 | 0 | 0 | 0 | 0 | 0 | 0 | 0 | 0 | 0 | 0
Residential Energy Efficiency Incentives | [15 empty] | #N/A | [17 empty] | 0 | 0 | 0 | 0 | 0 | 0 | 0 | 0 | 0 | 0 | 0 | 0 | 0 | 0 | 0 | 0 | 0 | 0 | 0 | 0 | 0 | 0 | 0 | 0 | 0 | 0 | 0 | 0 | 0
Residential Energy Efficiency Incentives | [15 empty] | #N/A | [17 empty] | 0 | 0 | 0 | 0 | 0 | 0 | 0 | 0 | 0 | 0 | 0 | 0 | 0 | 0 | 0 | 0 | 0 | 0 | 0 | 0 | 0 | 0 | 0 | 0 | 0 | 0 | 0 | 0 | 0
Residential Energy Efficiency Incentives | [15 empty] | #N/A | [17 empty] | 0 | 0 | 0 | 0 | 0 | 0 | 0 | 0 | 0 | 0 | 0 | 0 | 0 | 0 | 0 | 0 | 0 | 0 | 0 | 0 | 0 | 0 | 0 | 0 | 0 | 0 | 0 | 0 | 0
Residential Energy Efficiency Incentives | [15 empty] | #N/A | [17 empty] | 0 | 0 | 0 | 0 | 0 | 0 | 0 | 0 | 0 | 0 | 0 | 0 | 0 | 0 | 0 | 0 | 0 | 0 | 0 | 0 | 0 | 0 | 0 | 0 | 0 | 0 | 0 | 0 | 0
Residential Energy Efficiency Incentives | [15 empty] | #N/A | [17 empty] | 0 | 0 | 0 | 0 | 0 | 0 | 0 | 0 | 0 | 0 | 0 | 0 | 0 | 0 | 0 | 0 | 0 | 0 | 0 | 0 | 0 | 0 | 0 | 0 | 0 | 0 | 0 | 0 | 0
Residential Energy Efficiency Incentives | [15 empty] | #N/A | [17 empty] | 0 | 0 | 0 | 0 | 0 | 0 | 0 | 0 | 0 | 0 | 0 | 0 | 0 | 0 | 0 | 0 | 0 | 0 | 0 | 0 | 0 | 0 | 0 | 0 | 0 | 0 | 0 | 0 | 0
Residential Energy Efficiency Incentives | [15 empty] | #N/A | [17 empty] | 0 | 0 | 0 | 0 | 0 | 0 | 0 | 0 | 0 | 0 | 0 | 0 | 0 | 0 | 0 | 0 | 0 | 0 | 0 | 0 | 0 | 0 | 0 | 0 | 0 | 0 | 0 | 0 | 0
Residential Energy Efficiency Incentives | [15 empty] | #N/A | [17 empty] | 0 | 0 | 0 | 0 | 0 | 0 | 0 | 0 | 0 | 0 | 0 | 0 | 0 | 0 | 0 | 0 | 0 | 0 | 0 | 0 | 0 | 0 | 0 | 0 | 0 | 0 | 0 | 0 | 0
Residential Energy Efficiency Incentives | [15 empty] | #N/A | [17 empty] | 0 | 0 | 0 | 0 | 0 | 0 | 0 | 0 | 0 | 0 | 0 | 0 | 0 | 0 | 0 | 0 | 0 | 0 | 0 | 0 | 0 | 0 | 0 | 0 | 0 | 0 | 0 | 0 | 0
Residential Energy Efficiency Incentives | [15 empty] | #N/A | [17 empty] | 0 | 0 | 0 | 0 | 0 | 0 | 0 | 0 | 0 | 0 | 0 | 0 | 0 | 0 | 0 | 0 | 0 | 0 | 0 | 0 | 0 | 0 | 0 | 0 | 0 | 0 | 0 | 0 | 0
Residential Energy Efficiency Incentives | [15 empty] | #N/A | [17 empty] | 0 | 0 | 0 | 0 | 0 | 0 | 0 | 0 | 0 | 0 | 0 | 0 | 0 | 0 | 0 | 0 | 0 | 0 | 0 | 0 | 0 | 0 | 0 | 0 | 0 | 0 | 0 | 0 | 0
Residential Energy Efficiency Incentives | [15 empty] | #N/A | [17 empty] | 0 | 0 | 0 | 0 | 0 | 0 | 0 | 0 | 0 | 0 | 0 | 0 | 0 | 0 | 0 | 0 | 0 | 0 | 0 | 0 | 0 | 0 | 0 | 0 | 0 | 0 | 0 | 0 | 0
Residential Energy Efficiency Incentives | [15 empty] | #N/A | [17 empty] | 0 | 0 | 0 | 0 | 0 | 0 | 0 | 0 | 0 | 0 | 0 | 0 | 0 | 0 | 0 | 0 | 0 | 0 | 0 | 0 | 0 | 0 | 0 | 0 | 0 | 0 | 0 | 0 | 0
Residential Energy Efficiency Incentives | [15 empty] | #N/A | [17 empty] | 0 | 0 | 0 | 0 | 0 | 0 | 0 | 0 | 0 | 0 | 0 | 0 | 0 | 0 | 0 | 0 | 0 | 0 | 0 | 0 | 0 | 0 | 0 | 0 | 0 | 0 | 0 | 0 | 0
Do NOT enter program data in this row or below. The Spreadsheet will not evaluate any such data.
Lists of Dimensions and their Labels
|  |  | Climate Zones |  |  |  | Measure Types for Measure Life | Measure Types for NTGR | Gas Sector | Gas Savings Profile | Combustor Type |  | Residential | AC-NC | Heat_Pump-NC | Refrig-RC | AC_Cooling-RC | HeatPump_Heating_Only-RC | HeatPump_ThroughWall-RC | HeatPump_WtrHt-RC | HorizAxisClothesWasher-RC | CFL-RC | Residential Pool Pumps
|  |  | 6 |  |  |  | NONRESIDENTIAL MEASURES: |  | Residential | Summer Only | Large Boilers (>100 MMBtu/hr Heat Input):Uncontrolled |  | Small_Office | Hi_Perf_Glass-NC | Lo_Gain_Wndw-NC | Wtr_Cool_Chiller-NC | Package_AC-NC | <65K_AC_Split-NC | <65K_AC_Pckg-NC | <65K_EvapCool-NC | 65K-135K_Air_AC-NC | 65K-135_Wtr_AC-NC | >135K_Air_AC-NC | >135K_Wtr_AC-NC | Hi_Eff_AC_Mtr-NC | Var_Spd_AC_Mtr-NC | DayLt_Cntrl-NC | Lighting-NC | Economy_cycle-Ret | New_AC-Ret | New_HtPmp-Ret | Roof_insul-Ret | Wall_insul-Ret | 2006 Qtr 1: Window_Tint-Ret; 2006 Qtr 2: Reduce_Cooling_Load-Ret; 2006 Qtr 3: IndoorLt; 2006 Qtr 4: Occupancy Sensor; 2007 Qtr 1: Refrigeration; 2007 Qtr 2: DayLt & Controls; 2007 Qtr 3: Perimter Lt Control; 2007 Qtr 4: Pool HtPmp; 2008 Qtr 1: DHW HtPmp
|  |  | 8 |  |  |  | **************************************************************** | Appliance early retirement and replacement 0.80 | Commercial | Winter Only | Large Boilers (>100 MMBtu/hr Heat Input):Controlled Low NOx Burner |  | Large_Office | Hi_Perf_Glass-NC | Lo_Gain_Wndw-NC | Wtr_Cool_Chiller-NC | >135K_Air_AC-NC | >135K_Wtr_AC-NC | Hi_Eff_AC_Mtr-NC | Var_Spd_AC_Mtr-NC | DayLt_Cntrl-NC | Lighting-NC | Economy_cycle-Ret | New_AC-Ret | New_HtPmp-Ret | Roof_insul-Ret | Wall_insul-Ret | Window_Tint-Ret | Reduce_Cooling_Load-Ret | IndoorLt | Occupancy Sensor | Refrigeration | DayLt & Controls | 2006 Qtr 1: Perimter Lt Control; 2006 Qtr 2: Pool HtPmp; 2006 Qtr 3: DHW HtPmp
|  |  | 9 |  |  |  | Ballast – Dimmable: NR - 11 | California Home Energy Efficiency Rating System (CHEERS) | Core | Annual | Large Boilers (>100 MMBtu/hr Heat Input):Controlled – Flue Gas Recirculation |  | Small_Retail_Store | Package_AC-NC | <65K_AC_Split-NC | <65K_AC_Pckg-NC | <65K_EvapCool-NC | 65K-135K_Air_AC-NC | 65K-135_Wtr_AC-NC | Lighting-NC | Economy_cycle-Ret | Evap_Cooling-Ret | Replace_Chiller-Ret | New_AC-Ret | New_HtPmp-Ret | Roof_insul-Ret | Wall_insul-Ret | Reduce_Cooling_Load-Ret | IndoorLt | Occupancy Sensor | Refrigeration | DayLt & Controls | Perimter Lt Control | 2006 Qtr 1: Pool HtPmp; 2006 Qtr 2: DHW HtPmp
|  |  | 10 |  |  |  | Ballast – Electronic: NR - 11 | Residential Audits 0.72 |  |  | Small Boilers (<100 MMBtu/hr Heat Input):Uncontrolled |  | Large_Retail_Store | Wtr_Cool_Chiller-NC | >135K_Air_AC-NC | >135K_Wtr_AC-NC | Hi_Eff_AC_Mtr-NC | Var_Spd_AC_Mtr-NC | Lighting-NC | Economy_cycle-Ret | Evap_Cooling-Ret | Replace_Chiller-Ret | New_AC-Ret | New_HtPmp-Ret | Roof_insul-Ret | Wall_insul-Ret | Reduce_Cooling_Load-Ret | IndoorLt | Occupancy Sensor | Refrigeration | DayLt & Controls | Perimter Lt Control | Pool HtPmp | 2006 Qtr 1: DHW HtPmp
|  |  | 13 |  |  |  | Fluorescent Fixture – T8: C/I/A - 11 | Refrigerator Recycling 0.35 |  |  | Small Boilers (<100 MMBtu/hr Heat Input):Controlled Low NOx Burner |  | Grocery_Store | Hi_Perf_Glass-NC | Lo_Gain_Wndw-NC | Wtr_Cool_Chiller-NC | 65K-135_Wtr_AC-NC | >135K_Air_AC-NC | >135K_Wtr_AC-NC | Hi_Eff_AC_Mtr-NC | Var_Spd_AC_Mtr-NC | DayLt_Cntrl-NC | Lighting-NC | Refrigeration | DayLt & Controls | Perimter Lt Control | Pool HtPmp | DHW HtPmp | bar: 2006 Qtr 1 to 2008 Qtr 1
|  |  | 14 |  |  |  | Fixture: T8 Lamp & Electronic Ballast: C/I/A - 11 | Freezer Recycling 0.54 |  |  | Small Boilers (<100 MMBtu/hr Heat Input):Controlled – Flue Gas Recirculation |  | Food_Store | New_AC-Ret | New_HtPmp-Ret | Roof_insul-Ret | Wall_insul-Ret | Reduce_Cooling_Load-Ret | Lower_Cond_temp-Ret | IndoorLt | Refrigeration | DayLt & Controls | Perimter Lt Control | Pool HtPmp | DHW HtPmp | bar: 2006 Qtr 1 to 2008 Qtr 1
|  |  | 15 |  |  |  | T8 Fixtures – 17 Watt Lamp, 2ft or 32-watt Lamp, 4ft 11 | Residential Contractor Program 0.89 |  |  | Residential Furnaces (<0.3):Uncontrolled |  | Restaurant | Economy_cycle-Ret | Evap_Cooling-Ret | New_AC-Ret | New_HtPmp-Ret | IndoorLt | Refrigeration | DayLt & Controls | Perimter Lt Control | Pool HtPmp | DHW HtPmp | bar: 2006 Qtr 1 to 2008 Qtr 1
|  |  | 16 |  |  |  | T8 Lamps: C/I/A - 5 | Emerging Technologies 0.83 |  |  |  |  | Fast_Food_Restaurant | Hi_Perf_Glass-NC | Lo_Gain_Wndw-NC | Package_AC-NC | <65K_AC_Split-NC | <65K_AC_Pckg-NC | <65K_EvapCool-NC | 65K-135K_Air_AC-NC | 65K-135_Wtr_AC-NC | DayLt_Cntrl-NC | Lighting-NC | Refrigeration | DayLt & Controls | Perimter Lt Control | Pool HtPmp | DHW HtPmp | bar: 2006 Qtr 1 to 2008 Qtr 1
|  |  | System |  |  |  | High Efficiency Lighting (HID): NR - 16 | All other residential programs 0.80 |  |  |  |  | Sit_Down_Restaurant | Hi_Perf_Glass-NC | Lo_Gain_Wndw-NC | <65K_AC_Split-NC | <65K_AC_Pckg-NC | <65K_EvapCool-NC | 65K-135K_Air_AC-NC | 65K-135_Wtr_AC-NC | >135K_Air_AC-NC | >135K_Wtr_AC-NC | DayLt_Cntrl-NC | Lighting-NC | Refrigeration | DayLt & Controls | Perimter Lt Control | Pool HtPmp | DHW HtPmp | bar: 2006 Qtr 1 to 2008 Qtr 1
[7 empty] | High Output T5 Fixture: NR - 16 |  | Electric Rate | Gas Rate |  |  | Storage_Building | <65K_AC_Split-NC | <65K_AC_Pckg-NC | <65K_EvapCool-NC | >135K_Air_AC-NC | >135K_Wtr_AC-NC | Lighting-NC | Refrigeration | DayLt & Controls | Perimter Lt Control | Pool HtPmp | DHW HtPmp | bar: 2006 Qtr 1 to 2008 Qtr 1
[7 empty] | Indoor or Outdoor Lighting System Modification: NR - 13.5 | Advanced water heating systems 1.00 | System | System |  |  | Refrigerated_Warehouse | New_AC-Ret | New_HtPmp-Ret | IndoorLt | Refrigeration | DayLt & Controls | Perimter Lt Control | Pool HtPmp | DHW HtPmp | bar: 2006 Qtr 1 to 2008 Qtr 1
[7 empty] | Lighting Controls: NR - 16 | Agricultural and Dairy Incentives 0.75 | System | System |  |  | Non-Refrig._Warehouse | New_AC-Ret | New_HtPmp-Ret | Roof_insul-Ret | Wall_insul-Ret | Reduce_Cooling_Load-Ret | IndoorLt | Occupancy Sensor | Refrigeration | DayLt & Controls | Perimter Lt Control | Pool HtPmp | DHW HtPmp | bar: 2006 Qtr 1 to 2008 Qtr 1
[7 empty] | Daylighting Controls; NR - 16 | Coin Laundry and Dry Cleaner Education 0.70 | System | 0 |  |  | Hotel_Motel | Wtr_Cool_Chiller-NC | Package_AC-NC | >135K_Air_AC-NC | >135K_Wtr_AC-NC | Var_Spd_AC_Mtr-NC | Lighting-NC | Replace_Chiller-Ret | New_AC-Ret | New_HtPmp-Ret | Roof_insul-Ret | Wall_insul-Ret | Reduce_Cooling_Load-Ret | IndoorLt | Occupancy Sensor | Refrigeration | DayLt & Controls | Perimter Lt Control | Pool HtPmp | DHW HtPmp | bar: 2006 Qtr 1 to 2008 Qtr 1
[7 empty] | Lighting Power Density: NR - 11 | Commercial and agricultural information, tools, or design assistance services | System |  |  |  | Medical_Clinic | Replace_Chiller-Ret | New_AC-Ret | New_HtPmp-Ret | Roof_insul-Ret | Wall_insul-Ret | IndoorLt | Refrigeration | DayLt & Controls | Perimter Lt Control | Pool HtPmp | DHW HtPmp | bar: 2006 Qtr 1 to 2008 Qtr 1
[7 empty] | Exit Sign – CF Hardware Kit/LED/ Electro-Luminescent: NR - 16 | Comprehensive Space Conditioning 1.00 | System |  |  |  | School | Hi_Perf_Glass-NC | Lo_Gain_Wndw-NC | Wtr_Cool_Chiller-NC | Package_AC-NC | >135K_Air_AC-NC | >135K_Wtr_AC-NC | Hi_Eff_AC_Mtr-NC | Var_Spd_AC_Mtr-NC | DayLt_Cntrl-NC | Lighting-NC | Refrigeration | DayLt & Controls | Perimter Lt Control | Pool HtPmp | DHW HtPmp | bar: 2006 Qtr 1 to 2008 Qtr 1
[7 empty] | Occupancy Sensor: NR - 8 | Lodging Education 0.70 |  |  |  |  | K_thru_12_School | New_AC-Ret | New_HtPmp-Ret | Roof_insul-Ret | Wall_insul-Ret | IndoorLt | Occupancy Sensor | Refrigeration | DayLt & Controls | Perimter Lt Control | Pool HtPmp | DHW HtPmp | bar: 2006 Qtr 1 to 2008 Qtr 1
[7 empty] | Photocell: NR - 8 | Express Efficiency (rebates) 0.96 |  |  |  |  | College_University | Hi_Perf_Glass-NC | Lo_Gain_Wndw-NC | Wtr_Cool_Chiller-NC | 65K-135K_Air_AC-NC | 65K-135_Wtr_AC-NC | >135K_Air_AC-NC | >135K_Wtr_AC-NC | Hi_Eff_AC_Mtr-NC | Var_Spd_AC_Mtr-NC | DayLt_Cntrl-NC | Lighting-NC | Economy_cycle-Ret | Evap_Cooling-Ret | New_AC-Ret | New_HtPmp-Ret | Roof_insul-Ret | Wall_insul-Ret | Reduce_Cooling_Load-Ret | IndoorLt | Refrigeration | 2006 Qtr 1: DayLt & Controls; 2006 Qtr 2: Perimter Lt Control; 2006 Qtr 3: Pool HtPmp; 2006 Qtr 4: DHW HtPmp
[7 empty] | Time Clock – Lighting: NR - 8 | Energy Management Services, including audits (for small and medium customers) |  |  |  |  | Assembly | Hi_Perf_Glass-NC | Lo_Gain_Wndw-NC | Wtr_Cool_Chiller-NC | >135K_Air_AC-NC | >135K_Wtr_AC-NC | Hi_Eff_AC_Mtr-NC | Var_Spd_AC_Mtr-NC | DayLt_Cntrl-NC | Lighting-NC | Refrigeration | DayLt & Controls | Perimter Lt Control | Pool HtPmp | DHW HtPmp | bar: 2006 Qtr 1 to 2008 Qtr 1
[7 empty] | Induction Lamps: NR - 2 | Food Services Equipment Retrofit 1.00 |  |  |  |  | Trans_Comm_Util | Replace_Chiller-Ret | New_AC-Ret | New_HtPmp-Ret | Roof_insul-Ret | Wall_insul-Ret | Reduce_Cooling_Load-Ret | IndoorLt | Occupancy Sensor | Refrigeration | DayLt & Controls | Perimter Lt Control | Pool HtPmp | DHW HtPmp | bar: 2006 Qtr 1 to 2008 Qtr 1
[7 empty] | Induction Fixture: NR - 16 | Industrial Information and Services 0.74 |  |  |  |  | Misc._Commercial | Economy_cycle-Ret | New_AC-Ret | New_HtPmp-Ret | Roof_insul-Ret | Wall_insul-Ret | Reduce_Cooling_Load-Ret | IndoorLt | Outdoor Lt | DayLt & Controls | Perimter Lt Control | Pool HtPmp | DHW HtPmp | Frig Barrier | Refrigeration | Commercial Whole Building | Occupancy Sensor | bar: 2006 Qtr 1 to 2008 Qtr 1
[7 empty] | Delamp/reflectors: C/I - 11 | Large Standard Performance Contract 0.7011 |  |  |  |  | Industrial | Replace_Chiller-Ret | New_AC-Ret | New_HtPmp-Ret | Roof_insul-Ret | Wall_insul-Ret | Reduce_Cooling_Load-Ret | IndoorLt | Industrial | Occupancy Sensor | Refrigeration | DayLt & Controls | Perimter Lt Control | Pool HtPmp | DHW HtPmp | bar: 2006 Qtr 1 to 2008 Qtr 1
[7 empty] | Optical Reflectors- new construction: Ind, NRNC - 12 | All other nonresidential programs 0.80 |  |  |  |  | Agricultural | Replace_Chiller-Ret | New_AC-Ret | New_HtPmp-Ret | Roof_insul-Ret | Wall_insul-Ret | Reduce_Cooling_Load-Ret | IndoorLt | Ag & Water Pumping | Occupancy Sensor | Refrigeration | DayLt & Controls | Perimter Lt Control | Pool HtPmp | DHW HtPmp | bar: 2006 Qtr 1 to 2008 Qtr 1
[7 empty] | Optical Reflectors- retrofit: NR - 10 | New Construction |  |  |  |  | Hospital | Hi_Perf_Glass-NC | Lo_Gain_Wndw-NC | Wtr_Cool_Chiller-NC | >135K_Air_AC-NC | >135K_Wtr_AC-NC | Hi_Eff_AC_Mtr-NC | Var_Spd_AC_Mtr-NC | DayLt_Cntrl-NC | Lighting-NC | Replace_Chiller-Ret | New_AC-Ret | New_HtPmp-Ret | Roof_insul-Ret | Wall_insul-Ret | IndoorLt | Refrigeration | DayLt & Controls | Perimter Lt Control | Pool HtPmp | DHW HtPmp | bar: 2006 Qtr 1 to 2008 Qtr 1
[7 empty] | HID fixture: Interior, >= 176 Watts lamp: Ind - 16 | Industrial and Agricultural Process 0.94
[7 empty] | HID fixture: Interior, 251-400 Watt lamp: Com - 16 | Industrial new construction incentives 0.62
[7 empty] | CFL Fixture: Pin based CFL fixture: Com - 12.0 | Savings by Design 0.8212
[7 empty] | Screw-in CFL: Education - Primary School: NR - 5.6 | All other new construction programs 0.80
Screw-in CFL: Education - Secondary School: NR - 3.5
Screw-in CFL: Education - Community College: NR - 2.1
Screw-in CFL: Education - University: NR - 2.6
Screw-in CFL: Grocery: NR - 1.4
Screw-in CFL: Health/Medical - Hospital: NR - 0.9
Screw-in CFL: Health/Medical - Nursing Home: NR - 0.9
Screw-in CFL: Lodging - Hotel: NR - 0.9
Screw-in CFL: Lodging - Motel: NR - 0.9
Screw-in CFL: Lodging - Guest Rooms: NR - 7.0
Screw-in CFL: Manufacturing - Light Industrial: NR - 2.8
Screw-in CFL: Office - Large: NR - 2.9
Screw-in CFL: Office - Small: NR - 3.2
Screw-in CFL: Restaurant - Sit-Down: NR - 2.3
Screw-in CFL: Restaurant - Fast-Food: NR - 1.3
Screw-in CFL: Retail - 3-Story Large: NR - 1.9
Screw-in CFL: Retail - Single-Story Large: NR - 1.8
Screw-in CFL: Retail - Small: NR - 2.1
Screw-in CFL: Storage - Conditioned: NR - 2.8
Screw-in CFL: Storage - Unconditioned: NR - 2.8
Screw-in CFL: Warehouse - Refrigerated: NR - 3.1
HVAC/Refrigeration – SPC: NR - 16
Chiller – High Efficiency: NR - 20
Chiller – Variable Speed Drive: NR - 20
Water Cooled Chillers: NR - 20
Air Conditioners – High Efficiency: NR - 15
Packaged HVAC Systems: NR - 15
Install HVAC EMS: Com - 14
AC Packaged Terminal Units: NR - 15
Evaporative Coolers: NR - 15
Boiler – High Efficiency: NR - 20
Cooling Towers/Evaporative Condenser: NR - 15
Heat Pump – Split System: NR - 15
Heat Pump with Integrated Water Heating: NR - 10
Ground Source Heat Pump: NR - 15
Reduce Internal Load: NR - 15
Insulation: NR - 20
Insulation Package: NR - 20
Reflective Window Film: NR - 10
Bypass/Delay Timer(lighting): NR - 8
Set-Back Thermostat: NR - 11
Time Clock - HVAC: NR - 10
HVAC/Space Heating/Efficiency (Gas): NR - 18
Nonresidential Gas – AC: NR - 20
Adjustable speed drive, application unknown: Ag - 10
Adjustable speed drive, application unknown: Com - 10
Adjustable Speed Drive: HVAC fan, 50 HP Max: Com - 10
Pump repair: Ag - 11
Injection molding machines: Ind - 15
Plastic extusion equipment: Ind - 15
Process cooling: Ind - 15
Process equipment insulation: Ind - 15
Horizontal Clothes Washer: NR - 10
Efficient Dishwashing: NR - 5
Water Heater Controls: NR - 15
Cooking measures , Assorted: Com - 12
Water Heater – Gas: NR - 15
Domestic Hot Water Boiler (Gas): NR - 20
Auto Closer for Cooler/Freezer: NR - 8
Door Gaskets: NR - 4
Floating Head Pressure: NR - 16
Heatless Door: NR - 16
Humidistat Control for Anti-Sweat Heater: NR - 12
Insulation on Refrigeration Suction Line: NR - 11
Night Covers for Display Cases: NR - 5
PSC Evaporator Motor – Walkin/ Display: NR - 15
Refrigeration Case Doors – Glass/Acrylic: NR - 12
Refrigerator Case with Doors: NR - 12
Refrigerator Condensate Evaporator – Elec/Non Elec: NR - 8
Strip Curtains for Walk-Ins: NR - 4
Ballast: Electronic, for display case: NR - 11
Defrost: NR - 16
FHP & EFF Conditioner: NR - 16
High-efficiency Liquid Suction Heat Exchangers: NR - 16
Night Shields on Refrigerator and Freezer Cases: NR - 5
Walk-in Refrigerator or Freezer: Evaporative Fan Controller: NR - 5
Multiplec Refrigeration Systems/Supermarket Systems: NR - 10
Kiln/Oven/Furnace: NR - 18
Thermal Night Curtains: NR - 5
Custom Measures – SPC: NR - 15
Local Government Partnership: NR - 11
Audits: NR - 3
Plug Load Sensor: NR - 10
Information: NR - 1
High Efficiency Motors: NR - 15
Process Overhaul: NR - 20
System Controls: NR - 15
RESIDENTIAL MEASURES
****************************************************************
T8 Fixtures ; lamp or ballast: Res - 15
Pin based CFL Fixture: Res - 16
CFL: Indoor Screw in: Res - 9.4
CFL: Outdoor Screw in: Res - 7
Torchiere: Res - 9
Air Conditioners with SEER >= 11.0: Res - 18
Central Air Conditioners: Res - 18
Duct Testing: Res NC - 18
High Energy Efficiency Ducts: Res - 18
Whole House Fan: Res - 15
Evaporative Cooler: Res - 15
Glazing - Low E Double / Low Shade Coefficient: Res - 20
Heat Pump - Electric: Res - 15
Insulation - Ceiling / Floor / Walls: Res - 20
A/C with Integrated Water Heating: Res - 10
Programmable Thermostat: Res - 12
Audits: Res - 3
Gas Cooktops: Res - 20
Gas Dryer Stub: Res - 18
Energy-Efficient Furnaces: Res - 18
Refrigerator Recycling: Res - 10
Refrigerator - Energy Efficient; 20% more efficient: Res - 18
Refrigerators: Res - 18
GENERIC USEFUL LIVES:
****************************************************************
0.1
0.2
0.3
0.4
0.5
0.6
0.7
0.8
0.9
1
1.1
1.2
1.3
1.4
1.5
1.6
1.7
1.8
1.9
2
2.1
2.2
2.3
2.4
2.5
2.6
2.7
2.8
2.9
3
3.1
3.2
3.3
3.4
3.5
3.6
3.7
3.8
3.9
4
4.1
4.2
4.3
4.4
4.5
4.6
4.7
4.8
4.9
5
5.1
5.2
5.3
5.4
5.5
5.6
5.7
5.8
5.9
6
6.1
6.2
6.3
6.4
6.5
6.6
6.7
6.8
6.9
7
7.1
7.2
7.3
7.4
7.5
7.6
7.7
7.8
7.9
8
8.1
8.2
8.3
8.4
8.5
8.6
8.7
8.8
8.9
9
9.1
9.2
9.3
9.4
9.5
9.6
9.7
9.8
9.9
10
10.1
10.2
10.3
10.4
10.5
10.6
10.7
10.8
10.9
11
11.1
11.2
11.3
11.4
11.5
11.6
11.7
11.8
11.9
12
12.1
12.2
12.3
12.4
12.5
12.6
12.7
12.8
12.9
13
13.1
13.2
13.3
13.4
13.5
13.6
13.7
13.8
13.9
14
14.1
14.2
14.3
14.4
14.5
14.6
14.7
14.8
14.9
15
15.1
15.2
15.3
15.4
15.5
15.6
15.7
15.8
15.9
16
16.1
16.2
16.3
16.4
16.5
16.6
16.7
16.8
16.9
17
17.1
17.2
17.3
17.4
17.5
17.6
17.7
17.8
17.9
18
19
20