## Export
PROGRAM NAME | Business Incentives & Services
BUDGET
Administrative Costs
Overhead and G&A | 3181000
Other Administrative Costs | 3773151.908
Marketing/Outreach | 1781251.8565
Direct Implementation
Incentives and Rebates
User Input Incentive | 0
Direct Install Rebate | 80447903.1071
Direct Install Labor | 0
Direct Install Materials | 0
Activity | 21697718
Installation | 0
Hardware & Materials | 0
Rebate Processing & Inspection | 3118690.39
EM&V Costs | 0
Budget | 113999715.2616
Costs recovered from other sources | 3807000
Budget (plus other costs) | 117806715.2616
PROGRAM IMPACTS
Program Reductions for Measures installed through 2008
User Entered kW (kW) | 374807.7651
Net Jul-Sept Peak (kW) | 374635.5466
Net Dec-Feb Peak (kW) | 356578.5091
Net NCP (kW) | 255965.8344
Net CEC (kW) | 227397.3129
Annual Net kWh | 1047913884.1014
Lifecycle Net kWh | 8987799175.5367
Annual Net Therms | 0
Lifecycle Net Therms | 0
Program Reductions for Measures installed through 2012
User Entered kW (kW) | 387633.9355
Net Jul-Sept Peak (kW) | 387444.2915
Net Dec-Feb Peak (kW) | 368650.8503
Net NCP (kW) | 389836.8528
Net CEC (kW) | 251015.9415
Annual Net kWh | 1156755490.5543
Lifecycle Net kWh | 10622387889.7689
Annual Net Therms | 0
Lifecycle Net Therms | 0
Cost Effectiveness for all measures installed through 2012
TRC
Costs | 158155651.795
Electric Benefits | 655593783.629
Gas Benefits | 0
Net Benefits (NPV) | 497438131.8339
BC Ratio | 4.1452
PAC
Costs | 105827982.0145
Electric Benefits | 655593783.629
Gas Benefits | 0
Net Benefits (NPV) | 549765801.6144
BC Ratio | 6.1949
Levelized Cost
Levelized Cost TRC ($/kWh )
Discounted kWh | 6224155520.0822
Cost | 0.02541
Benefits | 0.10533
Benefit-Cost | 0.079921
Levelized Cost PAC ($/kWh)
Discounted kWh | 6224155520.0822
Cost | 0.017003
Benefits | 0.10533
Benefit-Cost | 0.088328
Levelized Cost TRC ($/therm)
Discounted Therms | 0
Cost | #DIV/0!
Benefits | #DIV/0!
Benefit-Cost | #DIV/0!
Levelized Cost PAC ($/therm)
Discounted Therms | 0
Cost | #DIV/0!
Benefits | #DIV/0!
Benefit-Cost | #DIV/0!
Emission Annual Reductions (2006-2008)
Electric Annual CO2 (tons) - 2006 | 142284.1578
2007 | 227993.1837
2008 | 238288.8242
Electric Lifecycle CO2 (tons) - 2006 | 1201081.2458
2007 | 1975526.6235
2008 | 2060938.8163
Electric Annual NOX (tons) - 2006 | 19.484
2007 | 31.231
2008 | 32.6623
Electric Lifecycle NOX (tons) - 2006 | 164.9682
2007 | 271.3104
2008 | 283.2149
Electric Annual SO2 (lbs) - 2006
2007
2008
Electric Lifecycle SO2 (lbs) - 2006
2007
2008
Gas Annual CO2 (tons) - 2006 | 0
2007 | 0
2008 | 0
Gas Lifecycle CO2 (tons) - 2006 | 0
2007 | 0
2008 | 0
Gas Annual NOX (tons) - 2006 | 0
2007 | 0
2008 | 0
Gas Lifecycle NOX (tons) - 2006 | 0
2007 | 0
2008 | 0
Gas Annual SO2 (lbs) - 2006
2007
2008
Gas Lifecycle SO2 (lbs) - 2006
2007
2008
Data below not currently used in Energy Division workbook
Levelized Cost RIM ($/therm)
Discounted Therms | 0
Cost | #DIV/0!
Benefits | #DIV/0!
Benefit-Cost | #DIV/0!
Levelized Cost RIM ($/kWh)
Discounted kWh | 6224155520.0822
Cost | 0.19972
Benefits | 0.10533
Benefit-Cost | #DIV/0!
RIM
Costs | 1243103002.9792
Electric Benefits | 655593783.629
Gas Benefits | 0
Net Benefits (NPV) | -587509219.3502
BC Ratio | 0.52738
Impacts for all programs installed trhough 2012
Net July-Sept Peak (kW)
Clothes Dryer | 0
Clothes Washer | 0
Consumer Electronics | 0
Cooking | 0
Dishwasher | 0
Net Dec-Feb Pk (kW)
Clothes Dryer | 0
Clothes Washer | 0
Consumer Electronics | 0
Cooking | 0
Dishwasher | 0
Net CEC (kW)
Clothes Dryer | 0
Clothes Washer | 0
Consumer Electronics | 0
Cooking | 0
Dishwasher | 0
Annual Net kWh
Clothes Dryer | 0
Clothes Washer | 0
Consumer Electronics | 0
Cooking | 0
Dishwasher | 0
Lifecycle Net kWh
Clothes Dryer | 0
Clothes Washer | 0
Consumer Electronics | 0
Cooking | 0
Dishwasher | 0
Annual Net Therms
Clothes Dryer | 0
Clothes Washer | 0
Consumer Electronics | 0
Cooking | 0
Dishwasher | 0
Lifecycle Net Therms
Clothes Dryer | 0
Clothes Washer | 0
Consumer Electronics | 0
Cooking | 0
Dishwasher | 0

## Output by Measure
Southern California Edison
Business Incentives & Services
SCE | [8 empty] | Levelized Benefits less Costs (TRC) |  |  |  | Levelized Benefits less Costs (PAC) |  |  |  | Benefit Cost Ratios
Net Impacts by Measure | [8 empty] | No Allocated Admin |  | w/ Allocated Admin |  | No Allocated Admin |  | w/ Allocated Admin |  | No Allocated Admin |  | w/ Allocated Admin
| Net Avg Jul-Sep (kW) | Net Dec-Feb Pk (kW) | Net CEC (kW) | Net User Entered kW | Annual kWh adj for Net to gross | Lifecycle kWh (Annual * Measure Life) | Annual Therms | Lifecycle Therms | Electric ($/kWh) | Gas ($/Th) | Electric ($/kWh) | Gas ($/Th) | Electric ($/kWh) | Gas ($/Th) | Electric ($/kWh) | Gas ($/Th) | TRC | PAC | TRC | PAC
Total or Average | 387444.2915 | 368650.8503 | 251015.9415 | 387633.9355 | 1156755490.5543 | 10622387889.7689 | 0 | 0 | 0.085923 | #DIV/0! | 0.079921 | #DIV/0! | 0.09433 | #DIV/0! | 0.088328 | #DIV/0!
Express Efficiency | 0 | 0 | 0 | 0 | 0 | 0 | 0 | 0 | 0 | 0 | 0 | 0 | 0 | 0 | 0 | 0 | 0 | 0 | 0 | 0
Variable Frequency Drives for HVAC Fans | 0 | 0 | 35.2846 | 0 | 162601.6713 | 2439025.0694 | 0 | 0 | 0.090902 | 0 | 0.084112 | 0 | 0.1075 | 0 | 0.10071 | 0 | 4.2172 | 10.2224 | 3.4001 | 6.4596
Variable Frequency Drives for HVAC Fans | 0 | 0 | 2823.5693 | 0 | 13011840 | 195177600 | 0 | 0 | 0.090996 | 0 | 0.084201 | 0 | 0.10759 | 0 | 0.1008 | 0 | 4.2205 | 10.2305 | 3.4022 | 6.4628
Variable Frequency Drives for HVAC Fans | 0 | 0 | 131.2586 | 0 | 604878.2172 | 9073173.2583 | 0 | 0 | 0.073254 | 0 | 0.06747 | 0 | 0.089853 | 0 | 0.084068 | 0 | 3.5926 | 8.7084 | 2.9821 | 5.8202
Variable Frequency Drives for HVAC Fans | 0 | 0 | 141.1383 | 0 | 650406.6852 | 9756100.2777 | 0 | 0 | 0.090902 | 0 | 0.084112 | 0 | 0.1075 | 0 | 0.10071 | 0 | 4.2172 | 10.2224 | 3.4001 | 6.4596
Variable Frequency Drives for HVAC Fans | 0 | 0 | 21.1707 | 0 | 97561.0028 | 1463415.0417 | 0 | 0 | 0.080049 | 0 | 0.073877 | 0 | 0.096648 | 0 | 0.090476 | 0 | 3.8331 | 9.2913 | 3.1459 | 6.0749
Variable Frequency Drives for HVAC Fans | 0 | 0 | 49.3984 | 0 | 227642.3398 | 3414635.0972 | 0 | 0 | 0.073254 | 0 | 0.06747 | 0 | 0.089853 | 0 | 0.084068 | 0 | 3.5926 | 8.7084 | 2.9821 | 5.8202
Variable Frequency Drives for HVAC Fans | 0 | 0 | 49.3984 | 0 | 227642.3398 | 3414635.0972 | 0 | 0 | 0.085944 | 0 | 0.079436 | 0 | 0.10254 | 0 | 0.096035 | 0 | 4.0417 | 9.7971 | 3.2851 | 6.2871
Setback Programmable Thermostats | 0 | 0 | 0 | 0 | 0 | 0 | 0 | 0 | 0 | 0 | 0 | 0 | 0 | 0 | 0 | 0 | 0 | 0 | 0 | 0
Reflective Window Film - Coastal | 211.8932 | 131.5482 | 259.8916 | 211.8932 | 1197657.0528 | 11976570.528 | 0 | 0 | 0.099891 | 0 | 0.093136 | 0 | 0.10389 | 0 | 0.097135 | 0 | 6.3551 | 8.0893 | 4.6655 | 5.537
Reflective Window Film - Coastal | 470.8819 | 292.3345 | 577.5469 | 470.8819 | 2661506.2634 | 26615062.6343 | 0 | 0 | 0.099621 | 0 | 0.092881 | 0 | 0.10362 | 0 | 0.09688 | 0 | 6.3406 | 8.0708 | 4.6577 | 5.5283
Reflective Window Film - Coastal | 29.705 | 18.4416 | 36.4338 | 29.705 | 167897.7916 | 1678977.916 | 0 | 0 | 0.10056 | 0 | 0.093763 | 0 | 0.10455 | 0 | 0.097762 | 0 | 6.3907 | 8.1347 | 4.6847 | 5.5582
Reflective Window Film - Coastal | 19.7132 | 12.2384 | 24.1787 | 19.7132 | 111422.7127 | 1114227.1266 | 0 | 0 | 0.10181 | 0 | 0.094944 | 0 | 0.10581 | 0 | 0.098943 | 0 | 6.4579 | 8.2202 | 4.7207 | 5.598
Reflective Window Film - Coastal | 11.783 | 7.3152 | 14.4522 | 11.783 | 66599.8026 | 665998.0259 | 0 | 0 | 0.10172 | 0 | 0.094858 | 0 | 0.10572 | 0 | 0.098857 | 0 | 6.453 | 8.2139 | 4.718 | 5.595
Reflective Window Film - Desert | 61.2616 | 38.0326 | 138.7175 | 61.2616 | 639251.2195 | 6392512.1947 | 0 | 0 | 0.10478 | 0 | 0.098232 | 0 | 0.10694 | 0 | 0.1004 | 0 | 11.37 | 14.4728 | 6.8996 | 7.9315
Reflective Window Film - Desert | 38.4433 | 23.8665 | 87.049 | 38.4433 | 401147.5382 | 4011475.3819 | 0 | 0 | 0.10529 | 0 | 0.09871 | 0 | 0.10745 | 0 | 0.10088 | 0 | 11.4202 | 14.5366 | 6.9181 | 7.9506
Reflective Window Film - Desert | 50.8766 | 31.5854 | 115.2024 | 50.8766 | 530886.7048 | 5308867.0481 | 0 | 0 | 0.10596 | 0 | 0.09935 | 0 | 0.10813 | 0 | 0.10152 | 0 | 11.4873 | 14.6221 | 6.9427 | 7.9761
Reflective Window Film - Desert | 94.3695 | 58.5868 | 213.6854 | 94.3695 | 984725.2455 | 9847252.4554 | 0 | 0 | 0.10591 | 0 | 0.099303 | 0 | 0.10808 | 0 | 0.10147 | 0 | 11.4824 | 14.6158 | 6.9409 | 7.9743
Reflective Window Film - Desert | 74.9811 | 46.55 | 169.7833 | 74.9811 | 782411.6792 | 7824116.7919 | 0 | 0 | 0.10601 | 0 | 0.099392 | 0 | 0.10817 | 0 | 0.10156 | 0 | 11.4917 | 14.6277 | 6.9443 | 7.9778
Reflective Window Film - Inland | 29.4087 | 18.2576 | 44.3944 | 29.4087 | 204582.4411 | 2045824.4108 | 0 | 0 | 0.10195 | 0 | 0.095277 | 0 | 0.1052 | 0 | 0.098527 | 0 | 7.7268 | 9.8353 | 5.3647 | 6.3028
Reflective Window Film - Inland | 73.8337 | 45.8377 | 111.4568 | 73.8337 | 513625.7561 | 5136257.5612 | 0 | 0 | 0.10173 | 0 | 0.09507 | 0 | 0.10498 | 0 | 0.098319 | 0 | 7.7122 | 9.8168 | 5.3577 | 6.2952
Reflective Window Film - Inland | 384.7173 | 238.8415 | 580.7558 | 384.7173 | 2676293.9409 | 26762939.4088 | 0 | 0 | 0.10249 | 0 | 0.095787 | 0 | 0.10574 | 0 | 0.099036 | 0 | 7.7624 | 9.8807 | 5.3818 | 6.3214
Reflective Window Film - Inland | 63.8229 | 39.6227 | 96.3448 | 63.8229 | 443985.1735 | 4439851.7349 | 0 | 0 | 0.10351 | 0 | 0.096747 | 0 | 0.10676 | 0 | 0.099996 | 0 | 7.8296 | 9.9662 | 5.414 | 6.3563
Reflective Window Film - Inland | 3.1949 | 1.9835 | 4.823 | 3.1949 | 22225.7179 | 222257.1786 | 0 | 0 | 0.10301 | 0 | 0.09628 | 0 | 0.10626 | 0 | 0.09953 | 0 | 7.7969 | 9.9246 | 5.3984 | 6.3394
Reflective Window Film - Inland | 8.3829 | 5.2043 | 12.6546 | 8.3829 | 58316.0502 | 583160.502 | 0 | 0 | 0.10343 | 0 | 0.096676 | 0 | 0.10668 | 0 | 0.099925 | 0 | 7.8246 | 9.9599 | 5.4117 | 6.3537
Reflective Window Film - Inland | 5.4314 | 3.3719 | 8.1991 | 5.4314 | 37783.7204 | 377837.2037 | 0 | 0 | 0.10357 | 0 | 0.096809 | 0 | 0.10682 | 0 | 0.10006 | 0 | 7.8339 | 9.9717 | 5.4161 | 6.3586
Cold Cathode Fluorescent Lamp, 3-5 watts | 5.76 | 5.76 | 7.8745 | 5.76 | 36288 | 181440 | 0 | 0 | 0.090124 | 0 | 0.084612 | 0 | 0.089126 | 0 | 0.083614 | 0 | 14.6457 | 12.7242 | 7.9831 | 7.376
Cold Cathode Fluorescent Lamp, 3-5 watts | 5.184 | 5.184 | 9.3744 | 5.184 | 43200 | 216000 | 0 | 0 | 0.093783 | 0 | 0.088122 | 0 | 0.092945 | 0 | 0.087284 | 0 | 17.9045 | 15.5554 | 8.8624 | 8.246
Screw-in Compact Fluorescent Lamp, 5 - 13 watts | 111.0266 | 111.0266 | 24.0928 | 111.0266 | 111026.6219 | 355285.19 | 0 | 0 | 0.13076 | 0 | 0.12295 | 0 | 0.13468 | 0 | 0.12687 | 0 | 21.9795 | 59.1695 | 9.7578 | 13.5345
Screw-in Compact Fluorescent Lamp, 5 - 13 watts | 8.5628 | 1.729 | 1.8581 | 8.5628 | 8562.8472 | 29969.9653 | 0 | 0 | 0.12573 | 0 | 0.1176 | 0 | 0.13632 | 0 | 0.1282 | 0 | 8.4577 | 22.7683 | 5.7071 | 9.9103
Screw-in Compact Fluorescent Lamp, 5 - 13 watts | 426.4248 | 426.4248 | 92.5342 | 426.4248 | 426424.8284 | 383782.3456 | 0 | 0 | 0.11144 | 0 | 0.10454 | 0 | 0.11748 | 0 | 0.11058 | 0 | 12.5933 | 33.9017 | 7.3318 | 11.5631
Screw-in Compact Fluorescent Lamp, 5 - 13 watts | 88.2792 | 88.2792 | 19.1566 | 88.2792 | 88279.232 | 79451.3088 | 0 | 0 | 0.11782 | 0 | 0.11054 | 0 | 0.12407 | 0 | 0.11679 | 0 | 12.8419 | 34.5708 | 7.4154 | 11.64
Screw-in Compact Fluorescent Lamp, 5 - 13 watts | 2.3672 | 2.3672 | 0.51369 | 2.3672 | 2367.2151 | 6864.9237 | 0 | 0 | 0.11891 | 0 | 0.11155 | 0 | 0.12539 | 0 | 0.11802 | 0 | 12.5479 | 33.7794 | 7.3164 | 11.5489
Screw-in Compact Fluorescent Lamp, 5 - 13 watts | 670.2212 | 670.2212 | 145.438 | 670.2212 | 670221.1889 | 1541508.7345 | 0 | 0 | 0.12048 | 0 | 0.11329 | 0 | 0.12408 | 0 | 0.11689 | 0 | 22.0432 | 59.3411 | 9.7704 | 13.5434
Screw-in Compact Fluorescent Lamp, 5 - 13 watts | 274.8116 | 274.8116 | 59.6341 | 274.8116 | 274811.5516 | 577104.2584 | 0 | 0 | 0.12521 | 0 | 0.11746 | 0 | 0.13194 | 0 | 0.1242 | 0 | 12.6801 | 34.1351 | 7.3611 | 11.5902
Screw-in Compact Fluorescent Lamp, 5 - 13 watts | 8.9576 | 4.6202 | 1.9438 | 8.9576 | 8957.601 | 25081.2828 | 0 | 0 | 0.11365 | 0 | 0.10653 | 0 | 0.12071 | 0 | 0.11359 | 0 | 11.116 | 29.9246 | 6.8053 | 11.0617
Screw-in Compact Fluorescent Lamp, 14-26 watts | 3118.9472 | 3118.9472 | 676.8115 | 3118.9472 | 3118947.217 | 8733052.2076 | 0 | 0 | 0.12667 | 0 | 0.11907 | 0 | 0.12994 | 0 | 0.12233 | 0 | 19.4915 | 37.2404 | 9.2345 | 11.9279
Screw-in Compact Fluorescent Lamp, 14-26 watts | 3791.2274 | 3791.2274 | 822.6963 | 3791.2274 | 3791227.3882 | 10615436.6869 | 0 | 0 | 0.12979 | 0 | 0.12201 | 0 | 0.13306 | 0 | 0.12527 | 0 | 19.9469 | 38.1104 | 9.3355 | 12.0157
Screw-in Compact Fluorescent Lamp, 14-26 watts | 1250.1362 | 138.904 | 271.2796 | 1250.1362 | 1250136.2071 | 3500381.38 | 0 | 0 | 0.12552 | 0 | 0.11797 | 0 | 0.12878 | 0 | 0.12124 | 0 | 19.3226 | 36.9176 | 9.1965 | 11.8946
Screw-in Compact Fluorescent Lamp, 14-26 watts | 225.471 | 45.5278 | 48.9272 | 225.471 | 225470.9957 | 1262637.5759 | 0 | 0 | 0.12891 | 0 | 0.12071 | 0 | 0.13605 | 0 | 0.12785 | 0 | 9.6031 | 18.3475 | 6.2066 | 8.9696
Screw-in Compact Fluorescent Lamp, 14-26 watts | 1653.0134 | 1653.0134 | 358.7039 | 1653.0134 | 1653013.3801 | 5785546.8304 | 0 | 0 | 0.11539 | 0 | 0.10802 | 0 | 0.12203 | 0 | 0.11466 | 0 | 9.2759 | 17.7224 | 6.0683 | 8.8175
Screw-in Compact Fluorescent Lamp, 14-26 watts | 88.9952 | 88.9952 | 19.312 | 88.9952 | 88995.2087 | 231387.5427 | 0 | 0 | 0.11852 | 0 | 0.11099 | 0 | 0.12502 | 0 | 0.11749 | 0 | 9.6871 | 18.5082 | 6.2416 | 9.0078
Screw-in Compact Fluorescent Lamp, 14-26 watts | 138.6854 | 28.4483 | 30.0947 | 138.6854 | 138685.4486 | 194159.6281 | 0 | 0 | 0.10881 | 0 | 0.10186 | 0 | 0.11502 | 0 | 0.10808 | 0 | 9.3429 | 17.8505 | 6.0969 | 8.8491
Screw-in Compact Fluorescent Lamp, 14-26 watts | 11866.4624 | 11866.4624 | 2575.0223 | 11866.4624 | 11866462.4333 | 10679816.19 | 0 | 0 | 0.10835 | 0 | 0.10145 | 0 | 0.11442 | 0 | 0.10752 | 0 | 9.5162 | 18.1816 | 6.1702 | 8.9297
Screw-in Compact Fluorescent Lamp, 14-26 watts | 52602.8526 | 52602.8526 | 11414.819 | 52602.8526 | 52602852.5568 | 47342567.3011 | 0 | 0 | 0.11468 | 0 | 0.1074 | 0 | 0.12096 | 0 | 0.11367 | 0 | 9.708 | 18.5481 | 6.2503 | 9.0172
Screw-in Compact Fluorescent Lamp, 14-26 watts | 18.4396 | 18.4396 | 4.0014 | 18.4396 | 18439.5618 | 53474.7293 | 0 | 0 | 0.11558 | 0 | 0.10822 | 0 | 0.12208 | 0 | 0.11471 | 0 | 9.4795 | 18.1115 | 6.1548 | 8.9128
Screw-in Compact Fluorescent Lamp, 14-26 watts | 1990.6199 | 1990.6199 | 431.9645 | 1990.6199 | 1990619.8551 | 6369983.5363 | 0 | 0 | 0.12223 | 0 | 0.11448 | 0 | 0.12877 | 0 | 0.12102 | 0 | 9.9091 | 18.9322 | 6.333 | 9.1071
Screw-in Compact Fluorescent Lamp, 14-26 watts | 4717.9108 | 4717.9108 | 1023.7866 | 4717.9108 | 4717910.8005 | 10851194.8412 | 0 | 0 | 0.11864 | 0 | 0.11145 | 0 | 0.12225 | 0 | 0.11506 | 0 | 16.6546 | 31.8201 | 8.5449 | 11.3108
Screw-in Compact Fluorescent Lamp, 14-26 watts | 37.2918 | 12.4306 | 8.0923 | 37.2918 | 37291.8137 | 85771.1715 | 0 | 0 | 0.11649 | 0 | 0.10908 | 0 | 0.12298 | 0 | 0.11557 | 0 | 9.5548 | 18.2554 | 6.1864 | 8.9475
Screw-in Compact Fluorescent Lamp, 14-26 watts | 36.9562 | 36.9562 | 8.0195 | 36.9562 | 36956.2382 | 66521.2288 | 0 | 0 | 0.12072 | 0 | 0.11305 | 0 | 0.12738 | 0 | 0.1197 | 0 | 9.6445 | 18.4267 | 6.2239 | 8.9885
Screw-in Compact Fluorescent Lamp, 14-26 watts | 3088.3589 | 3088.3589 | 670.1739 | 3088.3589 | 3088358.8781 | 6485553.6441 | 0 | 0 | 0.12174 | 0 | 0.11399 | 0 | 0.1285 | 0 | 0.12075 | 0 | 9.5793 | 18.3022 | 6.1967 | 8.9587
Screw-in Compact Fluorescent Lamp, 14-26 watts | 67.9634 | 35.0548 | 14.7481 | 67.9634 | 67963.4053 | 190297.5347 | 0 | 0 | 0.11001 | 0 | 0.1029 | 0 | 0.1171 | 0 | 0.10998 | 0 | 8.3977 | 16.0447 | 5.6797 | 8.3815
Screw-in Compact Fluorescent Lamp, 14-26 watts | 203.162 | 104.7888 | 44.0862 | 203.162 | 203162.0364 | 568853.702 | 0 | 0 | 0.1136 | 0 | 0.10648 | 0 | 0.11762 | 0 | 0.1105 | 0 | 11.0676 | 17.1907 | 6.7871 | 8.6839
Screw-in Compact Fluorescent Lamp, 14-26 watts | 9.4737 | 8.5263 | 2.0558 | 9.4737 | 9473.6868 | 29368.4291 | 0 | 0 | 0.11668 | 0 | 0.10918 | 0 | 0.12379 | 0 | 0.11629 | 0 | 8.8148 | 16.8416 | 5.8675 | 8.5939
Screw-in Compact Fluorescent Lamp, 14-26 watts | 198.6841 | 197.4135 | 43.1145 | 198.6841 | 198684.1179 | 556315.5301 | 0 | 0 | 0.12689 | 0 | 0.11927 | 0 | 0.13015 | 0 | 0.12253 | 0 | 19.5224 | 37.2994 | 9.2415 | 11.9339
Screw-in Compact Fluorescent Lamp, 14-26 watts Reflector Lamp | 9556.707 | 9556.707 | 2073.8054 | 9556.707 | 9556706.9887 | 26758779.5683 | 0 | 0 | 0.12667 | 0 | 0.11907 | 0 | 0.12635 | 0 | 0.11874 | 0 | 19.4915 | 18.6202 | 9.2345 | 9.0343
Screw-in Compact Fluorescent Lamp, 14-26 watts Reflector Lamp | 6420.8329 | 6420.8329 | 1393.3207 | 6420.8329 | 6420832.8688 | 17978332.0326 | 0 | 0 | 0.12979 | 0 | 0.12201 | 0 | 0.12947 | 0 | 0.12169 | 0 | 19.9469 | 19.0552 | 9.3355 | 9.1354
Screw-in Compact Fluorescent Lamp, 14-26 watts Reflector Lamp | 995.8089 | 110.6454 | 216.0905 | 995.8089 | 995808.8682 | 2788264.831 | 0 | 0 | 0.12552 | 0 | 0.11797 | 0 | 0.1252 | 0 | 0.11765 | 0 | 19.3226 | 18.4588 | 9.1964 | 8.9961
Screw-in Compact Fluorescent Lamp, 14-26 watts Reflector Lamp | 39.5981 | 7.9958 | 8.5928 | 39.5981 | 39598.1127 | 221749.4312 | 0 | 0 | 0.12891 | 0 | 0.12071 | 0 | 0.12821 | 0 | 0.12001 | 0 | 9.6031 | 9.1738 | 6.2066 | 6.0244
Screw-in Compact Fluorescent Lamp, 14-26 watts Reflector Lamp | 678.4138 | 678.4138 | 147.2158 | 678.4138 | 678413.7843 | 2374448.2451 | 0 | 0 | 0.11539 | 0 | 0.10802 | 0 | 0.11474 | 0 | 0.10737 | 0 | 9.2759 | 8.8612 | 6.0683 | 5.888
Screw-in Compact Fluorescent Lamp, 14-26 watts Reflector Lamp | 30.1061 | 30.1061 | 6.533 | 30.1061 | 30106.1084 | 78275.8819 | 0 | 0 | 0.11852 | 0 | 0.11099 | 0 | 0.11788 | 0 | 0.11035 | 0 | 9.6871 | 9.2541 | 6.2416 | 6.0589
Screw-in Compact Fluorescent Lamp, 14-26 watts Reflector Lamp | 208.3362 | 42.7356 | 45.209 | 208.3362 | 208336.2124 | 291670.6973 | 0 | 0 | 0.10881 | 0 | 0.10186 | 0 | 0.1082 | 0 | 0.10125 | 0 | 9.3429 | 8.9252 | 6.0969 | 5.9162
Screw-in Compact Fluorescent Lamp, 14-26 watts Reflector Lamp | 1821.2715 | 1821.2715 | 395.2159 | 1821.2715 | 1821271.5487 | 1639144.3938 | 0 | 0 | 0.10832 | 0 | 0.10143 | 0 | 0.10773 | 0 | 0.10083 | 0 | 9.5138 | 9.0885 | 6.1692 | 5.9875
Screw-in Compact Fluorescent Lamp, 14-26 watts Reflector Lamp | 17332.1284 | 17332.1284 | 3761.0719 | 17332.1284 | 17332128.3673 | 15598915.5306 | 0 | 0 | 0.1146 | 0 | 0.10732 | 0 | 0.11398 | 0 | 0.1067 | 0 | 9.7016 | 9.2679 | 6.2476 | 6.0649
Screw-in Compact Fluorescent Lamp, 14-26 watts Reflector Lamp | 32.575 | 32.575 | 7.0688 | 32.575 | 32574.9978 | 94467.4936 | 0 | 0 | 0.11558 | 0 | 0.10822 | 0 | 0.11494 | 0 | 0.10758 | 0 | 9.4795 | 9.0557 | 6.1548 | 5.9733
Screw-in Compact Fluorescent Lamp, 14-26 watts Reflector Lamp | 727.6692 | 727.6692 | 157.9042 | 727.6692 | 727669.2361 | 2328541.5556 | 0 | 0 | 0.12223 | 0 | 0.11448 | 0 | 0.12159 | 0 | 0.11384 | 0 | 9.909 | 9.4661 | 6.333 | 6.1491
Screw-in Compact Fluorescent Lamp, 14-26 watts Reflector Lamp | 7478.0032 | 7478.0032 | 1622.7267 | 7478.0032 | 7478003.2396 | 17199407.4511 | 0 | 0 | 0.12155 | 0 | 0.11435 | 0 | 0.11912 | 0 | 0.11193 | 0 | 27.0755 | 17.8023 | 10.6475 | 8.8373
Screw-in Compact Fluorescent Lamp, 14-26 watts Reflector Lamp | 20.6526 | 20.6526 | 4.4816 | 20.6526 | 20652.6358 | 37174.7445 | 0 | 0 | 0.12072 | 0 | 0.11305 | 0 | 0.12007 | 0 | 0.11239 | 0 | 9.6445 | 9.2133 | 6.2239 | 6.0415
Screw-in Compact Fluorescent Lamp, 14-26 watts Reflector Lamp | 1783.5796 | 1783.5796 | 387.0368 | 1783.5796 | 1783579.5613 | 3745517.0787 | 0 | 0 | 0.12174 | 0 | 0.11399 | 0 | 0.12107 | 0 | 0.11333 | 0 | 9.5793 | 9.1511 | 6.1967 | 6.0146
Screw-in Compact Fluorescent Lamp, 14-26 watts Reflector Lamp | 59.5779 | 30.7296 | 12.9284 | 59.5779 | 59577.8927 | 166818.0996 | 0 | 0 | 0.11001 | 0 | 0.1029 | 0 | 0.10932 | 0 | 0.1022 | 0 | 8.3977 | 8.0223 | 5.6797 | 5.5055
Screw-in Compact Fluorescent Lamp, 14-26 watts Reflector Lamp | 139.5279 | 138.6356 | 30.2776 | 139.5279 | 139527.922 | 390678.1817 | 0 | 0 | 0.12689 | 0 | 0.11926 | 0 | 0.12657 | 0 | 0.11894 | 0 | 19.5224 | 18.6497 | 9.2415 | 9.0412
Screw-in Compact Fluorescent Lamp, >=27watts | 3306.6212 | 3306.6212 | 717.5368 | 3306.6212 | 3306621.174 | 9258539.2871 | 0 | 0 | 0.12454 | 0 | 0.11694 | 0 | 0.12944 | 0 | 0.12183 | 0 | 14.869 | 32.6618 | 8.049 | 11.4153
Screw-in Compact Fluorescent Lamp, >=27watts | 681.3031 | 681.3031 | 147.8428 | 681.3031 | 681303.1407 | 1907648.7941 | 0 | 0 | 0.12766 | 0 | 0.11988 | 0 | 0.13256 | 0 | 0.12477 | 0 | 15.2163 | 33.4249 | 8.1497 | 11.5071
Screw-in Compact Fluorescent Lamp, >=27watts | 443.3521 | 49.2613 | 96.2074 | 443.3521 | 443352.1262 | 1241385.9533 | 0 | 0 | 0.12339 | 0 | 0.11584 | 0 | 0.12828 | 0 | 0.12074 | 0 | 14.7401 | 32.3787 | 8.0111 | 11.3806
Screw-in Compact Fluorescent Lamp, >=27watts | 4.9085 | 4.9085 | 1.0652 | 4.9085 | 4908.5372 | 17179.8803 | 0 | 0 | 0.11587 | 0 | 0.1085 | 0 | 0.1232 | 0 | 0.11583 | 0 | 9.6047 | 21.0981 | 6.2073 | 9.5802
Screw-in Compact Fluorescent Lamp, >=27watts | 33.5173 | 6.8753 | 7.2732 | 33.5173 | 33517.2657 | 46924.172 | 0 | 0 | 0.10925 | 0 | 0.10231 | 0 | 0.11612 | 0 | 0.10917 | 0 | 9.6741 | 21.2506 | 6.2362 | 9.6115
Screw-in Compact Fluorescent Lamp, >=27watts | 8715.0823 | 8715.0823 | 1891.1729 | 8715.0823 | 8715082.3057 | 7843574.0751 | 0 | 0 | 0.10876 | 0 | 0.10186 | 0 | 0.11545 | 0 | 0.10856 | 0 | 9.8511 | 21.6393 | 6.3093 | 9.6902
Screw-in Compact Fluorescent Lamp, >=27watts | 51218.8042 | 51218.8042 | 11114.4805 | 51218.8042 | 51218804.206 | 46096923.7854 | 0 | 0 | 0.11505 | 0 | 0.10777 | 0 | 0.12198 | 0 | 0.1147 | 0 | 10.0455 | 22.0664 | 6.3885 | 9.7749
Screw-in Compact Fluorescent Lamp, >=27watts | 10.3861 | 10.3861 | 2.2538 | 10.3861 | 10386.0886 | 30119.6568 | 0 | 0 | 0.11605 | 0 | 0.10868 | 0 | 0.12322 | 0 | 0.11585 | 0 | 9.8156 | 21.5613 | 6.2947 | 9.6745
Screw-in Compact Fluorescent Lamp, >=27watts | 907.8253 | 907.8253 | 196.9981 | 907.8253 | 907825.2868 | 2905040.9176 | 0 | 0 | 0.1227 | 0 | 0.11495 | 0 | 0.12991 | 0 | 0.12217 | 0 | 10.2603 | 22.5383 | 6.4747 | 9.8664
Screw-in Compact Fluorescent Lamp, >=27watts | 1457.9328 | 1457.9328 | 316.3714 | 1457.9328 | 1457932.8029 | 3353245.4466 | 0 | 0 | 0.11889 | 0 | 0.1117 | 0 | 0.12288 | 0 | 0.11568 | 0 | 17.2432 | 37.8772 | 8.6973 | 11.9925
Screw-in Compact Fluorescent Lamp, >=27watts | 4.4896 | 4.4896 | 0.97425 | 4.4896 | 4489.6418 | 8081.3552 | 0 | 0 | 0.1212 | 0 | 0.11352 | 0 | 0.12855 | 0 | 0.12087 | 0 | 9.9864 | 21.9365 | 6.3645 | 9.7494
Screw-in Compact Fluorescent Lamp, >=27watts | 555.0176 | 555.0176 | 120.4388 | 555.0176 | 555017.5757 | 1165536.9089 | 0 | 0 | 0.12222 | 0 | 0.11448 | 0 | 0.12969 | 0 | 0.12194 | 0 | 9.9189 | 21.7883 | 6.3371 | 9.72
Screw-in Compact Fluorescent Lamp, >=27watts | 28.0723 | 14.4794 | 6.0917 | 28.0723 | 28072.299 | 78602.4372 | 0 | 0 | 0.11052 | 0 | 0.10341 | 0 | 0.11835 | 0 | 0.11123 | 0 | 8.6954 | 19.1008 | 5.8144 | 9.1459
Screw-in Compact Fluorescent Lamp, >=27watts | 2.2448 | 2.2305 | 0.48713 | 2.2448 | 2244.8209 | 6285.4985 | 0 | 0 | 0.12476 | 0 | 0.11714 | 0 | 0.12965 | 0 | 0.12203 | 0 | 14.8925 | 32.7136 | 8.0559 | 11.4217
Hardwired Fluorescent Fixture, 5-13 watts | 76.7159 | 76.7159 | 16.6473 | 76.7159 | 76715.874 | 920590.4876 | 0 | 0 | 0.14134 | 0 | 0.13316 | 0 | 0.13862 | 0 | 0.13043 | 0 | 64.7012 | 29.0296 | 13.8045 | 10.9371
Hardwired Fluorescent Fixture, 5-13 watts | 22.0437 | 22.0437 | 4.7835 | 22.0437 | 22043.7204 | 264524.6446 | 0 | 0 | 0.13176 | 0 | 0.12402 | 0 | 0.12677 | 0 | 0.11903 | 0 | 33.4621 | 15.0135 | 11.5116 | 8.0912
Hardwired Fluorescent Fixture, 5-13 watts | 97.3111 | 97.3111 | 21.1165 | 97.3111 | 97311.1476 | 1167733.7708 | 0 | 0 | 0.1352 | 0 | 0.12726 | 0 | 0.13206 | 0 | 0.12412 | 0 | 33.8901 | 19.2214 | 11.5618 | 9.1735
Hardwired Fluorescent Fixture, 5-13 watts | 4.0405 | 4.0405 | 0.87678 | 4.0405 | 4040.4757 | 48485.7083 | 0 | 0 | 0.13665 | 0 | 0.1288 | 0 | 0.13532 | 0 | 0.12747 | 0 | 127.4999 | 57.2056 | 15.4255 | 13.429
Hardwired Fluorescent Fixture, 5-13 watts | 168.5636 | 168.5636 | 36.5783 | 168.5636 | 168563.5952 | 2022763.1425 | 0 | 0 | 0.13884 | 0 | 0.13072 | 0 | 0.1343 | 0 | 0.12618 | 0 | 38.628 | 17.3313 | 12.0667 | 8.7196
Hardwired Fluorescent Fixture, 5-13 watts | 18.4476 | 18.4476 | 4.0031 | 18.4476 | 18447.6206 | 221371.447 | 0 | 0 | 0.14096 | 0 | 0.13278 | 0 | 0.13776 | 0 | 0.12958 | 0 | 55.162 | 24.7497 | 13.3133 | 10.2681
Hardwired Fluorescent Fixture, 14-26 watts | 68.5605 | 68.5605 | 14.8776 | 68.5605 | 68560.5333 | 822726.3996 | 0 | 0 | 0.1414 | 0 | 0.13322 | 0 | 0.13858 | 0 | 0.1304 | 0 | 66.347 | 28.8095 | 13.8779 | 10.9057
Hardwired Fluorescent Fixture, 14-26 watts | 3.8089 | 0.42321 | 0.82654 | 3.8089 | 3808.9185 | 45707.0222 | 0 | 0 | 0.1372 | 0 | 0.12925 | 0 | 0.13438 | 0 | 0.12644 | 0 | 64.4054 | 27.9665 | 13.7909 | 10.7826
Hardwired Fluorescent Fixture, 14-26 watts | 6.2298 | 1.2579 | 1.3519 | 6.2298 | 6229.8209 | 74757.8508 | 0 | 0 | 0.13839 | 0 | 0.13001 | 0 | 0.12719 | 0 | 0.11881 | 0 | 17.0935 | 7.4224 | 8.659 | 5.2162
Hardwired Fluorescent Fixture, 14-26 watts | 57.1405 | 57.1405 | 12.3995 | 57.1405 | 57140.5163 | 685686.1956 | 0 | 0 | 0.13045 | 0 | 0.12271 | 0 | 0.12345 | 0 | 0.11571 | 0 | 25.2795 | 10.977 | 10.3581 | 6.7529
Hardwired Fluorescent Fixture, 14-26 watts | 2.0453 | 2.0453 | 0.44383 | 2.0453 | 2045.2981 | 24543.5775 | 0 | 0 | 0.13528 | 0 | 0.12734 | 0 | 0.13003 | 0 | 0.12209 | 0 | 34.5713 | 15.0117 | 11.64 | 8.0907
Hardwired Fluorescent Fixture, 14-26 watts | 55.1872 | 55.1872 | 11.9756 | 55.1872 | 55187.1844 | 662246.2132 | 0 | 0 | 0.12955 | 0 | 0.12209 | 0 | 0.12775 | 0 | 0.12029 | 0 | 94.7801 | 41.1559 | 14.807 | 12.3028
Hardwired Fluorescent Fixture, 14-26 watts | 31.7017 | 31.7017 | 6.8793 | 31.7017 | 31701.6625 | 380419.9502 | 0 | 0 | 0.1363 | 0 | 0.12845 | 0 | 0.13444 | 0 | 0.12659 | 0 | 96.3218 | 41.8254 | 14.8442 | 12.3619
Hardwired Fluorescent Fixture, 14-26 watts | 269.995 | 269.995 | 58.5889 | 269.995 | 269995.0205 | 3239940.2461 | 0 | 0 | 0.13764 | 0 | 0.12952 | 0 | 0.13128 | 0 | 0.12316 | 0 | 29.1821 | 12.6716 | 10.9586 | 7.3583
Hardwired Fluorescent Fixture, 14-26 watts | 119.4395 | 119.4395 | 25.9184 | 119.4395 | 119439.5107 | 1433274.1281 | 0 | 0 | 0.13171 | 0 | 0.12409 | 0 | 0.1291 | 0 | 0.12148 | 0 | 66.82 | 29.0149 | 13.8985 | 10.935
Hardwired Fluorescent Fixture, 14-26 watts | 152.5158 | 152.5158 | 33.0959 | 152.5158 | 152515.7562 | 1830189.0744 | 0 | 0 | 0.14012 | 0 | 0.13194 | 0 | 0.13563 | 0 | 0.12745 | 0 | 41.673 | 18.0955 | 12.3486 | 8.9089
Hardwired Fluorescent Fixture, 14-26 watts | 6.141 | 3.1675 | 1.3326 | 6.141 | 6141.0384 | 73692.4611 | 0 | 0 | 0.1258 | 0 | 0.11836 | 0 | 0.11968 | 0 | 0.11224 | 0 | 27.7811 | 12.0633 | 10.755 | 7.1489
Hardwired Fluorescent Fixture, 14-26 watts | 1.1963 | 1.0767 | 0.2596 | 1.1963 | 1196.3062 | 14355.6742 | 0 | 0 | 0.13303 | 0 | 0.12516 | 0 | 0.1263 | 0 | 0.11843 | 0 | 26.7469 | 11.6142 | 10.5963 | 6.9888
Hardwired Fluorescent Fixture, 14-26 watts | 3.8089 | 3.7846 | 0.82654 | 3.8089 | 3808.9185 | 45707.0222 | 0 | 0 | 0.13851 | 0 | 0.13049 | 0 | 0.13569 | 0 | 0.12767 | 0 | 65.0103 | 28.2291 | 13.8185 | 10.8214
Hardwired Fluorescent Fixture, 27-65 watts(incandescent basecase) | 22.741 | 22.741 | 23.1195 | 22.741 | 106541.5077 | 1278498.0928 | 0 | 0 | 0.092149 | 0 | 0.085961 | 0 | 0.10624 | 0 | 0.10005 | 0 | 6.6043 | 46.1559 | 4.7984 | 12.7145
Hardwired Fluorescent Fixture, 27-65 watts(incandescent basecase) | 12.4042 | 1.3782 | 12.6106 | 12.4042 | 58113.5497 | 697362.5961 | 0 | 0 | 0.087881 | 0 | 0.081936 | 0 | 0.10197 | 0 | 0.096026 | 0 | 6.3447 | 44.3417 | 4.6599 | 12.5728
Hardwired Fluorescent Fixture, 27-65 watts(incandescent basecase) | 2.0674 | 0.41745 | 2.1018 | 2.0674 | 9685.5916 | 116227.0993 | 0 | 0 | 0.0985 | 0 | 0.09195 | 0 | 0.11259 | 0 | 0.10604 | 0 | 6.9905 | 48.8554 | 4.9991 | 12.911
Hardwired Fluorescent Fixture, 27-65 watts(incandescent basecase) | 24.8083 | 24.8083 | 25.2213 | 24.8083 | 116227.0993 | 1394725.1921 | 0 | 0 | 0.084342 | 0 | 0.078599 | 0 | 0.098432 | 0 | 0.092689 | 0 | 6.1295 | 42.8376 | 4.5428 | 12.4489
Hardwired Fluorescent Fixture, 27-65 watts(incandescent basecase) | 8.9586 | 8.9586 | 9.1077 | 8.9586 | 41970.897 | 503650.7638 | 0 | 0 | 0.087836 | 0 | 0.081893 | 0 | 0.10193 | 0 | 0.095983 | 0 | 6.342 | 44.3226 | 4.6584 | 12.5713
Hardwired Fluorescent Fixture, 27-65 watts(incandescent basecase) | 33.4224 | 33.4224 | 33.9787 | 33.4224 | 156583.7311 | 1879004.7727 | 0 | 0 | 0.07945 | 0 | 0.073986 | 0 | 0.09354 | 0 | 0.088076 | 0 | 5.832 | 40.7585 | 4.3773 | 12.267
Hardwired Fluorescent Fixture, 27-65 watts(incandescent basecase) | 264.6224 | 264.6224 | 269.027 | 264.6224 | 1239755.7263 | 14877068.7159 | 0 | 0 | 0.086249 | 0 | 0.080397 | 0 | 0.10034 | 0 | 0.094487 | 0 | 6.2454 | 43.6481 | 4.6061 | 12.5164
Hardwired Fluorescent Fixture, 27-65 watts(incandescent basecase) | 8.9586 | 8.9586 | 9.1077 | 8.9586 | 41970.897 | 503650.7638 | 0 | 0 | 0.082234 | 0 | 0.076611 | 0 | 0.096324 | 0 | 0.090701 | 0 | 6.0012 | 41.9415 | 4.4719 | 12.372
Hardwired Fluorescent Fixture, 27-65 watts(incandescent basecase) | 125.7645 | 125.7645 | 127.8579 | 125.7645 | 589206.8231 | 7070481.8767 | 0 | 0 | 0.092149 | 0 | 0.085961 | 0 | 0.10624 | 0 | 0.10005 | 0 | 6.6043 | 46.1559 | 4.7984 | 12.7145
Hardwired Fluorescent Fixture, 27-65 watts(incandescent basecase) | 3.4456 | 3.101 | 3.503 | 3.4456 | 16142.6527 | 193711.8322 | 0 | 0 | 0.087399 | 0 | 0.081481 | 0 | 0.10149 | 0 | 0.095571 | 0 | 6.3154 | 44.1368 | 4.6441 | 12.5563
Hardwired Fluorescent Fixture, 27-65 watts(incandescent basecase) | 5.8575 | 5.8201 | 5.955 | 5.8575 | 27442.5096 | 329310.1148 | 0 | 0 | 0.089325 | 0 | 0.083298 | 0 | 0.10341 | 0 | 0.097388 | 0 | 6.4325 | 44.9557 | 4.7071 | 12.6217
Hardwired Fluorescent Fixture, 27-65 watts(incandescent basecase) | 21.3627 | 21.3627 | 21.7183 | 21.3627 | 100084.4467 | 1201013.3599 | 0 | 0 | 0.084695 | 0 | 0.078932 | 0 | 0.098785 | 0 | 0.093022 | 0 | 6.1509 | 42.9877 | 4.5545 | 12.4615
Hardwired Fluorescent Fixture, 27-65 watts(incandescent basecase) | 124.0417 | 124.0417 | 126.1064 | 124.0417 | 581135.4967 | 6973625.9606 | 0 | 0 | 0.091121 | 0 | 0.084992 | 0 | 0.10521 | 0 | 0.099082 | 0 | 6.5418 | 45.7192 | 4.7653 | 12.6811
Hardwired Fluorescent Fixture, 27-65 watts(Mercury Vapor basecase) | 2.8614 | 2.8614 | 2.9091 | 2.8614 | 13405.8907 | 160870.6886 | 0 | 0 | 0.073743 | 0 | 0.067555 | 0 | 0.104 | 0 | 0.097816 | 0 | 3.1161 | 23.6715 | 2.6462 | 10.0776
Hardwired Fluorescent Fixture, 27-65 watts(Mercury Vapor basecase) | 1.5608 | 0.17342 | 1.5868 | 1.5608 | 7312.304 | 87747.6483 | 0 | 0 | 0.069475 | 0 | 0.06353 | 0 | 0.099736 | 0 | 0.093791 | 0 | 2.9936 | 22.7411 | 2.5574 | 9.9051
Hardwired Fluorescent Fixture, 27-65 watts(Mercury Vapor basecase) | 0.26013 | 0.052527 | 0.26446 | 0.26013 | 1218.7173 | 14624.6081 | 0 | 0 | 0.080094 | 0 | 0.073544 | 0 | 0.11036 | 0 | 0.10381 | 0 | 3.2983 | 25.056 | 2.7765 | 10.3204
Hardwired Fluorescent Fixture, 27-65 watts(Mercury Vapor basecase) | 3.1216 | 3.1216 | 3.1735 | 3.1216 | 14624.6081 | 175495.2967 | 0 | 0 | 0.065936 | 0 | 0.060193 | 0 | 0.096197 | 0 | 0.090454 | 0 | 2.8921 | 21.9697 | 2.4829 | 9.7559
Hardwired Fluorescent Fixture, 27-65 watts(Mercury Vapor basecase) | 1.1272 | 1.1272 | 1.146 | 1.1272 | 5281.1085 | 63373.3016 | 0 | 0 | 0.06943 | 0 | 0.063488 | 0 | 0.099691 | 0 | 0.093749 | 0 | 2.9923 | 22.7313 | 2.5564 | 9.9033
Hardwired Fluorescent Fixture, 27-65 watts(Mercury Vapor basecase) | 4.2055 | 4.2055 | 4.2755 | 4.2055 | 19702.597 | 236431.1636 | 0 | 0 | 0.061044 | 0 | 0.05558 | 0 | 0.091306 | 0 | 0.085841 | 0 | 2.7517 | 20.9034 | 2.3787 | 9.5398
Hardwired Fluorescent Fixture, 27-65 watts(Mercury Vapor basecase) | 33.2969 | 33.2969 | 33.8511 | 33.2969 | 155995.8193 | 1871949.8313 | 0 | 0 | 0.067843 | 0 | 0.061991 | 0 | 0.098104 | 0 | 0.092252 | 0 | 2.9468 | 22.3854 | 2.5231 | 9.837
Hardwired Fluorescent Fixture, 27-65 watts(Mercury Vapor basecase) | 1.1272 | 1.1272 | 1.146 | 1.1272 | 5281.1085 | 63373.3016 | 0 | 0 | 0.063828 | 0 | 0.058205 | 0 | 0.094089 | 0 | 0.088466 | 0 | 2.8316 | 21.5101 | 2.4382 | 9.6642
Hardwired Fluorescent Fixture, 27-65 watts(Mercury Vapor basecase) | 15.8247 | 15.8247 | 16.0881 | 15.8247 | 74138.6381 | 889663.6568 | 0 | 0 | 0.073743 | 0 | 0.067555 | 0 | 0.104 | 0 | 0.097816 | 0 | 3.1161 | 23.6715 | 2.6462 | 10.0776
Hardwired Fluorescent Fixture, 27-65 watts(Mercury Vapor basecase) | 0.43355 | 0.3902 | 0.44077 | 0.43355 | 2031.1956 | 24374.3468 | 0 | 0 | 0.068993 | 0 | 0.063075 | 0 | 0.099254 | 0 | 0.093336 | 0 | 2.9798 | 22.636 | 2.5473 | 9.8851
Hardwired Fluorescent Fixture, 27-65 watts(Mercury Vapor basecase) | 0.73704 | 0.73233 | 0.74931 | 0.73704 | 3453.0325 | 41436.3895 | 0 | 0 | 0.070919 | 0 | 0.064892 | 0 | 0.10118 | 0 | 0.095153 | 0 | 3.0351 | 23.056 | 2.5875 | 9.9644
Hardwired Fluorescent Fixture, 27-65 watts(Mercury Vapor basecase) | 2.688 | 2.688 | 2.7328 | 2.688 | 12593.4125 | 151120.9499 | 0 | 0 | 0.066289 | 0 | 0.060526 | 0 | 0.09655 | 0 | 0.090787 | 0 | 2.9022 | 22.0467 | 2.4903 | 9.7711
Hardwired Fluorescent Fixture, 27-65 watts(Mercury Vapor basecase) | 15.6079 | 15.6079 | 15.8677 | 15.6079 | 73123.0403 | 877476.4834 | 0 | 0 | 0.072715 | 0 | 0.066586 | 0 | 0.10298 | 0 | 0.096847 | 0 | 3.0866 | 23.4475 | 2.6249 | 10.0368
Hardwired Fluorescent Fixture, 66-90 watts(incandescent basecase) | 57.1763 | 57.1763 | 58.128 | 57.1763 | 267870.9133 | 3214450.9594 | 0 | 0 | 0.090815 | 0 | 0.084686 | 0 | 0.10534 | 0 | 0.099207 | 0 | 6.4222 | 48.2949 | 4.7016 | 12.8715
Hardwired Fluorescent Fixture, 66-90 watts(incandescent basecase) | 243.3316 | 243.3316 | 247.3819 | 243.3316 | 1140008.7705 | 13680105.2457 | 0 | 0 | 0.091843 | 0 | 0.085655 | 0 | 0.10636 | 0 | 0.10018 | 0 | 6.4836 | 48.7563 | 4.7344 | 12.9041
Hardwired Fluorescent Fixture, 66-90 watts(Mercury Vapor basecase) | 0 | 0 | 0 | 0 | 0 | 0 | 0 | 0 | 0 | 0 | 0 | 0 | 0 | 0 | 0 | 0 | 0 | 0 | 0 | 0
Hardwired Fluorescent Fixture, 66-90 watts(Mercury Vapor basecase) | 0 | 0 | 0 | 0 | 0 | 0 | 0 | 0 | 0 | 0 | 0 | 0 | 0 | 0 | 0 | 0 | 0 | 0 | 0 | 0
Hardwired flourescent Fixture, > 90 watts(incandescent basecase) | 0.44892 | 0.44892 | 0.45639 | 0.44892 | 2103.1701 | 25238.0418 | 0 | 0 | 0.084036 | 0 | 0.078293 | 0 | 0.098001 | 0 | 0.092257 | 0 | 6.0174 | 36.2008 | 4.4809 | 11.8192
Hardwired flourescent Fixture, > 90 watts(incandescent basecase) | 136.4704 | 136.4704 | 138.7419 | 136.4704 | 639363.7253 | 7672364.7036 | 0 | 0 | 0.090815 | 0 | 0.084686 | 0 | 0.10478 | 0 | 0.09865 | 0 | 6.4222 | 38.6359 | 4.7016 | 12.0675
Hardwired flourescent Fixture, > 90 watts(incandescent basecase) | 130.1856 | 130.1856 | 132.3525 | 130.1856 | 609919.3432 | 7319032.1186 | 0 | 0 | 0.091843 | 0 | 0.085655 | 0 | 0.10581 | 0 | 0.09962 | 0 | 6.4835 | 39.005 | 4.7344 | 12.1033
Hardwired flourescent Fixture, > 90 watts(mercury vapor basecase) | 155.8034 | 17.3115 | 155.5632 | 155.8034 | 716881.1152 | 8602573.3828 | 0 | 0 | 0.08257 | 0 | 0.076615 | 0 | 0.10101 | 0 | 0.095059 | 0 | 4.7658 | 30.0045 | 3.7479 | 11.0726
Induction Lamps and Fixtures 55-100 watts | 55.6385 | 55.6385 | 56.5646 | 55.6385 | 260666.4857 | 4170663.771 | 0 | 0 | 0.095116 | 0 | 0.088768 | 0 | 0.107 | 0 | 0.10065 | 0 | 6.8421 | 25.3353 | 4.9228 | 10.3675
Induction Lamps and Fixtures >100 watts | 17.6189 | 17.6189 | 21.6653 | 17.6189 | 99840.2406 | 1597443.8492 | 0 | 0 | 0.063207 | 0 | 0.056958 | 0 | 0.10145 | 0 | 0.095202 | 0 | 2.361 | 13.3724 | 2.081 | 7.5892
High Efficiency Exit Sign - LED | 824.9301 | 824.9301 | 179.0098 | 824.9301 | 824930.1097 | 13198881.7549 | 0 | 0 | 0.11643 | 0 | 0.10796 | 0 | 0.14042 | 0 | 0.13195 | 0 | 4.6232 | 18.2461 | 3.6592 | 8.9453
High Efficiency Exit Sign - LED | 639.3835 | 71.0426 | 138.7462 | 639.3835 | 639383.5197 | 10230136.3146 | 0 | 0 | 0.11214 | 0 | 0.10392 | 0 | 0.13614 | 0 | 0.12791 | 0 | 4.4899 | 17.7202 | 3.5752 | 8.817
High Efficiency Exit Sign - LED | 305.9011 | 61.7685 | 66.3805 | 305.9011 | 305901.1349 | 4894418.1583 | 0 | 0 | 0.11938 | 0 | 0.11075 | 0 | 0.14337 | 0 | 0.13474 | 0 | 4.7151 | 18.6091 | 3.7165 | 9.0316
High Efficiency Exit Sign - LED | 384.8838 | 384.8838 | 83.5198 | 384.8838 | 384883.805 | 6158140.8795 | 0 | 0 | 0.10855 | 0 | 0.10054 | 0 | 0.13254 | 0 | 0.12453 | 0 | 4.3781 | 17.279 | 3.5039 | 8.7064
High Efficiency Exit Sign - LED | 61.431 | 61.431 | 13.3305 | 61.431 | 61430.9656 | 982895.4498 | 0 | 0 | 0.11209 | 0 | 0.10387 | 0 | 0.13608 | 0 | 0.12787 | 0 | 4.4883 | 17.7138 | 3.5742 | 8.8154
High Efficiency Exit Sign - LED | 21.3128 | 4.3719 | 4.6249 | 21.3128 | 21312.784 | 341004.5438 | 0 | 0 | 0.1028 | 0 | 0.095106 | 0 | 0.12679 | 0 | 0.1191 | 0 | 4.199 | 16.5719 | 3.3882 | 8.5231
High Efficiency Exit Sign - LED | 3438.8804 | 3438.8804 | 746.237 | 3438.8804 | 3438880.3812 | 55022086.0996 | 0 | 0 | 0.10354 | 0 | 0.095807 | 0 | 0.12753 | 0 | 0.1198 | 0 | 4.2221 | 16.6632 | 3.4033 | 8.5472
High Efficiency Exit Sign - LED | 3530.4 | 3530.4 | 766.0968 | 3530.4 | 3530399.9831 | 56486399.729 | 0 | 0 | 0.11048 | 0 | 0.10236 | 0 | 0.13448 | 0 | 0.12635 | 0 | 4.4383 | 17.5163 | 3.5424 | 8.7662
High Efficiency Exit Sign - LED | 132.8915 | 132.8915 | 28.8375 | 132.8915 | 132891.4766 | 2126263.6262 | 0 | 0 | 0.10889 | 0 | 0.10086 | 0 | 0.13288 | 0 | 0.12485 | 0 | 4.3887 | 17.3208 | 3.5107 | 8.717
High Efficiency Exit Sign - LED | 2561.2952 | 2561.2952 | 555.801 | 2561.2952 | 2561295.1582 | 40980722.5306 | 0 | 0 | 0.11537 | 0 | 0.10697 | 0 | 0.13936 | 0 | 0.13096 | 0 | 4.5903 | 18.1165 | 3.6386 | 8.914
High Efficiency Exit Sign - LED | 613.056 | 613.056 | 133.0331 | 613.056 | 613055.963 | 9808895.4075 | 0 | 0 | 0.10638 | 0 | 0.09849 | 0 | 0.13038 | 0 | 0.12248 | 0 | 4.3106 | 17.0127 | 3.4606 | 8.6382
High Efficiency Exit Sign - LED | 16.298 | 16.298 | 3.5367 | 16.298 | 16298.0113 | 260768.1806 | 0 | 0 | 0.11559 | 0 | 0.10717 | 0 | 0.13958 | 0 | 0.13116 | 0 | 4.5971 | 18.1432 | 3.6428 | 8.9205
High Efficiency Exit Sign - LED | 861.2872 | 861.2872 | 186.8993 | 861.2872 | 861287.2118 | 13780595.3884 | 0 | 0 | 0.11643 | 0 | 0.10796 | 0 | 0.14042 | 0 | 0.13195 | 0 | 4.6232 | 18.2461 | 3.6592 | 8.9453
High Efficiency Exit Sign - LED | 31.3423 | 16.166 | 6.8013 | 31.3423 | 31342.3294 | 501477.2703 | 0 | 0 | 0.10262 | 0 | 0.094943 | 0 | 0.12661 | 0 | 0.11893 | 0 | 4.1936 | 16.5506 | 3.3847 | 8.5175
High Efficiency Exit Sign - LED | 436.2852 | 225.0313 | 94.6739 | 436.2852 | 436285.2252 | 6980563.6029 | 0 | 0 | 0.10262 | 0 | 0.094943 | 0 | 0.12661 | 0 | 0.11893 | 0 | 4.1936 | 16.5506 | 3.3847 | 8.5175
High Efficiency Exit Sign - LED | 97.7881 | 88.0093 | 21.22 | 97.7881 | 97788.0677 | 1564609.0834 | 0 | 0 | 0.11092 | 0 | 0.10277 | 0 | 0.13491 | 0 | 0.12676 | 0 | 4.4518 | 17.5697 | 3.551 | 8.7796
High Efficiency Exit Sign - LED | 155.458 | 154.4638 | 33.7344 | 155.458 | 155457.9538 | 2487327.2608 | 0 | 0 | 0.11347 | 0 | 0.10517 | 0 | 0.13746 | 0 | 0.12916 | 0 | 4.5311 | 17.8828 | 3.6013 | 8.8571
High Efficiency Exit Sign - LED | 5.0148 | 1.6716 | 1.0882 | 5.0148 | 5014.7727 | 80236.3633 | 0 | 0 | 0.11029 | 0 | 0.10217 | 0 | 0.13428 | 0 | 0.12616 | 0 | 4.4321 | 17.4919 | 3.5384 | 8.7601
LED Channel Signage (Red) indoor <2ft | 3.091 | 3.091 | 2.9299 | 3.091 | 13501.6152 | 216025.8431 | 0 | 0 | 0.070218 | 0 | 0.063829 | 0 | 0.10243 | 0 | 0.096038 | 0 | 2.6754 | 11.5579 | 2.3215 | 6.9684
LED Channel Signage (Red) indoor >2ft | 6.1821 | 6.1821 | 5.8597 | 6.1821 | 27003.2304 | 432051.6863 | 0 | 0 | 0.073711 | 0 | 0.067321 | 0 | 0.10485 | 0 | 0.098463 | 0 | 2.9187 | 15.4106 | 2.5025 | 8.2051
LED Channel Signage (Red) outdoor <2ft | 0 | 0 | 1.4757 | 0 | 6800.2641 | 108804.225 | 0 | 0 | -0.0073824 | 0 | -0.011703 | 0 | 0.066198 | 0 | 0.061877 | 0 | 0.91128 | 7.8735 | 0.8663 | 5.435
LED Channel Signage (Red) outdoor >2ft | 0 | 0 | 2.9379 | 0 | 13538.7075 | 216619.3207 | 0 | 0 | -0.00079641 | 0 | -0.0051175 | 0 | 0.068573 | 0 | 0.064251 | 0 | 0.98961 | 10.4502 | 0.93678 | 6.5498
T-8 or T-5 Lamp and Electronic, 2-foot lamp installed | 0.53729 | 0.53729 | 0.54623 | 0.53729 | 2517.2061 | 27689.2674 | 0 | 0 | 0.050542 | 0 | 0.044382 | 0 | 0.098101 | 0 | 0.091942 | 0 | 1.8782 | 10.8185 | 1.6966 | 6.6926
T-8 or T-5 Lamp and Electronic, 2-foot lamp installed | 17.2317 | 3.4795 | 17.5185 | 17.2317 | 80730.3965 | 888034.3612 | 0 | 0 | 0.056919 | 0 | 0.050396 | 0 | 0.10448 | 0 | 0.097956 | 0 | 1.989 | 11.4567 | 1.7865 | 6.9315
T-8 or T-5 Lamp and Electronic, 2-foot lamp installed | 7.0232 | 7.0232 | 7.1401 | 7.0232 | 32903.4801 | 361938.2808 | 0 | 0 | 0.042749 | 0 | 0.037033 | 0 | 0.090309 | 0 | 0.084593 | 0 | 1.7428 | 10.0385 | 1.5854 | 6.3857
T-8 or T-5 Lamp and Electronic, 2-foot lamp installed | 4.2599 | 4.2599 | 4.3309 | 4.2599 | 19957.8486 | 219536.3343 | 0 | 0 | 0.046239 | 0 | 0.040325 | 0 | 0.093799 | 0 | 0.087884 | 0 | 1.8034 | 10.3878 | 1.6354 | 6.5252
T-8 or T-5 Lamp and Electronic, 2-foot lamp installed | 26.097 | 26.097 | 26.5314 | 26.097 | 122264.2976 | 1344907.2731 | 0 | 0 | 0.037878 | 0 | 0.03244 | 0 | 0.085437 | 0 | 0.079999 | 0 | 1.6582 | 9.551 | 1.515 | 6.1848
T-8 or T-5 Lamp and Electronic, 2-foot lamp installed | 12.4344 | 12.4344 | 12.6414 | 12.4344 | 58255.3418 | 640808.7595 | 0 | 0 | 0.044655 | 0 | 0.038831 | 0 | 0.092215 | 0 | 0.08639 | 0 | 1.7759 | 10.2293 | 1.6127 | 6.4623
T-8 or T-5 Lamp and Electronic, 2-foot lamp installed | 1.8421 | 1.8421 | 1.8728 | 1.8421 | 8630.421 | 94934.631 | 0 | 0 | 0.043107 | 0 | 0.037371 | 0 | 0.090667 | 0 | 0.084931 | 0 | 1.749 | 10.0744 | 1.5905 | 6.4002
T-8 or T-5 Lamp and Electronic, 2-foot lamp installed | 77.8304 | 77.8304 | 79.1259 | 77.8304 | 364635.2874 | 4010988.1614 | 0 | 0 | 0.049517 | 0 | 0.043416 | 0 | 0.097077 | 0 | 0.090976 | 0 | 1.8604 | 10.7159 | 1.6821 | 6.6532
T-8 or T-5 Lamp and Electronic, 2-foot lamp installed | 75.1055 | 75.1055 | 76.3557 | 75.1055 | 351869.4563 | 3870564.0197 | 0 | 0 | 0.050542 | 0 | 0.044382 | 0 | 0.098102 | 0 | 0.091942 | 0 | 1.8782 | 10.8185 | 1.6966 | 6.6926
T-8 or T-5 Lamp and Electronic, 2-foot lamp installed | 21.1462 | 10.907 | 21.4982 | 21.1462 | 99070.0411 | 1089770.4521 | 0 | 0 | 0.038744 | 0 | 0.033257 | 0 | 0.086303 | 0 | 0.080816 | 0 | 1.6732 | 9.6377 | 1.5276 | 6.2211
T-8 or T-5 Lamp and Electronic, 2-foot lamp installed | 1.3816 | 1.2434 | 1.4046 | 1.3816 | 6472.8158 | 71200.9733 | 0 | 0 | 0.045809 | 0 | 0.039919 | 0 | 0.093368 | 0 | 0.087478 | 0 | 1.796 | 10.3448 | 1.6292 | 6.5082
T-8 or T-5 Lamp and Electronic, 2-foot lamp installed | 30.5488 | 30.3534 | 31.0573 | 30.5488 | 143121.1483 | 1574332.6314 | 0 | 0 | 0.047727 | 0 | 0.041727 | 0 | 0.095286 | 0 | 0.089287 | 0 | 1.8293 | 10.5367 | 1.6566 | 6.5837
T-8 or T-5 Lamp and Electronic, 2-foot lamp removed | 0.21587 | 0.21587 | 0.21946 | 0.21587 | 1011.3318 | 11124.6503 | 0 | 0 | 0.094346 | 0 | 0.088187 | 0 | 0.10508 | 0 | 0.098919 | 0 | 7.8633 | 35.8567 | 5.4301 | 11.7822
T-8 or T-5 Lamp and Electronic, 2-foot lamp removed | 1.8349 | 1.8349 | 1.8654 | 1.8349 | 8596.3207 | 94559.5274 | 0 | 0 | 0.086554 | 0 | 0.080838 | 0 | 0.097286 | 0 | 0.09157 | 0 | 7.2964 | 33.2717 | 5.1536 | 11.4889
T-8 or T-5 Lamp and Electronic, 2-foot lamp removed | 3.238 | 3.238 | 3.2919 | 3.238 | 15169.9777 | 166869.7542 | 0 | 0 | 0.090044 | 0 | 0.084129 | 0 | 0.10078 | 0 | 0.094861 | 0 | 7.5503 | 34.4294 | 5.279 | 11.6239
T-8 or T-5 Lamp and Electronic, 2-foot lamp removed | 0.21587 | 0.04428 | 0.21946 | 0.21587 | 1011.3318 | 11124.6503 | 0 | 0 | 0.081998 | 0 | 0.076542 | 0 | 0.09273 | 0 | 0.087274 | 0 | 6.965 | 31.7606 | 4.9861 | 11.3032
T-8 or T-5 Lamp and Electronic, 2-foot lamp removed | 42.0939 | 42.0939 | 42.7945 | 42.0939 | 197209.7095 | 2169306.8045 | 0 | 0 | 0.081682 | 0 | 0.076244 | 0 | 0.092414 | 0 | 0.086976 | 0 | 6.9421 | 31.6558 | 4.9743 | 11.2899
T-8 or T-5 Lamp and Electronic, 2-foot lamp removed | 34.9703 | 34.9703 | 35.5524 | 34.9703 | 163835.7587 | 1802193.3453 | 0 | 0 | 0.08846 | 0 | 0.082635 | 0 | 0.099192 | 0 | 0.093367 | 0 | 7.4351 | 33.9039 | 5.2224 | 11.5634
T-8 or T-5 Lamp and Electronic, 2-foot lamp removed | 16.1899 | 16.1899 | 16.4594 | 16.1899 | 75849.8883 | 834348.7709 | 0 | 0 | 0.093322 | 0 | 0.08722 | 0 | 0.10405 | 0 | 0.097952 | 0 | 7.7888 | 35.5168 | 5.3945 | 11.7453
T-8 or T-5 Lamp and Electronic, 2-foot lamp removed | 70.804 | 70.804 | 71.9826 | 70.804 | 331716.8447 | 3648885.2916 | 0 | 0 | 0.094347 | 0 | 0.088187 | 0 | 0.10508 | 0 | 0.098919 | 0 | 7.8633 | 35.8567 | 5.4301 | 11.7822
T-8 or T-5 Lamp and Electronic, 2-foot lamp removed | 34.5385 | 17.8146 | 35.1134 | 34.5385 | 161813.095 | 1779944.0447 | 0 | 0 | 0.082548 | 0 | 0.077061 | 0 | 0.09328 | 0 | 0.087793 | 0 | 7.0051 | 31.9431 | 5.0065 | 11.3263
T-8 or T-5 Lamp and Electronic, 2-foot lamp removed | 85.6988 | 85.1507 | 87.1252 | 85.6988 | 401498.7419 | 4416486.1609 | 0 | 0 | 0.091531 | 0 | 0.085532 | 0 | 0.10226 | 0 | 0.096264 | 0 | 7.6585 | 34.9229 | 5.3317 | 11.6796
T-8 or T-5 Lamp and Electronic, 3-foot lamp installed | 3.3853 | 0.37615 | 3.4417 | 3.3853 | 15860.3366 | 174463.703 | 0 | 0 | 0.054719 | 0 | 0.048801 | 0 | 0.093481 | 0 | 0.087564 | 0 | 2.114 | 10.028 | 1.8868 | 6.3814
T-8 or T-5 Lamp and Electronic, 3-foot lamp installed | 2.2005 | 2.2005 | 2.2371 | 2.2005 | 10309.2188 | 113401.407 | 0 | 0 | 0.054673 | 0 | 0.048759 | 0 | 0.093436 | 0 | 0.087521 | 0 | 2.1131 | 10.0237 | 1.886 | 6.3796
T-8 or T-5 Lamp and Electronic, 3-foot lamp installed | 2.539 | 0.52082 | 2.5813 | 2.539 | 11895.2525 | 130847.7773 | 0 | 0 | 0.046628 | 0 | 0.041172 | 0 | 0.08539 | 0 | 0.079934 | 0 | 1.9493 | 9.2467 | 1.7544 | 6.0558
T-8 or T-5 Lamp and Electronic, 3-foot lamp installed | 3.7239 | 3.7239 | 3.7859 | 3.7239 | 17446.3703 | 191910.0733 | 0 | 0 | 0.046312 | 0 | 0.040874 | 0 | 0.085074 | 0 | 0.079636 | 0 | 1.9429 | 9.2162 | 1.7492 | 6.0427
T-8 or T-5 Lamp and Electronic, 3-foot lamp installed | 0.33853 | 0.33853 | 0.34417 | 0.33853 | 1586.0337 | 17446.3703 | 0 | 0 | 0.053089 | 0 | 0.047265 | 0 | 0.091852 | 0 | 0.086027 | 0 | 2.0809 | 9.8707 | 1.8603 | 6.3173
T-8 or T-5 Lamp and Electronic, 3-foot lamp installed | 6.1783 | 6.1783 | 6.2811 | 6.1783 | 28945.1144 | 318396.258 | 0 | 0 | 0.051542 | 0 | 0.045806 | 0 | 0.090304 | 0 | 0.084568 | 0 | 2.0494 | 9.7212 | 1.8351 | 6.2558
T-8 or T-5 Lamp and Electronic, 3-foot lamp installed | 35.6307 | 35.6307 | 36.2238 | 35.6307 | 166930.0431 | 1836230.4745 | 0 | 0 | 0.057951 | 0 | 0.05185 | 0 | 0.096714 | 0 | 0.090612 | 0 | 2.1799 | 10.3403 | 1.939 | 6.5064
T-8 or T-5 Lamp and Electronic, 3-foot lamp installed | 13.4567 | 13.4567 | 13.6807 | 13.4567 | 63044.8381 | 693493.2196 | 0 | 0 | 0.058976 | 0 | 0.052816 | 0 | 0.097739 | 0 | 0.091579 | 0 | 2.2007 | 10.4392 | 1.9555 | 6.5455
T-8 or T-5 Lamp and Electronic, 3-foot lamp installed | 0.5078 | 0.26192 | 0.51625 | 0.5078 | 2379.0505 | 26169.5555 | 0 | 0 | 0.047178 | 0 | 0.041691 | 0 | 0.08594 | 0 | 0.080453 | 0 | 1.9605 | 9.2998 | 1.7635 | 6.0785
T-8 or T-5 Lamp and Electronic, 3-foot lamp installed | 0.16927 | 0.16818 | 0.17208 | 0.16927 | 793.0168 | 8723.1852 | 0 | 0 | 0.056161 | 0 | 0.050162 | 0 | 0.094923 | 0 | 0.088924 | 0 | 2.1434 | 10.1673 | 1.9101 | 6.4375
T-8 or T-5 Lamp and Electronic, 3-foot lamp removed | 0.68429 | 0.68429 | 0.69568 | 0.68429 | 3205.8893 | 35264.7821 | 0 | 0 | 0.090494 | 0 | 0.08467 | 0 | 0.099641 | 0 | 0.093816 | 0 | 8.7241 | 39.782 | 5.8272 | 12.1771
T-8 or T-5 Lamp and Electronic, 3-foot lamp removed | 2.7372 | 2.7372 | 2.7827 | 2.7372 | 12823.5571 | 141059.1283 | 0 | 0 | 0.096381 | 0 | 0.090221 | 0 | 0.10553 | 0 | 0.099368 | 0 | 9.2266 | 42.0734 | 6.0472 | 12.3835
T-8 or T-5 Lamp and Electronic, 4-foot lamp installed | 743.5999 | 743.5999 | 755.9771 | 743.5999 | 3483765.5215 | 38321420.7368 | 0 | 0 | 0.096708 | 0 | 0.090548 | 0 | 0.096868 | 0 | 0.090708 | 0 | 9.4944 | 9.6293 | 6.161 | 6.2176
T-8 or T-5 Lamp and Electronic, 4-foot lamp installed | 280.2955 | 31.1439 | 284.961 | 280.2955 | 1313184.3869 | 14445028.256 | 0 | 0 | 0.09245 | 0 | 0.086533 | 0 | 0.09261 | 0 | 0.086693 | 0 | 9.1204 | 9.25 | 6.0014 | 6.0572
T-8 or T-5 Lamp and Electronic, 4-foot lamp installed | 1385.7831 | 279.8216 | 1408.8495 | 1385.7831 | 6492393.9286 | 71416333.2146 | 0 | 0 | 0.10309 | 0 | 0.096562 | 0 | 0.10324 | 0 | 0.096722 | 0 | 10.0545 | 10.1974 | 6.3921 | 6.4496
T-8 or T-5 Lamp and Electronic, 4-foot lamp installed | 1673.3751 | 1673.3751 | 1701.2284 | 1673.3751 | 7839762.3884 | 86237386.2729 | 0 | 0 | 0.088915 | 0 | 0.0832 | 0 | 0.089075 | 0 | 0.083359 | 0 | 8.8099 | 8.9351 | 5.8653 | 5.9206
T-8 or T-5 Lamp and Electronic, 4-foot lamp installed | 127.0232 | 127.0232 | 129.1375 | 127.0232 | 595103.861 | 6546142.471 | 0 | 0 | 0.092405 | 0 | 0.086491 | 0 | 0.092565 | 0 | 0.08665 | 0 | 9.1164 | 9.246 | 5.9996 | 6.0555
T-8 or T-5 Lamp and Electronic, 4-foot lamp installed | 913.1631 | 187.3155 | 928.3627 | 913.1631 | 4278168.9776 | 47059858.7535 | 0 | 0 | 0.08436 | 0 | 0.078904 | 0 | 0.084519 | 0 | 0.079063 | 0 | 8.4098 | 8.5293 | 5.6852 | 5.7396
T-8 or T-5 Lamp and Electronic, 4-foot lamp installed | 1311.212 | 1311.212 | 1333.0372 | 1311.212 | 6143028.4033 | 67573312.4359 | 0 | 0 | 0.084044 | 0 | 0.078606 | 0 | 0.084203 | 0 | 0.078765 | 0 | 8.382 | 8.5011 | 5.6725 | 5.7268
T-8 or T-5 Lamp and Electronic, 4-foot lamp installed | 276.6702 | 276.6702 | 281.2754 | 276.6702 | 1296199.8475 | 14258198.3228 | 0 | 0 | 0.090821 | 0 | 0.084997 | 0 | 0.090981 | 0 | 0.085157 | 0 | 8.9773 | 9.1049 | 5.9391 | 5.9946
T-8 or T-5 Lamp and Electronic, 4-foot lamp installed | 169.8844 | 169.8844 | 172.7121 | 169.8844 | 795908.4152 | 8754992.5677 | 0 | 0 | 0.089274 | 0 | 0.083538 | 0 | 0.089433 | 0 | 0.083697 | 0 | 8.8413 | 8.967 | 5.8793 | 5.9346
T-8 or T-5 Lamp and Electronic, 4-foot lamp installed | 3632.6443 | 3632.6443 | 3693.1096 | 3632.6443 | 17018938.4525 | 187208322.9773 | 0 | 0 | 0.095683 | 0 | 0.089582 | 0 | 0.095843 | 0 | 0.089742 | 0 | 9.4044 | 9.538 | 6.123 | 6.1794
T-8 or T-5 Lamp and Electronic, 4-foot lamp installed | 227.6139 | 227.6139 | 231.4025 | 227.6139 | 1066371.0804 | 11730081.8844 | 0 | 0 | 0.086818 | 0 | 0.081222 | 0 | 0.086978 | 0 | 0.081382 | 0 | 8.6257 | 8.7483 | 5.7831 | 5.8379
T-8 or T-5 Lamp and Electronic, 4-foot lamp installed | 6.3787 | 2.1262 | 6.4849 | 6.3787 | 29884.1896 | 328726.0851 | 0 | 0 | 0.090641 | 0 | 0.084827 | 0 | 0.0908 | 0 | 0.084986 | 0 | 8.9614 | 9.0888 | 5.9321 | 5.9877
T-8 or T-5 Lamp and Electronic, 4-foot lamp installed | 120.0021 | 120.0021 | 121.9995 | 120.0021 | 562209.7531 | 6184307.2838 | 0 | 0 | 0.095866 | 0 | 0.089755 | 0 | 0.096026 | 0 | 0.089914 | 0 | 9.4204 | 9.5543 | 6.1298 | 6.1862
T-8 or T-5 Lamp and Electronic, 4-foot lamp installed | 4507.7187 | 4507.7187 | 4582.7497 | 4507.7187 | 21118662.2694 | 232305284.9638 | 0 | 0 | 0.096708 | 0 | 0.090548 | 0 | 0.096868 | 0 | 0.090708 | 0 | 9.4944 | 9.6293 | 6.161 | 6.2176
T-8 or T-5 Lamp and Electronic, 4-foot lamp installed | 48.1385 | 24.8293 | 48.9398 | 48.1385 | 225528.8837 | 2480817.7211 | 0 | 0 | 0.08491 | 0 | 0.079423 | 0 | 0.085069 | 0 | 0.079582 | 0 | 8.4581 | 8.5783 | 5.7073 | 5.7618
T-8 or T-5 Lamp and Electronic, 4-foot lamp installed | 522.9613 | 269.7379 | 531.666 | 522.9613 | 2450073.5549 | 26950809.1037 | 0 | 0 | 0.08491 | 0 | 0.079423 | 0 | 0.085069 | 0 | 0.079582 | 0 | 8.4581 | 8.5783 | 5.7073 | 5.7618
T-8 or T-5 Lamp and Electronic, 4-foot lamp installed | 85.5847 | 77.0262 | 87.0092 | 85.5847 | 400964.126 | 4410605.386 | 0 | 0 | 0.091975 | 0 | 0.086085 | 0 | 0.092134 | 0 | 0.086244 | 0 | 9.0786 | 9.2076 | 5.9832 | 6.039
T-8 or T-5 Lamp and Electronic, 4-foot lamp installed | 506.4409 | 503.2022 | 514.8706 | 506.4409 | 2372675.6539 | 26099432.1927 | 0 | 0 | 0.093893 | 0 | 0.087894 | 0 | 0.094052 | 0 | 0.088053 | 0 | 9.2471 | 9.3785 | 6.0559 | 6.112
T-8 or T-5 Lamp and Electronic, 4-foot lamp removed | 446.5802 | 446.5802 | 454.0135 | 446.5802 | 2092228.2994 | 23014511.2932 | 0 | 0 | 0.086009 | 0 | 0.07985 | 0 | 0.10415 | 0 | 0.09799 | 0 | 4.8947 | 27.4105 | 3.8272 | 10.699
T-8 or T-5 Lamp and Electronic, 4-foot lamp removed | 105.9506 | 11.7723 | 107.7142 | 105.9506 | 496378.7387 | 5460166.126 | 0 | 0 | 0.081752 | 0 | 0.075835 | 0 | 0.099892 | 0 | 0.093975 | 0 | 4.7019 | 26.3308 | 3.7083 | 10.5304
T-8 or T-5 Lamp and Electronic, 4-foot lamp removed | 569.0964 | 114.9137 | 578.569 | 569.0964 | 2666216.7432 | 29328384.175 | 0 | 0 | 0.092387 | 0 | 0.085864 | 0 | 0.11053 | 0 | 0.104 | 0 | 5.1835 | 29.0276 | 4.0015 | 10.9368
T-8 or T-5 Lamp and Electronic, 4-foot lamp removed | 1070.205 | 1070.205 | 1088.0185 | 1070.205 | 5013910.3218 | 55153013.5395 | 0 | 0 | 0.078217 | 0 | 0.072501 | 0 | 0.096357 | 0 | 0.090641 | 0 | 4.5418 | 25.4343 | 3.608 | 10.384
T-8 or T-5 Lamp and Electronic, 4-foot lamp removed | 116.6492 | 116.6492 | 118.5909 | 116.6492 | 546501.6733 | 6011518.4058 | 0 | 0 | 0.081707 | 0 | 0.075792 | 0 | 0.099847 | 0 | 0.093932 | 0 | 4.6999 | 26.3194 | 3.7071 | 10.5286
T-8 or T-5 Lamp and Electronic, 4-foot lamp removed | 279.1989 | 57.2716 | 283.8462 | 279.1989 | 1308046.9043 | 14388515.9476 | 0 | 0 | 0.073661 | 0 | 0.068205 | 0 | 0.091801 | 0 | 0.086345 | 0 | 4.3356 | 24.2792 | 3.4766 | 10.1862
T-8 or T-5 Lamp and Electronic, 4-foot lamp removed | 1736.279 | 1736.279 | 1765.1794 | 1736.279 | 8134467.2134 | 89479139.3478 | 0 | 0 | 0.073345 | 0 | 0.067907 | 0 | 0.091485 | 0 | 0.086047 | 0 | 4.3213 | 24.1991 | 3.4674 | 10.1721
T-8 or T-5 Lamp and Electronic, 4-foot lamp removed | 362.1993 | 362.1993 | 368.2281 | 362.1993 | 1696903.8641 | 18665942.5056 | 0 | 0 | 0.080123 | 0 | 0.074298 | 0 | 0.098263 | 0 | 0.092438 | 0 | 4.6282 | 25.9177 | 3.6623 | 10.4637
T-8 or T-5 Lamp and Electronic, 4-foot lamp removed | 398.9542 | 398.9542 | 405.5948 | 398.9542 | 1869100.3973 | 20560104.3701 | 0 | 0 | 0.078575 | 0 | 0.072839 | 0 | 0.096715 | 0 | 0.090979 | 0 | 4.5581 | 25.5252 | 3.6183 | 10.3992
T-8 or T-5 Lamp and Electronic, 4-foot lamp removed | 3596.1096 | 3596.1096 | 3655.9668 | 3596.1096 | 16847773.4772 | 185325508.2496 | 0 | 0 | 0.084985 | 0 | 0.078883 | 0 | 0.10312 | 0 | 0.097024 | 0 | 4.8483 | 27.1506 | 3.7988 | 10.6591
T-8 or T-5 Lamp and Electronic, 4-foot lamp removed | 136.3209 | 136.3209 | 138.5899 | 136.3209 | 638663.198 | 7025295.1784 | 0 | 0 | 0.07612 | 0 | 0.070523 | 0 | 0.09426 | 0 | 0.088664 | 0 | 4.4469 | 24.9026 | 3.5478 | 10.2943
T-8 or T5 Lamp and Electronic, 4-foot lamp removed | 5.1767 | 1.7256 | 5.2629 | 5.1767 | 24253.0328 | 266783.3612 | 0 | 0 | 0.079942 | 0 | 0.074128 | 0 | 0.098082 | 0 | 0.092268 | 0 | 4.62 | 25.8719 | 3.6572 | 10.4562
T-8 or T-5 Lamp and Electronic, 4-foot lamp removed | 84.5534 | 84.5534 | 85.9608 | 84.5534 | 396132.8697 | 4357461.5663 | 0 | 0 | 0.085168 | 0 | 0.079056 | 0 | 0.10331 | 0 | 0.097196 | 0 | 4.8566 | 27.1971 | 3.8039 | 10.6663
T-8 or T-5 Lamp and Electronic, 4-foot lamp removed | 1731.1023 | 1731.1023 | 1759.9165 | 1731.1023 | 8110214.1806 | 89212355.9866 | 0 | 0 | 0.086009 | 0 | 0.07985 | 0 | 0.10415 | 0 | 0.09799 | 0 | 4.8947 | 27.4105 | 3.8272 | 10.699
T-8 or T-5 Lamp and Electronic, 4-foot lamp removed | 757.0121 | 390.4589 | 769.6126 | 757.0121 | 3546601.8352 | 39012620.1867 | 0 | 0 | 0.074211 | 0 | 0.068724 | 0 | 0.092351 | 0 | 0.086864 | 0 | 4.3605 | 24.4187 | 3.4926 | 10.2107
T-8 or T-5 Lamp and Electronic, 4-foot lamp removed | 28.8172 | 25.9355 | 29.2969 | 28.8172 | 135008.5495 | 1485094.044 | 0 | 0 | 0.081276 | 0 | 0.075386 | 0 | 0.099416 | 0 | 0.093526 | 0 | 4.6804 | 26.2102 | 3.6949 | 10.5111
T-8 or T-5 Lamp and Electronic, 4-foot lamp removed | 539.0713 | 535.624 | 548.0442 | 539.0713 | 2525549.1527 | 27781040.68 | 0 | 0 | 0.083194 | 0 | 0.077195 | 0 | 0.10133 | 0 | 0.095335 | 0 | 4.7672 | 26.6966 | 3.7488 | 10.5884
T-8 or T-5 Lamp and Electronic, 8-foot lamp installed | 11.7323 | 11.7323 | 11.9276 | 11.7323 | 54965.9335 | 604625.2686 | 0 | 0 | 0.049309 | 0 | 0.043149 | 0 | 0.084542 | 0 | 0.078382 | 0 | 1.8388 | 4.5897 | 1.6644 | 3.6381
T-8 or T-5 Lamp and Electronic, 8-foot lamp installed | 12.9125 | 1.4347 | 13.1274 | 12.9125 | 60495.0511 | 665445.5619 | 0 | 0 | 0.045051 | 0 | 0.039134 | 0 | 0.080284 | 0 | 0.074367 | 0 | 1.7664 | 4.4089 | 1.6048 | 3.5236
T-8 or T-5 Lamp and Electronic, 8-foot lamp installed | 1.319 | 0.26634 | 1.341 | 1.319 | 6179.602 | 67975.6219 | 0 | 0 | 0.055686 | 0 | 0.049163 | 0 | 0.090919 | 0 | 0.084396 | 0 | 1.9473 | 4.8604 | 1.7528 | 3.8062
T-8 or T-5 Lamp and Electronic, 8-foot lamp installed | 3.8182 | 3.8182 | 3.8818 | 3.8182 | 17888.3216 | 196771.5371 | 0 | 0 | 0.041516 | 0 | 0.0358 | 0 | 0.076749 | 0 | 0.071033 | 0 | 1.7062 | 4.2588 | 1.555 | 3.4271
T-8 or T-5 Lamp and Electronic, 8-foot lamp installed | 55.4682 | 11.3781 | 56.3915 | 55.4682 | 259868.5259 | 2858553.7848 | 0 | 0 | 0.036961 | 0 | 0.031505 | 0 | 0.072194 | 0 | 0.066738 | 0 | 1.6287 | 4.0654 | 1.4904 | 3.3007
T-8 or T-5 Lamp and Electronic, 8-foot lamp installed | 0.90249 | 0.90249 | 0.91751 | 0.90249 | 4228.1487 | 46509.636 | 0 | 0 | 0.036645 | 0 | 0.031207 | 0 | 0.071877 | 0 | 0.066439 | 0 | 1.6234 | 4.0519 | 1.4859 | 3.2919
T-8 or T-5 Lamp and Electronic, 8-foot lamp installed | 3.8182 | 3.8182 | 3.8818 | 3.8182 | 17888.3216 | 196771.5371 | 0 | 0 | 0.043422 | 0 | 0.037598 | 0 | 0.078655 | 0 | 0.072831 | 0 | 1.7387 | 4.3397 | 1.5819 | 3.4793
T-8 or T-5 Lamp and Electronic, 8-foot lamp installed | 25.7209 | 25.7209 | 26.149 | 25.7209 | 120502.2389 | 1325524.6274 | 0 | 0 | 0.048284 | 0 | 0.042183 | 0 | 0.083517 | 0 | 0.077416 | 0 | 1.8214 | 4.5462 | 1.6501 | 3.6107
T-8 or T-5 Lamp and Electronic, 8-foot lamp installed | 4.8943 | 4.8943 | 4.9757 | 4.8943 | 22929.5758 | 252225.334 | 0 | 0 | 0.039419 | 0 | 0.033823 | 0 | 0.074652 | 0 | 0.069056 | 0 | 1.6706 | 4.1697 | 1.5254 | 3.3692
T-8 or T-5 Lamp and Electronic, 8-foot lamp installed | 0.13884 | 0.13884 | 0.14116 | 0.13884 | 650.4844 | 7155.3286 | 0 | 0 | 0.048467 | 0 | 0.042355 | 0 | 0.0837 | 0 | 0.077588 | 0 | 1.8245 | 4.5539 | 1.6527 | 3.6156
T-8 or T-5 Lamp and Electronic, 8-foot lamp installed | 227.1836 | 227.1836 | 230.9651 | 227.1836 | 1064355.1326 | 11707906.459 | 0 | 0 | 0.049309 | 0 | 0.043149 | 0 | 0.084542 | 0 | 0.078382 | 0 | 1.8388 | 4.5897 | 1.6644 | 3.6381
T-8 or T-5 Lamp and Electronic, 8-foot lamp installed | 54.531 | 28.1265 | 55.4387 | 54.531 | 255477.7561 | 2810255.3166 | 0 | 0 | 0.037511 | 0 | 0.032023 | 0 | 0.072744 | 0 | 0.067256 | 0 | 1.6381 | 4.0887 | 1.4982 | 3.3161
T-8 or T-5 Lamp and Electronic, 8-foot lamp installed | 2.7422 | 2.468 | 2.7878 | 2.7422 | 12847.0673 | 141317.7403 | 0 | 0 | 0.044575 | 0 | 0.038685 | 0 | 0.079808 | 0 | 0.073918 | 0 | 1.7583 | 4.3887 | 1.5982 | 3.5107
T-8 or T-5 Lamp and Electronic, 8-foot lamp installed | 12.1489 | 12.0712 | 12.3511 | 12.1489 | 56917.3868 | 626091.2545 | 0 | 0 | 0.046493 | 0 | 0.040494 | 0 | 0.081726 | 0 | 0.075727 | 0 | 1.7909 | 4.4701 | 1.6251 | 3.5626
T-8 or T-5 Lamp and Electronic, 8-foot lamp removed | 60.8114 | 60.8114 | 61.8236 | 60.8114 | 284901.3736 | 3133915.1095 | 0 | 0 | 0.090921 | 0 | 0.084762 | 0 | 0.10487 | 0 | 0.098714 | 0 | 6.2948 | 33.5725 | 4.633 | 11.5246
T-8 or T-5 Lamp and Electronic, 8-foot lamp removed | 1.854 | 0.206 | 1.8849 | 1.854 | 8686.0175 | 95546.1924 | 0 | 0 | 0.086664 | 0 | 0.080747 | 0 | 0.10062 | 0 | 0.094699 | 0 | 6.0469 | 32.2502 | 4.4972 | 11.3646
T-8 or T-5 Lamp and Electronic, 8-foot lamp removed | 42.2713 | 42.2713 | 42.9749 | 42.2713 | 198041.1987 | 2178453.1859 | 0 | 0 | 0.083128 | 0 | 0.077413 | 0 | 0.09708 | 0 | 0.091365 | 0 | 5.841 | 31.1521 | 4.3824 | 11.2252
T-8 or T-5 Lamp and Electronic, 8-foot lamp removed | 1.4832 | 1.4832 | 1.5079 | 1.4832 | 6948.814 | 76436.9539 | 0 | 0 | 0.086618 | 0 | 0.080704 | 0 | 0.10057 | 0 | 0.094656 | 0 | 6.0443 | 32.2361 | 4.4958 | 11.3629
T-8 or T-5 Lamp and Electronic, 8-foot lamp removed | 118.471 | 24.3017 | 120.4429 | 118.471 | 555036.5175 | 6105401.692 | 0 | 0 | 0.078573 | 0 | 0.073117 | 0 | 0.092525 | 0 | 0.087069 | 0 | 5.5758 | 29.7373 | 4.2313 | 11.036
T-8 or T-5 Lamp and Electronic, 8-foot lamp removed | 57.2888 | 57.2888 | 58.2424 | 57.2888 | 268397.9404 | 2952377.344 | 0 | 0 | 0.078257 | 0 | 0.072819 | 0 | 0.092209 | 0 | 0.086771 | 0 | 5.5573 | 29.6392 | 4.2207 | 11.0225
T-8 or T-5 Lamp and Electronic, 8-foot lamp removed | 2.5956 | 2.5956 | 2.6388 | 2.5956 | 12160.4245 | 133764.6693 | 0 | 0 | 0.083487 | 0 | 0.077751 | 0 | 0.097439 | 0 | 0.091703 | 0 | 5.8619 | 31.2634 | 4.3941 | 11.2396
T-8 or T-5 Lamp and Electronic, 8-foot lamp removed | 13.7196 | 13.7196 | 13.948 | 13.7196 | 64276.5294 | 707041.8235 | 0 | 0 | 0.089897 | 0 | 0.083795 | 0 | 0.10385 | 0 | 0.097747 | 0 | 6.2352 | 33.2542 | 4.6006 | 11.4869
T-8 or T-5 Lamp and Electronic, 8-foot lamp removed | 0.1854 | 0.1854 | 0.18849 | 0.1854 | 868.6017 | 9554.6192 | 0 | 0 | 0.081031 | 0 | 0.075435 | 0 | 0.094983 | 0 | 0.089387 | 0 | 5.7189 | 30.5008 | 4.3133 | 11.1395
T-8 or T-5 Lamp and Electronic, 8-foot lamp removed | 1046.2155 | 1046.2155 | 1063.6298 | 1046.2155 | 4901519.6682 | 53916716.3504 | 0 | 0 | 0.090921 | 0 | 0.084762 | 0 | 0.10487 | 0 | 0.098714 | 0 | 6.2948 | 33.5725 | 4.633 | 11.5246
T-8 or T-5 Lamp and Electronic, 8-foot lamp removed | 27.2539 | 14.0573 | 27.7075 | 27.2539 | 127684.4571 | 1404529.0277 | 0 | 0 | 0.079123 | 0 | 0.073636 | 0 | 0.093075 | 0 | 0.087588 | 0 | 5.6078 | 29.9082 | 4.2497 | 11.0595
T-8 or T-5 Lamp and Electronic, 8-foot lamp removed | 7.0452 | 6.3407 | 7.1625 | 7.0452 | 33006.8665 | 363075.531 | 0 | 0 | 0.086188 | 0 | 0.080298 | 0 | 0.10014 | 0 | 0.09425 | 0 | 6.0192 | 32.1024 | 4.4819 | 11.3462
T-8 or T-5 Lamp and Electronic, 8-foot lamp removed | 86.0259 | 85.4757 | 87.4578 | 86.0259 | 403031.2114 | 4433343.3256 | 0 | 0 | 0.088106 | 0 | 0.082107 | 0 | 0.10206 | 0 | 0.096059 | 0 | 6.1309 | 32.6981 | 4.5435 | 11.4198
Interior pulse start HID fixture 0-35 watts incandescent basecase | 34.0013 | 34.0013 | 34.5673 | 34.0013 | 159296.1857 | 2150498.5069 | 0 | 0 | 0.051787 | 0 | 0.045545 | 0 | 0.10139 | 0 | 0.09515 | 0 | 1.8968 | 13.4547 | 1.7118 | 7.6157
Interior pulse start HID fixture 0-35 watts mercury vapor basecase | 17.928 | 17.928 | 18.2264 | 17.928 | 83992.5343 | 1133899.2127 | 0 | 0 | 0.060126 | 0 | 0.053884 | 0 | 0.098811 | 0 | 0.092569 | 0 | 2.217 | 10.2158 | 1.9683 | 6.4569
Interior HID fixture 36-70 watts incandescent basecase | 68.0026 | 68.0026 | 69.1345 | 68.0026 | 318592.3714 | 4300997.0139 | 0 | 0 | 0.07241 | 0 | 0.066169 | 0 | 0.10388 | 0 | 0.097638 | 0 | 2.9506 | 19.3748 | 2.5259 | 9.2083
Interior pulse start HID fixture 36-70 watts mercury vapor basecase | 21.6372 | 21.6372 | 21.9974 | 21.6372 | 101370.3 | 1368499.0499 | 0 | 0 | 0.061773 | 0 | 0.055531 | 0 | 0.09674 | 0 | 0.090498 | 0 | 2.2934 | 8.5621 | 2.0283 | 5.7544
Interior pulse start HID fixture 71-100 watts incandescent basecase | 105.7132 | 105.7132 | 107.4728 | 105.7132 | 495266.3228 | 6686095.3579 | 0 | 0 | 0.095568 | 0 | 0.089326 | 0 | 0.10371 | 0 | 0.097472 | 0 | 7.8435 | 18.8243 | 5.4207 | 9.082
Interior pulse start HID fixture 71-100 watts mercury vapor basecase | 43.8926 | 43.8926 | 44.6232 | 43.8926 | 205636.8943 | 2776098.0726 | 0 | 0 | 0.082626 | 0 | 0.076384 | 0 | 0.096219 | 0 | 0.089978 | 0 | 4.0708 | 8.2273 | 3.3043 | 5.6013
Interior HID fixture 101-175 watts incandescent basecase | 735.0467 | 81.6719 | 159.5051 | 735.0467 | 735046.7247 | 11760747.5958 | 0 | 0 | 0.14154 | 0 | 0.13332 | 0 | 0.14071 | 0 | 0.13249 | 0 | 52.7108 | 40.4819 | 13.1655 | 12.2418
Interior HID fixture 101-175 watts mercury vapor basecase | 162.3137 | 162.3137 | 165.0154 | 162.3137 | 760439.6695 | 12167034.7121 | 0 | 0 | 0.067981 | 0 | 0.061633 | 0 | 0.09994 | 0 | 0.093592 | 0 | 2.5658 | 9.723 | 2.2385 | 6.2565
Interior pulse start HID fixture 176 - 250 watts mercury vapor basecase | 112.5135 | 112.5135 | 114.3862 | 112.5135 | 527125.56 | 8434008.9592 | 0 | 0 | 0.093506 | 0 | 0.087158 | 0 | 0.10668 | 0 | 0.10033 | 0 | 6.2263 | 23.5945 | 4.5957 | 10.0637
Interior pulse start HID fixture 176-250 watts incandescent basecase | 285.6111 | 285.6111 | 290.3651 | 285.6111 | 1338087.9599 | 21409407.358 | 0 | 0 | 0.10989 | 0 | 0.10355 | 0 | 0.10944 | 0 | 0.10309 | 0 | 74.0872 | 56.899 | 14.188 | 13.4121
Interior HID fixture 251-400 watts incandescent basecase | 391.9425 | 391.9425 | 398.4664 | 391.9425 | 1836250.577 | 29380009.2315 | 0 | 0 | 0.1103 | 0 | 0.10395 | 0 | 0.10961 | 0 | 0.10327 | 0 | 101.6694 | 62.4657 | 14.9655 | 13.6999
Interior HID fixture 251-400 watts mercury vapor basecase | 141.7902 | 141.7902 | 144.1503 | 141.7902 | 664286.9379 | 10628591.0068 | 0 | 0 | 0.10466 | 0 | 0.098307 | 0 | 0.10915 | 0 | 0.1028 | 0 | 16.5237 | 49.5711 | 8.5104 | 12.9605
Interior HID fixture 251-400 watts mercury vapor basecase | 156.8032 | 80.8775 | 159.4132 | 156.8032 | 734623.2019 | 11753971.2311 | 0 | 0 | 0.092442 | 0 | 0.08679 | 0 | 0.096936 | 0 | 0.091285 | 0 | 14.7121 | 44.1363 | 8.0028 | 12.5562
Exterior HID fixture 0-100 watts incandescent basecase | 0 | 0 | 119.3544 | 0 | 550020.2407 | 7425273.249 | 0 | 0 | 0.060881 | 0 | 0.056626 | 0 | 0.069224 | 0 | 0.064969 | 0 | 5.4164 | 13.7216 | 4.1389 | 7.7004
Exterior HID fixture 0-100 watts incandescent basecase | 0 | 0 | 35.8063 | 0 | 165006.0722 | 2227581.9747 | 0 | 0 | 0.060881 | 0 | 0.056626 | 0 | 0.069224 | 0 | 0.064969 | 0 | 5.4164 | 13.7216 | 4.1389 | 7.7004
Exterior HID fixture 0-100 watts mercury vapor basecase | 0 | 0 | 48.4284 | 0 | 223172.3025 | 3012826.0833 | 0 | 0 | 0.045224 | 0 | 0.04097 | 0 | 0.067564 | 0 | 0.063309 | 0 | 2.5361 | 10.5132 | 2.2159 | 6.5745
Exterior HID fixture 101-175 watts incandescent basecase | 0 | 0 | 22.6882 | 0 | 104554.06 | 1411479.8098 | 0 | 0 | 0.062262 | 0 | 0.058008 | 0 | 0.069153 | 0 | 0.064898 | 0 | 6.0199 | 13.5447 | 4.4823 | 7.6444
Exterior HID fixture 101-175 watts incandescent basecase | 0 | 0 | 151.2549 | 0 | 697027.0666 | 9409865.3986 | 0 | 0 | 0.062262 | 0 | 0.058008 | 0 | 0.069153 | 0 | 0.064898 | 0 | 6.0199 | 13.5447 | 4.4823 | 7.6444
Exterior HID fixture 101-175 watts incandescent basecase | 0 | 0 | 7.5627 | 0 | 34851.3533 | 470493.2699 | 0 | 0 | 0.0774 | 0 | 0.072282 | 0 | 0.08429 | 0 | 0.079173 | 0 | 7.2403 | 16.2907 | 5.1256 | 8.4481
Exterior HID fixture 101-175 watts mercury vapor basecas | 0 | 0 | 71.2411 | 0 | 328300.0191 | 4432050.2583 | 0 | 0 | 0.051446 | 0 | 0.046489 | 0 | 0.079593 | 0 | 0.074636 | 0 | 2.447 | 11.7455 | 2.1475 | 7.0361
Exterior HID fixture 101-175 watts mercury vapor basecas | 0 | 0 | 23.747 | 0 | 109433.3397 | 1477350.0861 | 0 | 0 | 0.052629 | 0 | 0.047604 | 0 | 0.080776 | 0 | 0.075751 | 0 | 2.4803 | 11.9052 | 2.1731 | 7.0931
Exterior HID fixture > 176 watts incandescent basecase | 0 | 0 | 72.6251 | 0 | 334678.0023 | 4518153.0304 | 0 | 0 | 0.063342 | 0 | 0.059087 | 0 | 0.068768 | 0 | 0.064513 | 0 | 6.5938 | 12.6601 | 4.7929 | 7.3544
Exterior HID fixture > 176 watts incandescent basecase | 0 | 0 | 7.2625 | 0 | 33467.8002 | 451815.303 | 0 | 0 | 0.063342 | 0 | 0.059087 | 0 | 0.068768 | 0 | 0.064513 | 0 | 6.5938 | 12.6601 | 4.7929 | 7.3544
Exterior HID fixture > 176 watts incandescent basecase | 0 | 0 | 14.525 | 0 | 66935.6005 | 903630.6061 | 0 | 0 | 0.075677 | 0 | 0.070719 | 0 | 0.081103 | 0 | 0.076145 | 0 | 7.6831 | 14.7516 | 5.3436 | 8.0145
Exterior HID fixture > 176 watts incandescent basecase | 0 | 0 | 3.6313 | 0 | 16733.9001 | 225907.6515 | 0 | 0 | 0.063342 | 0 | 0.059087 | 0 | 0.068768 | 0 | 0.064513 | 0 | 6.5938 | 12.6601 | 4.7929 | 7.3544
Exterior HID fixture > 176 watts incandescent basecase | 0 | 0 | 8.4729 | 0 | 39045.7669 | 527117.8535 | 0 | 0 | 0.063342 | 0 | 0.059087 | 0 | 0.068768 | 0 | 0.064513 | 0 | 6.5938 | 12.6601 | 4.7929 | 7.3544
Exterior HID fixture > 176 watts incandescent basecase | 0 | 0 | 158.5649 | 0 | 730713.6383 | 9864634.1164 | 0 | 0 | 0.063342 | 0 | 0.059087 | 0 | 0.068768 | 0 | 0.064513 | 0 | 6.5938 | 12.6601 | 4.7929 | 7.3544
Exterior HID fixture > 176 watts mercury vapor basecase | 0 | 0 | 100.268 | 0 | 462064.6959 | 6237873.3944 | 0 | 0 | 0.066189 | 0 | 0.061164 | 0 | 0.080852 | 0 | 0.075827 | 0 | 4.0094 | 12.0282 | 3.2637 | 7.1366
Exterior HID fixture > 176 watts mercury vapor basecase | 0 | 0 | 2.0889 | 0 | 9626.3478 | 129955.6957 | 0 | 0 | 0.052671 | 0 | 0.048417 | 0 | 0.067334 | 0 | 0.063079 | 0 | 3.3948 | 10.1844 | 2.8445 | 6.4444
Ceramic Metal Halide (CMH) <75 watt lamp | 430.5351 | 430.5351 | 437.1781 | 430.5351 | 2014645.6452 | 27197716.2096 | 0 | 0 | 0.085081 | 0 | 0.078839 | 0 | 0.10105 | 0 | 0.094808 | 0 | 4.478 | 12.8966 | 3.5676 | 7.4336
Interior Pulse Start Metal Halide Fixtures (Standard 400 watt Replacement) | 33.7405 | 33.7405 | 29.2867 | 33.7405 | 134961.905 | 2159390.4792 | 0 | 0 | 0.082755 | 0 | 0.076369 | 0 | 0.10134 | 0 | 0.094951 | 0 | 3.8225 | 10.438 | 3.1388 | 6.545
Interior Pulse Start Metal Halide Fixtures (Standard 400 watt Replacement) | 189.2113 | 189.2113 | 164.2354 | 189.2113 | 756845.1925 | 12109523.0796 | 0 | 0 | 0.083805 | 0 | 0.077358 | 0 | 0.10239 | 0 | 0.095941 | 0 | 3.8583 | 10.5358 | 3.1629 | 6.5833
Interior Pulse Start Metal Halide Fixtures (Standard 400 watt Replacement) | 157.4556 | 81.2139 | 136.6714 | 157.4556 | 629822.2231 | 10077155.5697 | 0 | 0 | 0.071517 | 0 | 0.065771 | 0 | 0.0901 | 0 | 0.084354 | 0 | 3.4392 | 9.3914 | 2.8757 | 6.1175
Interior Pulse Start Metal Halide Fixtures (Standard 400 watt Replacement) | 107.1756 | 96.4581 | 93.0284 | 107.1756 | 428702.5216 | 6859240.3458 | 0 | 0 | 0.078915 | 0 | 0.072747 | 0 | 0.097498 | 0 | 0.09133 | 0 | 3.6915 | 10.0804 | 3.05 | 6.4026
Interior Pulse Start Metal Halide Fixtures (Standard 400 watt Replacement) | 27.1247 | 26.9512 | 23.5442 | 27.1247 | 108498.7863 | 1735980.5813 | 0 | 0 | 0.080916 | 0 | 0.074634 | 0 | 0.099499 | 0 | 0.093217 | 0 | 3.7598 | 10.2668 | 3.0964 | 6.4773
Interior High Output 4-6 Lamp Fixtures T-8's or T-5's | 214.8377 | 214.8377 | 186.4791 | 214.8377 | 859350.7568 | 9452858.3247 | 0 | 0 | 0.073938 | 0 | 0.067687 | 0 | 0.09491 | 0 | 0.08866 | 0 | 3.0682 | 7.4226 | 2.6116 | 5.2163
Interior High Output 4-6 Lamp Fixtures T-8's or T-5's | 43.5903 | 4.8434 | 37.8363 | 43.5903 | 174361.0231 | 1917971.2543 | 0 | 0 | 0.069683 | 0 | 0.063675 | 0 | 0.090656 | 0 | 0.084648 | 0 | 2.9492 | 7.1347 | 2.5249 | 5.0724
Interior High Output 4-6 Lamp Fixtures T-8's or T-5's | 31.1359 | 6.2871 | 27.026 | 31.1359 | 124543.5879 | 1369979.4673 | 0 | 0 | 0.080187 | 0 | 0.07358 | 0 | 0.10116 | 0 | 0.094552 | 0 | 3.243 | 7.8455 | 2.7372 | 5.4216
Interior High Output 4-6 Lamp Fixtures T-8's or T-5's | 66.9422 | 66.9422 | 58.1058 | 66.9422 | 267768.7141 | 2945455.8548 | 0 | 0 | 0.066148 | 0 | 0.060342 | 0 | 0.08712 | 0 | 0.081314 | 0 | 2.8503 | 6.8955 | 2.452 | 4.9503
Interior High Output 4-6 Lamp Fixtures T-8's or T-5's | 38.9199 | 38.9199 | 33.7824 | 38.9199 | 155679.4849 | 1712474.3342 | 0 | 0 | 0.069638 | 0 | 0.063632 | 0 | 0.09061 | 0 | 0.084605 | 0 | 2.9479 | 7.1316 | 2.5239 | 5.0709
Interior High Output 4-6 Lamp Fixtures T-8's or T-5's | 983.8943 | 201.8245 | 854.0203 | 983.8943 | 3935577.3789 | 43291351.168 | 0 | 0 | 0.061548 | 0 | 0.056004 | 0 | 0.08252 | 0 | 0.076976 | 0 | 2.7216 | 6.5842 | 2.3562 | 4.7878
Interior High Output 4-6 Lamp Fixtures T-8's or T-5's | 3018.6252 | 3018.6252 | 2620.1667 | 3018.6252 | 12074500.8508 | 132819509.3588 | 0 | 0 | 0.072913 | 0 | 0.066721 | 0 | 0.093885 | 0 | 0.087693 | 0 | 3.0395 | 7.3533 | 2.5908 | 5.1819
Interior High Output 4-6 Lamp Fixtures T-8's or T-5's | 233.5192 | 233.5192 | 202.6947 | 233.5192 | 934076.9096 | 10274846.0051 | 0 | 0 | 0.064051 | 0 | 0.058364 | 0 | 0.085023 | 0 | 0.079336 | 0 | 2.7917 | 6.7536 | 2.4085 | 4.8768
Interior High Output 4-6 Lamp Fixtures T-8's or T-5's | 5960.9675 | 5960.9675 | 5174.1198 | 5960.9675 | 23843869.9111 | 262282569.0225 | 0 | 0 | 0.073938 | 0 | 0.067688 | 0 | 0.09491 | 0 | 0.08866 | 0 | 3.0682 | 7.4226 | 2.6116 | 5.2163
Interior High Output 4-6 Lamp Fixtures T-8's or T-5's | 278.6663 | 143.7331 | 241.8823 | 278.6663 | 1114665.1121 | 12261316.2327 | 0 | 0 | 0.06209 | 0 | 0.056515 | 0 | 0.083063 | 0 | 0.077487 | 0 | 2.7368 | 6.6209 | 2.3676 | 4.8072
Interior High Output 4-6 Lamp Fixtures T-8's or T-5's | 7096.32 | 3660.2072 | 6159.6058 | 7096.32 | 28385280 | 312238080 | 0 | 0 | 0.062106 | 0 | 0.05653 | 0 | 0.083078 | 0 | 0.077502 | 0 | 2.7372 | 6.6219 | 2.3679 | 4.8077
Interior High Output 4-6 Lamp Fixtures T-8's or T-5's | 1756.0646 | 1580.4581 | 1524.2641 | 1756.0646 | 7024258.3598 | 77266841.9581 | 0 | 0 | 0.069177 | 0 | 0.063198 | 0 | 0.090149 | 0 | 0.08417 | 0 | 2.935 | 7.1004 | 2.5145 | 5.0551
Interior High Output 4-6 Lamp Fixtures T-8's or T-5's | 1751.3942 | 1740.194 | 1520.2102 | 1751.3942 | 7005576.8216 | 77061345.038 | 0 | 0 | 0.07112 | 0 | 0.06503 | 0 | 0.092092 | 0 | 0.086002 | 0 | 2.9894 | 7.2319 | 2.5543 | 5.1214
Interior High Output 4-6 Lamp Fixtures T-8's or T-5's | 213.2809 | 110.008 | 185.1278 | 213.2809 | 853123.5774 | 9384359.3513 | 0 | 0 | 0.06209 | 0 | 0.056515 | 0 | 0.083063 | 0 | 0.077487 | 0 | 2.7368 | 6.6209 | 2.3676 | 4.8072
Interior High Output 4-6 Lamp Fixtures T-8's or T-5's | 118.3164 | 106.4848 | 102.6986 | 118.3164 | 473265.6342 | 5205921.9759 | 0 | 0 | 0.069177 | 0 | 0.063198 | 0 | 0.090149 | 0 | 0.08417 | 0 | 2.935 | 7.1004 | 2.5145 | 5.0551
Occupancy Sensor wall mounted | 4295.2143 | 4295.2143 | 932.0615 | 4295.2143 | 4295214.3485 | 34361714.7881 | 0 | 0 | 0.10652 | 0 | 0.098547 | 0 | 0.12718 | 0 | 0.1192 | 0 | 4.187 | 10.9624 | 3.3805 | 6.7474
Wall or Ceiling Mounted Lighting Sensor | 10211.002 | 10211.002 | 4588.5992 | 10211.002 | 21145618.4176 | 169164947.341 | 0 | 0 | 0.10278 | 0 | 0.096002 | 0 | 0.10965 | 0 | 0.10288 | 0 | 7.3843 | 12.8889 | 5.1973 | 7.431
High Bay Occupancy Sensor- Wall or Ceiling Mounted | 4418.6314 | 4418.6314 | 3935.95 | 4418.6314 | 18138018.24 | 145104145.92 | 0 | 0 | 0.10187 | 0 | 0.095656 | 0 | 0.10495 | 0 | 0.098737 | 0 | 15.124 | 26.3983 | 8.1232 | 10.5412
Photocell | 15.8001 | 15.8001 | 3.4286 | 15.8001 | 15800.0764 | 126400.6116 | 0 | 0 | 0.12502 | 0 | 0.11705 | 0 | 0.12907 | 0 | 0.12109 | 0 | 9.3785 | 12.8619 | 6.112 | 7.4221
Photocell | 3.7619 | 0.41799 | 0.81634 | 3.7619 | 3761.923 | 30095.3837 | 0 | 0 | 0.1208 | 0 | 0.11307 | 0 | 0.12484 | 0 | 0.11711 | 0 | 9.0954 | 12.4737 | 5.9905 | 7.2911
Photocell | 21.8192 | 21.8192 | 4.7348 | 21.8192 | 21819.1532 | 174553.2255 | 0 | 0 | 0.11722 | 0 | 0.10969 | 0 | 0.12126 | 0 | 0.11373 | 0 | 8.8557 | 12.1449 | 5.8856 | 7.1775
Photocell | 3.0095 | 3.0095 | 0.65307 | 3.0095 | 3009.5384 | 24076.307 | 0 | 0 | 0.11235 | 0 | 0.10509 | 0 | 0.11639 | 0 | 0.10913 | 0 | 8.5289 | 11.6968 | 5.7394 | 7.0186
Photocell | 27.8382 | 27.8382 | 6.0409 | 27.8382 | 27838.2299 | 222705.8394 | 0 | 0 | 0.11915 | 0 | 0.11151 | 0 | 0.1232 | 0 | 0.11556 | 0 | 8.9851 | 12.3225 | 5.9425 | 7.2392
Photocell | 1.5048 | 1.5048 | 0.32653 | 1.5048 | 1504.7692 | 12038.1535 | 0 | 0 | 0.1176 | 0 | 0.11005 | 0 | 0.12164 | 0 | 0.11409 | 0 | 8.8812 | 12.1799 | 5.8968 | 7.1897
Photocell | 16.5525 | 16.5525 | 3.5919 | 16.5525 | 16552.461 | 132419.6883 | 0 | 0 | 0.12399 | 0 | 0.11607 | 0 | 0.12803 | 0 | 0.12011 | 0 | 9.3091 | 12.7667 | 6.0825 | 7.3902
Photocell | 0.75238 | 0.75238 | 0.16327 | 0.75238 | 752.3846 | 6019.0767 | 0 | 0 | 0.11513 | 0 | 0.10772 | 0 | 0.11917 | 0 | 0.11176 | 0 | 8.7155 | 11.9527 | 5.8234 | 7.11
Photocell | 10.5334 | 10.5334 | 2.2857 | 10.5334 | 10533.3843 | 84267.0744 | 0 | 0 | 0.12502 | 0 | 0.11705 | 0 | 0.12907 | 0 | 0.12109 | 0 | 9.3785 | 12.862 | 6.112 | 7.4221
Photocell | 11.2858 | 5.8211 | 2.449 | 11.2858 | 11285.7689 | 90286.1511 | 0 | 0 | 0.11272 | 0 | 0.10544 | 0 | 0.11676 | 0 | 0.10949 | 0 | 8.5538 | 11.7309 | 5.7507 | 7.0309
Photocell | 2.2572 | 2.0314 | 0.4898 | 2.2572 | 2257.1538 | 18057.2302 | 0 | 0 | 0.11972 | 0 | 0.11205 | 0 | 0.12376 | 0 | 0.11609 | 0 | 9.023 | 12.3744 | 5.959 | 7.2571
Timeclock | 78.4353 | 78.4353 | 17.0205 | 78.4353 | 78435.2983 | 627482.3863 | 0 | 0 | 0.12957 | 0 | 0.12159 | 0 | 0.12739 | 0 | 0.11942 | 0 | 13.4843 | 11.147 | 7.6251 | 6.8169
Timeclock | 196.0882 | 39.5947 | 42.5511 | 196.0882 | 196088.2457 | 1568705.9658 | 0 | 0 | 0.13397 | 0 | 0.12574 | 0 | 0.13179 | 0 | 0.12356 | 0 | 13.9082 | 11.4974 | 7.7589 | 6.9463
Timeclock | 98.0441 | 98.0441 | 21.2756 | 98.0441 | 98044.1229 | 784352.9829 | 0 | 0 | 0.12177 | 0 | 0.11424 | 0 | 0.11959 | 0 | 0.11206 | 0 | 12.7326 | 10.5256 | 7.3788 | 6.5793
Timeclock | 39.2176 | 8.0446 | 8.5102 | 39.2176 | 39217.6491 | 313741.1932 | 0 | 0 | 0.11632 | 0 | 0.1091 | 0 | 0.11415 | 0 | 0.10693 | 0 | 12.2082 | 10.0921 | 7.1996 | 6.4073
Timeclock | 39.2176 | 39.2176 | 8.5102 | 39.2176 | 39217.6491 | 313741.1932 | 0 | 0 | 0.11689 | 0 | 0.10964 | 0 | 0.11471 | 0 | 0.10746 | 0 | 12.2627 | 10.1372 | 7.2185 | 6.4254
Timeclock | 19.6088 | 19.6088 | 4.2551 | 19.6088 | 19608.8246 | 156870.5966 | 0 | 0 | 0.1237 | 0 | 0.11606 | 0 | 0.12152 | 0 | 0.11388 | 0 | 12.9187 | 10.6795 | 7.4409 | 6.6391
Timeclock | 568.6559 | 568.6559 | 123.3983 | 568.6559 | 568655.9126 | 4549247.301 | 0 | 0 | 0.12853 | 0 | 0.12062 | 0 | 0.12635 | 0 | 0.11844 | 0 | 13.3844 | 11.0645 | 7.5931 | 6.7859
Timeclock | 19.6088 | 19.6088 | 4.2551 | 19.6088 | 19608.8246 | 156870.5966 | 0 | 0 | 0.11967 | 0 | 0.11226 | 0 | 0.1175 | 0 | 0.11009 | 0 | 12.5311 | 10.359 | 7.3107 | 6.5139
Timeclock | 294.1324 | 294.1324 | 63.8267 | 294.1324 | 294132.3686 | 2353058.9488 | 0 | 0 | 0.12957 | 0 | 0.12159 | 0 | 0.12739 | 0 | 0.11942 | 0 | 13.4843 | 11.147 | 7.6252 | 6.8169
Timeclock | 78.4353 | 40.4561 | 17.0205 | 78.4353 | 78435.2983 | 627482.3863 | 0 | 0 | 0.11726 | 0 | 0.10999 | 0 | 0.11509 | 0 | 0.10781 | 0 | 12.2986 | 10.1668 | 7.2309 | 6.4373
Timeclock | 78.4353 | 70.5918 | 17.0205 | 78.4353 | 78435.2983 | 627482.3863 | 0 | 0 | 0.12426 | 0 | 0.11659 | 0 | 0.12209 | 0 | 0.11441 | 0 | 12.9732 | 10.7245 | 7.459 | 6.6565
Night Covers for Display Cases - medium temp | 0 | 0 | 694.9004 | 0 | 3202306.1683 | 16011530.8416 | 0 | 0 | 0.0767 | 0 | 0.07151 | 0 | 0.076506 | 0 | 0.071316 | 0 | 6.3384 | 6.2539 | 4.6565 | 4.6107
Night Covers for Display Cases - low temp | 0 | 0 | 3.0442 | 0 | 14028.5168 | 70142.5839 | 0 | 0 | 0.069744 | 0 | 0.063716 | 0 | 0.069257 | 0 | 0.063229 | 0 | 2.9351 | 2.896 | 2.5146 | 2.4858
Night Covers for Display Cases - low temp | 0 | 0 | 16.743 | 0 | 77156.8423 | 385784.2113 | 0 | 0 | 0.066387 | 0 | 0.060551 | 0 | 0.0659 | 0 | 0.060064 | 0 | 2.842 | 2.8041 | 2.4459 | 2.4178
Strip Curtains | 24.9037 | 20.574 | 47.4135 | 24.9037 | 218495.1647 | 873980.6587 | 0 | 0 | 0.099174 | 0 | 0.093046 | 0 | 0.10567 | 0 | 0.099541 | 0 | 12.8616 | 57.6202 | 7.422 | 13.4518
Strip Curtains | 35.1321 | 35.1321 | 66.8868 | 35.1321 | 308234.2502 | 1232937.0007 | 0 | 0 | 0.09099 | 0 | 0.085328 | 0 | 0.097485 | 0 | 0.091823 | 0 | 11.8828 | 53.235 | 7.0852 | 13.198
Strip Curtains | 8.0048 | 5.5282 | 15.24 | 8.0048 | 70230.5886 | 280922.3546 | 0 | 0 | 0.10334 | 0 | 0.096978 | 0 | 0.10984 | 0 | 0.10347 | 0 | 13.3604 | 59.8546 | 7.5854 | 13.57
Strip Curtains | 18.6778 | 15.6894 | 35.5601 | 18.6778 | 163871.3735 | 655485.4941 | 0 | 0 | 0.10868 | 0 | 0.10201 | 0 | 0.11517 | 0 | 0.1085 | 0 | 13.9984 | 62.7129 | 7.7869 | 13.7117
Strip Curtains | 533.6518 | 476.4748 | 1016.0025 | 533.6518 | 4682039.2432 | 18728156.9729 | 0 | 0 | 0.1081 | 0 | 0.10146 | 0 | 0.11459 | 0 | 0.10796 | 0 | 13.9291 | 62.4022 | 7.7654 | 13.6968
Strip Curtains | 9.7836 | 9.9069 | 18.6267 | 9.7836 | 85837.3861 | 343349.5445 | 0 | 0 | 0.082206 | 0 | 0.077045 | 0 | 0.088701 | 0 | 0.08354 | 0 | 10.8322 | 48.5283 | 6.6978 | 12.8881
Strip Curtains | 124.5187 | 124.5187 | 237.0673 | 124.5187 | 1092475.8234 | 4369903.2937 | 0 | 0 | 0.08921 | 0 | 0.08365 | 0 | 0.095705 | 0 | 0.090145 | 0 | 11.6699 | 52.2812 | 7.0089 | 13.1385
Strip Curtains | 18.6778 | 12.8991 | 35.5601 | 18.6778 | 163871.3735 | 655485.4941 | 0 | 0 | 0.10332 | 0 | 0.096959 | 0 | 0.10982 | 0 | 0.10345 | 0 | 13.3579 | 59.8436 | 7.5846 | 13.5695
Strip Curtains | 77.3795 | 53.439 | 147.3204 | 77.3795 | 678895.6903 | 2715582.7611 | 0 | 0 | 0.10185 | 0 | 0.095566 | 0 | 0.10834 | 0 | 0.10206 | 0 | 13.1813 | 59.0521 | 7.5273 | 13.5283
Strip Curtains | 9.7836 | 8.9683 | 18.6267 | 9.7836 | 85837.3861 | 343349.5445 | 0 | 0 | 0.089378 | 0 | 0.083808 | 0 | 0.095872 | 0 | 0.090303 | 0 | 11.69 | 52.3712 | 7.0162 | 13.1442
Strip Curtains | 172.9921 | 119.4698 | 329.3541 | 172.9921 | 1517761.0547 | 6071044.2187 | 0 | 0 | 0.10154 | 0 | 0.095277 | 0 | 0.10803 | 0 | 0.10177 | 0 | 13.1446 | 58.888 | 7.5153 | 13.5197
Strip Curtains | 10.673 | 7.3709 | 20.3201 | 10.673 | 93640.7849 | 374563.1395 | 0 | 0 | 0.10231 | 0 | 0.096005 | 0 | 0.10881 | 0 | 0.1025 | 0 | 13.2369 | 59.3015 | 7.5454 | 13.5414
Strip Curtains | 20.9014 | 20.9014 | 39.7934 | 20.9014 | 183379.8704 | 733519.4814 | 0 | 0 | 0.088675 | 0 | 0.083146 | 0 | 0.09517 | 0 | 0.08964 | 0 | 11.606 | 51.9948 | 6.9858 | 13.1204
Glass Doors on Open Vertical Display Cases (Low Temp) | 0 | 0 | 0 | 0 | 0 | 0 | 0 | 0 | 0 | 0 | 0 | 0 | 0 | 0 | 0 | 0 | 0 | 0 | 0 | 0
Glass Doors on Open Vertical Display Cases (Medium Temp) | 0 | 0 | 0 | 0 | 0 | 0 | 0 | 0 | 0 | 0 | 0 | 0 | 0 | 0 | 0 | 0 | 0 | 0 | 0 | 0
High Efficiency Reach-in Display Case With Special Doors (Low Temp) | 132.9143 | 132.9143 | 476.9056 | 132.9143 | 2197721.7043 | 26372660.4518 | 0 | 0 | 0.032247 | 0 | 0.027037 | 0 | 0.073809 | 0 | 0.0686 | 0 | 1.545 | 5.1911 | 1.4199 | 4.006
New Refrigeration Display Case with Doors - Low Temp | 186.9826 | 186.9826 | 415.3803 | 186.9826 | 1914194.8615 | 22970338.3385 | 0 | 0 | 0.052883 | 0 | 0.047318 | 0 | 0.076931 | 0 | 0.071366 | 0 | 2.181 | 4.7109 | 1.9399 | 3.7139
New Refrigeration Display Case with Doors - Low Temp | 175.5347 | 147.4491 | 389.9488 | 175.5347 | 1796999.2578 | 21563991.0933 | 0 | 0 | 0.071845 | 0 | 0.065199 | 0 | 0.095892 | 0 | 0.089247 | 0 | 2.6044 | 5.6256 | 2.2679 | 4.2599
New Refrigeration Display Case with Doors - Low Temp | 305.856 | 256.919 | 679.4565 | 305.856 | 3131136 | 37573632 | 0 | 0 | 0.071864 | 0 | 0.065217 | 0 | 0.095911 | 0 | 0.089265 | 0 | 2.6049 | 5.6265 | 2.2682 | 4.2605
New Refrigeration Display Case with Doors - Low Temp | 186.9826 | 186.9826 | 415.3803 | 186.9826 | 1914194.8615 | 22970338.3385 | 0 | 0 | 0.052603 | 0 | 0.047054 | 0 | 0.076651 | 0 | 0.071102 | 0 | 2.1747 | 4.6974 | 1.9349 | 3.7055
New Refrigeration Display Case with Doors - Med Temp | 268.9463 | 246.5341 | 584.6198 | 268.9463 | 2694100.4395 | 32329205.2742 | 0 | 0 | 0.0036492 | 0 | -0.0018642 | 0 | 0.064425 | 0 | 0.058911 | 0 | 1.0392 | 2.9929 | 0.9811 | 2.5568
Special Doors with Low Anti-Sweat Heat low temp) | 27.8206 | 27.8206 | 301.4516 | 27.8206 | 1389177.7301 | 22226843.6813 | 0 | 0 | 0.05093 | 0 | 0.045706 | 0 | 0.084593 | 0 | 0.07937 | 0 | 2.2503 | 12.9615 | 1.9945 | 7.4551
Anti-Sweat Heat (ASH) Controls | 12.3641 | 10.3859 | 23.0068 | 12.3641 | 106022.2988 | 1272267.5858 | 0 | 0 | 0.096698 | 0 | 0.090069 | 0 | 0.11121 | 0 | 0.10458 | 0 | 5.9271 | 22.7602 | 4.4307 | 9.9087
Insulate Bare Suction Pipes | 0 | 0 | 10.7321 | 0 | 49456.4659 | 544021.1251 | 0 | 0 | 0.097328 | 0 | 0.091003 | 0 | 0.10272 | 0 | 0.096392 | 0 | 8.1228 | 13.4124 | 5.5526 | 7.6021
Solid Door Cooler/Freezer Gaskets (Walk-in) | 21.2535 | 21.2535 | 40.3503 | 21.2535 | 185946.0163 | 743784.0654 | 0 | 0 | 0.084306 | 0 | 0.078745 | 0 | 0.086519 | 0 | 0.080958 | 0 | 7.348 | 8.8176 | 5.1793 | 5.8687
Solid Door Cooler/Freezer Gaskets (Walk-in) | 7.9701 | 5.5042 | 15.1314 | 7.9701 | 69729.7561 | 278919.0245 | 0 | 0 | 0.0983 | 0 | 0.091941 | 0 | 0.10051 | 0 | 0.094155 | 0 | 8.4017 | 10.082 | 5.6815 | 6.4032
Solid Door Cooler/Freezer Gaskets (Walk-in) | 3.5423 | 3.2471 | 6.725 | 3.5423 | 30991.0027 | 123964.0109 | 0 | 0 | 0.084471 | 0 | 0.078901 | 0 | 0.086684 | 0 | 0.081114 | 0 | 7.3604 | 8.8325 | 5.1855 | 5.8753
Solid Door Cooler/Freezer Gaskets (Walk-in) | 15.0546 | 15.0546 | 28.5815 | 15.0546 | 131711.7616 | 526847.0463 | 0 | 0 | 0.086027 | 0 | 0.080368 | 0 | 0.08824 | 0 | 0.082581 | 0 | 7.4775 | 8.973 | 5.2433 | 5.9372
Solid Door Cooler/Freezer Gaskets (Walk-in) | 25.9027 | 17.8886 | 49.1769 | 25.9027 | 226621.7074 | 906486.8297 | 0 | 0 | 0.096939 | 0 | 0.090658 | 0 | 0.099153 | 0 | 0.092872 | 0 | 8.2992 | 9.9591 | 5.6345 | 6.3534
Solid Door Cooler/Freezer Gaskets (Walk-in) | 31.4375 | 21.711 | 59.6848 | 31.4375 | 275045.1492 | 1100180.5967 | 0 | 0 | 0.096632 | 0 | 0.090369 | 0 | 0.098846 | 0 | 0.092582 | 0 | 8.2761 | 9.9313 | 5.6238 | 6.3421
Solid Door Cooler/Freezer Gaskets (Walk-in) | 7.5273 | 5.1984 | 14.2907 | 7.5273 | 65855.8808 | 263423.5232 | 0 | 0 | 0.096939 | 0 | 0.090658 | 0 | 0.099153 | 0 | 0.092872 | 0 | 8.2992 | 9.9591 | 5.6345 | 6.3534
Glass Door Cooler/Freezer Gaskets | 6.8885 | 6.3144 | 13.0779 | 6.8885 | 60266.8508 | 241067.4033 | 0 | 0 | 0.084471 | 0 | 0.078901 | 0 | 0.086684 | 0 | 0.081114 | 0 | 7.3604 | 8.8325 | 5.1855 | 5.8753
Glass Door Cooler/Freezer Gaskets | 11.7899 | 9.9035 | 22.3833 | 11.7899 | 103148.9004 | 412595.6014 | 0 | 0 | 0.10377 | 0 | 0.0971 | 0 | 0.10598 | 0 | 0.099314 | 0 | 8.8136 | 10.5763 | 5.867 | 6.5991
Glass Door Cooler/Freezer Gaskets | 2.3477 | 1.6214 | 4.4572 | 2.3477 | 20540.0253 | 82160.1014 | 0 | 0 | 0.096632 | 0 | 0.090369 | 0 | 0.098845 | 0 | 0.092582 | 0 | 8.2761 | 9.9313 | 5.6238 | 6.3421
Glass Door Cooler/Freezer Gaskets | 8.5149 | 7.1525 | 16.1657 | 8.5149 | 74496.428 | 297985.7121 | 0 | 0 | 0.10356 | 0 | 0.096898 | 0 | 0.10577 | 0 | 0.099112 | 0 | 8.7975 | 10.557 | 5.8598 | 6.5916
Auto-closer for Main Cooler Doors | 9.274 | 6.4047 | 20.2722 | 9.274 | 93420.2126 | 747361.7008 | 0 | 0 | 0.09565 | 0 | 0.089451 | 0 | 0.10441 | 0 | 0.098208 | 0 | 8.2824 | 24.8472 | 5.6267 | 10.2848
Auto-closer for Main Cooler Doors | 4.637 | 3.2024 | 10.1361 | 4.637 | 46710.1063 | 373680.8504 | 0 | 0 | 0.095425 | 0 | 0.089239 | 0 | 0.10418 | 0 | 0.097996 | 0 | 8.2653 | 24.7958 | 5.6188 | 10.276
Auto-closer for Freezers | 3.4778 | 3.4778 | 10.1831 | 3.4778 | 46926.4999 | 375411.9993 | 0 | 0 | 0.081997 | 0 | 0.076766 | 0 | 0.087717 | 0 | 0.082486 | 0 | 9.3624 | 22.4698 | 6.1052 | 9.8533
Auto-closer for Freezers | 3.4778 | 2.4018 | 10.1831 | 3.4778 | 46926.4999 | 375411.9993 | 0 | 0 | 0.097732 | 0 | 0.091604 | 0 | 0.10345 | 0 | 0.097324 | 0 | 10.9672 | 26.3212 | 6.7492 | 10.5289
Auto-closer for Freezers | 3.4778 | 2.5293 | 10.1831 | 3.4778 | 46926.4999 | 375411.9993 | 0 | 0 | 0.09212 | 0 | 0.086312 | 0 | 0.09784 | 0 | 0.092032 | 0 | 10.3948 | 24.9475 | 6.528 | 10.302
Auto-closer for Freezers | 3.4778 | 2.817 | 10.1831 | 3.4778 | 46926.4999 | 375411.9993 | 0 | 0 | 0.0874 | 0 | 0.081861 | 0 | 0.09312 | 0 | 0.087581 | 0 | 9.9134 | 23.7922 | 6.3348 | 10.0995
Energy Efficient Condenser - Air Cooled | 0 | 0 | 0 | 0 | 0 | 0 | 0 | 0 | 0 | 0 | 0 | 0 | 0 | 0 | 0 | 0 | 0 | 0 | 0 | 0
Energy Efficient Condenser - Evap Cooled | 0 | 0 | 0 | 0 | 0 | 0 | 0 | 0 | 0 | 0 | 0 | 0 | 0 | 0 | 0 | 0 | 0 | 0 | 0 | 0
Air cooled to Evaporative cooled condensers -conventional | 0 | 0 | 0 | 0 | 0 | 0 | 0 | 0 | 0 | 0 | 0 | 0 | 0 | 0 | 0 | 0 | 0 | 0 | 0 | 0
Air cooled to Evaporative cooled condensers - multiplex | 0 | 0 | 0 | 0 | 0 | 0 | 0 | 0 | 0 | 0 | 0 | 0 | 0 | 0 | 0 | 0 | 0 | 0 | 0 | 0
Multiplex Compressor System air cooled | 0 | 0 | 0 | 0 | 0 | 0 | 0 | 0 | 0 | 0 | 0 | 0 | 0 | 0 | 0 | 0 | 0 | 0 | 0 | 0
Multiplex Compressor System - evap cooled | 0 | 0 | 0 | 0 | 0 | 0 | 0 | 0 | 0 | 0 | 0 | 0 | 0 | 0 | 0 | 0 | 0 | 0 | 0 | 0
Multiplex Compressor System w/ eff cond - air cooled | 0 | 0 | 0 | 0 | 0 | 0 | 0 | 0 | 0 | 0 | 0 | 0 | 0 | 0 | 0 | 0 | 0 | 0 | 0 | 0
Multiplex Compressor System w/ eff cond - evap cooled | 0 | 0 | 0 | 0 | 0 | 0 | 0 | 0 | 0 | 0 | 0 | 0 | 0 | 0 | 0 | 0 | 0 | 0 | 0 | 0
Efficient Evaporator Fan Motors (SHP to PSC) | 0 | 0 | 16.903 | 0 | 77893.9338 | 1168409.0074 | 0 | 0 | 0.066307 | 0 | 0.06117 | 0 | 0.0836 | 0 | 0.078464 | 0 | 3.7832 | 13.801 | 3.1122 | 7.7254
Efficient Evaporator Fan Motors (SHP to PSC) | 0 | 0 | 16.903 | 0 | 77893.9338 | 1168409.0074 | 0 | 0 | 0.08222 | 0 | 0.076177 | 0 | 0.099513 | 0 | 0.09347 | 0 | 4.4511 | 16.2377 | 3.5505 | 8.4338
Efficient Evaporator Fan Motors (SHP to PSC) | 0 | 0 | 16.903 | 0 | 77893.9338 | 1168409.0074 | 0 | 0 | 0.076961 | 0 | 0.071218 | 0 | 0.094255 | 0 | 0.088512 | 0 | 4.2304 | 15.4325 | 3.4087 | 8.2113
Efficient Evaporator Fan Motors (SHP to PSC) | 0 | 0 | 16.903 | 0 | 77893.9338 | 1168409.0074 | 0 | 0 | 0.07184 | 0 | 0.066389 | 0 | 0.089133 | 0 | 0.083682 | 0 | 4.0154 | 14.6483 | 3.2677 | 7.9839
Efficient Evaporator Fan Motors (SHP to ECM) | 0 | 0 | 33.8563 | 0 | 156019.6948 | 2340295.4225 | 0 | 0 | 0.078236 | 0 | 0.0731 | 0 | 0.087685 | 0 | 0.082549 | 0 | 7.5776 | 36.8574 | 5.2923 | 11.8883
Efficient Evaporator Fan Motors (SHP to ECM) | 0 | 0 | 33.8563 | 0 | 156019.6948 | 2340295.4225 | 0 | 0 | 0.09415 | 0 | 0.088107 | 0 | 0.1036 | 0 | 0.097556 | 0 | 8.9155 | 43.3649 | 5.9119 | 12.493
Efficient Evaporator Fan Motors (SHP to ECM) | 0 | 0 | 33.8563 | 0 | 156019.6948 | 2340295.4225 | 0 | 0 | 0.088891 | 0 | 0.083148 | 0 | 0.09834 | 0 | 0.092597 | 0 | 8.4734 | 41.2145 | 5.7142 | 12.308
Efficient Evaporator Fan Motors (SHP to ECM) | 0 | 0 | 33.8563 | 0 | 156019.6948 | 2340295.4225 | 0 | 0 | 0.08377 | 0 | 0.078318 | 0 | 0.093219 | 0 | 0.087767 | 0 | 8.0428 | 39.1202 | 5.5151 | 12.1143
Evaporative Fan Controller | 0 | 0 | 18.5966 | 0 | 85698.7824 | 1371180.5176 | 0 | 0 | 0.063205 | 0 | 0.058036 | 0 | 0.083553 | 0 | 0.078383 | 0 | 3.2974 | 12.6619 | 2.7758 | 7.355
Evaporative Fan Controller | 0 | 0 | 18.5966 | 0 | 85698.7824 | 1371180.5176 | 0 | 0 | 0.079214 | 0 | 0.073132 | 0 | 0.099561 | 0 | 0.093479 | 0 | 3.8792 | 14.8963 | 3.177 | 8.057
Evaporative Fan Controller | 0 | 0 | 18.5966 | 0 | 85698.7824 | 1371180.5176 | 0 | 0 | 0.073919 | 0 | 0.068139 | 0 | 0.094266 | 0 | 0.088486 | 0 | 3.6868 | 14.1573 | 3.0467 | 7.8358
Evaporative Fan Controller | 0 | 0 | 18.5966 | 0 | 85698.7824 | 1371180.5176 | 0 | 0 | 0.068778 | 0 | 0.063291 | 0 | 0.089126 | 0 | 0.083639 | 0 | 3.4999 | 13.4398 | 2.918 | 7.6109
Vending Machine Controller | 718.8856 | 458.6653 | 156.192 | 718.8856 | 719778.6336 | 10796679.504 | 0 | 0 | 0.14121 | 0 | 0.13242 | 0 | 0.14815 | 0 | 0.13936 | 0 | 11.8057 | 25.1856 | 7.0577 | 10.3423
Vending Machine Controller | 71.8886 | 58.2297 | 15.6192 | 71.8886 | 71977.8634 | 1079667.9504 | 0 | 0 | 0.13844 | 0 | 0.1298 | 0 | 0.14538 | 0 | 0.13675 | 0 | 11.5937 | 24.7332 | 6.9814 | 10.2652
Vending Machine Controller | 2444.2111 | 1517.4233 | 531.0527 | 2444.2111 | 2447247.3542 | 36708710.3136 | 0 | 0 | 0.14556 | 0 | 0.13652 | 0 | 0.1525 | 0 | 0.14346 | 0 | 12.1384 | 25.8953 | 7.1753 | 10.4601
Solid-Door Refrigerator/1 door/<19 ft.3 | 2.88 | 1.989 | 5.5621 | 2.88 | 25632 | 307584 | 0 | 0 | 0.055316 | 0 | 0.049085 | 0 | 0.088238 | 0 | 0.082007 | 0 | 2.0239 | 5.1812 | 1.8146 | 4.0001
Solid-Door Refrigerator/1 door/19-30 ft.3 | 3.024 | 2.0884 | 6.0934 | 3.024 | 28080 | 336960 | 0 | 0 | 0.035162 | 0 | 0.028943 | 0 | 0.089871 | 0 | 0.083652 | 0 | 1.4753 | 5.6653 | 1.3609 | 4.2827
Solid-Door Refrigerator/2 door/31-60 ft.3 | 3.168 | 2.1878 | 5.8871 | 3.168 | 27129.6 | 325555.2 | 0 | 0 | 0.020211 | 0 | 0.013969 | 0 | 0.089598 | 0 | 0.083356 | 0 | 1.2263 | 5.4937 | 1.1462 | 4.1839
Solid-Door Refrigerator/3 door/61-90 ft.3 | 2.16 | 1.4917 | 4.2216 | 2.16 | 19454.4 | 233452.8 | 0 | 0 | 0.011409 | 0 | 0.0051815 | 0 | 0.088429 | 0 | 0.082201 | 0 | 1.1166 | 5.2404 | 1.0498 | 4.0354
Solid-Door Freezer/1 door/<19 ft.3 | 4.032 | 2.7845 | 7.3495 | 4.032 | 33868.8 | 406425.6 | 0 | 0 | 0.089194 | 0 | 0.082946 | 0 | 0.088342 | 0 | 0.082094 | 0 | 5.363 | 5.1485 | 4.1077 | 3.9806
Solid-Door Freezer/1 door/19-30 ft.3 | 6.048 | 4.1768 | 11.2587 | 6.048 | 51883.2 | 622598.4 | 0 | 0 | 0.079501 | 0 | 0.073259 | 0 | 0.088676 | 0 | 0.082434 | 0 | 3.6477 | 5.2527 | 3.0199 | 4.0426
Solid-Door Freezer/2 door/31-60 ft.3 | 6.912 | 4.7735 | 12.9804 | 6.912 | 59817.6 | 717811.2 | 0 | 0 | 0.080545 | 0 | 0.074306 | 0 | 0.089889 | 0 | 0.08365 | 0 | 3.7834 | 5.5878 | 3.1124 | 4.2383
Solid-Door Freezer/3 door/61-90 ft.3 | 5.472 | 3.779 | 10.3212 | 5.472 | 47563.2 | 570758.4 | 0 | 0 | 0.080346 | 0 | 0.074108 | 0 | 0.090505 | 0 | 0.084268 | 0 | 3.7596 | 5.7748 | 3.0963 | 4.345
Glass Door Refrigerator Tier I/1 door/<19 ft.3 | 4.608 | 3.1823 | 8.8994 | 4.608 | 41011.2 | 492134.4 | 0 | 0 | 0.075575 | 0 | 0.069345 | 0 | 0.091755 | 0 | 0.085524 | 0 | 3.2382 | 6.2174 | 2.7338 | 4.5909
Glass Door Refrigerator Tier I/1 door/19-30 ft.3 | 4.752 | 3.2818 | 9.1588 | 4.752 | 42206.4 | 506476.8 | 0 | 0 | 0.060137 | 0 | 0.053906 | 0 | 0.093331 | 0 | 0.0871 | 0 | 2.2219 | 6.8258 | 1.9722 | 4.9143
Glass Door Refrigerator Tier I/2 door/31-60 ft.3 | 4.32 | 2.9834 | 8.4807 | 4.32 | 39081.6 | 468979.2 | 0 | 0 | 0.047253 | 0 | 0.041027 | 0 | 0.09542 | 0 | 0.089193 | 0 | 1.762 | 7.894 | 1.6013 | 5.4447
Glass Door Refrigerator Tier I/3 door/61-90 ft.3 | 3.168 | 2.1878 | 5.9027 | 3.168 | 27201.6 | 326419.2 | 0 | 0 | 0.039524 | 0 | 0.033283 | 0 | 0.096265 | 0 | 0.090024 | 0 | 1.5646 | 8.2613 | 1.4366 | 5.617
Glass Door Refrigerator Tier II/1 door/<19 ft.3 | 8.064 | 5.5691 | 14.7866 | 8.064 | 68140.8 | 817689.6 | 0 | 0 | 0.089284 | 0 | 0.083038 | 0 | 0.096375 | 0 | 0.090129 | 0 | 5.3934 | 8.2842 | 4.1255 | 5.6276
Glass Door Refrigerator Tier II/1 door/19-30 ft.3 | 8.208 | 5.6685 | 15.2053 | 8.208 | 70070.4 | 840844.8 | 0 | 0 | 0.079909 | 0 | 0.073666 | 0 | 0.097973 | 0 | 0.09173 | 0 | 3.6956 | 9.4608 | 3.0527 | 6.1469
Glass Door Refrigerator Tier II/2 door/31-60 ft.3 | 7.488 | 5.1713 | 14.0616 | 7.488 | 64800 | 777600 | 0 | 0 | 0.072085 | 0 | 0.065846 | 0 | 0.098352 | 0 | 0.092114 | 0 | 2.9275 | 9.8365 | 2.509 | 6.3033
Glass Door Refrigerator Tier II/3 door/61-90 ft.3 | 5.184 | 3.5801 | 9.7775 | 5.184 | 45057.6 | 540691.2 | 0 | 0 | 0.067202 | 0 | 0.060964 | 0 | 0.097455 | 0 | 0.091217 | 0 | 2.5903 | 9.1177 | 2.2571 | 6.0002
Boilerless/Connectionless Steamers: Cooking Efficiency >50% | 115.9251 | 107.8104 | 112.3557 | 115.9251 | 517768.081 | 6213216.9723 | 0 | 0 | 0.092626 | 0 | 0.086888 | 0 | 0.09229 | 0 | 0.086551 | 0 | 12.4721 | 11.9732 | 7.2905 | 7.1172
Boilerless/Connectionless Steamers: Cooking Efficiency >50% | 57.9626 | 40.0295 | 56.1778 | 57.9626 | 258884.0405 | 3106608.4862 | 0 | 0 | 0.10664 | 0 | 0.1001 | 0 | 0.10631 | 0 | 0.099769 | 0 | 14.208 | 13.6397 | 7.8513 | 7.6746
Boilerless/Connectionless Steamers: Cooking Efficiency >50% | 9.274 | 7.1622 | 39.1424 | 9.274 | 180379.5303 | 2164554.3635 | 0 | 0 | 0.097063 | 0 | 0.090872 | 0 | 0.096581 | 0 | 0.090389 | 0 | 9.3762 | 9.0011 | 6.1111 | 5.9495
Insulated Holding Cabinets, Full Size <= 0.4 kW | 74.496 | 69.2813 | 88.5068 | 74.496 | 407865.6 | 4894387.2 | 0 | 0 | 0.07242 | 0 | 0.066729 | 0 | 0.082711 | 0 | 0.07702 | 0 | 3.6388 | 5.822 | 3.0138 | 4.3717
Insulated Holding Cabinets, Full Size <= 0.4 kW | 49.152 | 45.7114 | 58.3963 | 49.152 | 269107.2 | 3229286.4 | 0 | 0 | 0.071273 | 0 | 0.065648 | 0 | 0.081565 | 0 | 0.075939 | 0 | 3.597 | 5.7552 | 2.9851 | 4.3339
Insulated Holding Cabinets, 3/4 Size <= 0.3 kW | 27.8216 | 25.8741 | 33.0643 | 27.8216 | 152369.8446 | 1828438.1357 | 0 | 0 | 0.070592 | 0 | 0.064901 | 0 | 0.080804 | 0 | 0.075114 | 0 | 3.4121 | 5.241 | 2.8567 | 4.0357
Insulated Holding Cabinets, 3/4 Size <= 0.3 kW | 27.8216 | 25.8741 | 33.0643 | 27.8216 | 152369.8446 | 1828438.1357 | 0 | 0 | 0.070592 | 0 | 0.064901 | 0 | 0.080804 | 0 | 0.075114 | 0 | 3.4121 | 5.241 | 2.8567 | 4.0357
Insulated Holding Cabinets, 3/4 Size <= 0.3 kW | 9.2739 | 7.1621 | 11.0214 | 9.2739 | 50789.9482 | 609479.3786 | 0 | 0 | 0.086802 | 0 | 0.080188 | 0 | 0.097015 | 0 | 0.090401 | 0 | 3.9661 | 6.0919 | 3.235 | 4.5221
Insulated Holding Cabinets, 1/2 Size <= 0.2 kW | 5.6677 | 3.9141 | 6.7336 | 5.6677 | 31030.4227 | 372365.0728 | 0 | 0 | 0.046643 | 0 | 0.040232 | 0 | 0.08964 | 0 | 0.083228 | 0 | 1.7082 | 4.9195 | 1.5566 | 3.8423
Insulated Holding Cabinets, 1/2 Size <= 0.2 kW | 5.6677 | 5.2709 | 6.7336 | 5.6677 | 31030.4227 | 372365.0728 | 0 | 0 | 0.032858 | 0 | 0.027232 | 0 | 0.075854 | 0 | 0.070228 | 0 | 1.4989 | 4.3167 | 1.3809 | 3.4645
Insulated Holding Cabinets, 1/2 Size <= 0.2 kW | 39.6736 | 36.8964 | 47.1352 | 39.6736 | 217212.9591 | 2606555.5095 | 0 | 0 | 0.032858 | 0 | 0.027232 | 0 | 0.075854 | 0 | 0.070228 | 0 | 1.4989 | 4.3167 | 1.3809 | 3.4645
Insulated Holding Cabinets, 1/2 Size <= 0.2 kW | 17.003 | 13.1311 | 20.2008 | 17.003 | 93091.2682 | 1117095.2184 | 0 | 0 | 0.049055 | 0 | 0.042506 | 0 | 0.092051 | 0 | 0.085502 | 0 | 1.7448 | 5.0249 | 1.587 | 3.9063
Commercial Electric Fryer: Cooking Efficiency > 80% | 14.4 | 9.9448 | 16.5614 | 14.4 | 76320 | 915840 | 0 | 0 | -0.00050954 | 0 | -0.0069427 | 0 | 0.089267 | 0 | 0.082834 | 0 | 0.99551 | 4.7784 | 0.94206 | 3.7558
Commercial Electric Fryer: Cooking Efficiency > 80% | 14.4 | 13.392 | 16.5614 | 14.4 | 76320 | 915840 | 0 | 0 | -0.014978 | 0 | -0.020587 | 0 | 0.074799 | 0 | 0.06919 | 0 | 0.86792 | 4.166 | 0.82702 | 3.3668
Commercial Electric Griddle: Cooking Efficiency > 70% | 8.448 | 5.8343 | 7.4704 | 8.448 | 34425.6 | 413107.2 | 0 | 0 | 0.041796 | 0 | 0.035212 | 0 | 0.092496 | 0 | 0.085912 | 0 | 1.5667 | 5.0136 | 1.4383 | 3.8995
Commercial Electric Griddle: Cooking Efficiency > 70% | 28.8 | 26.784 | 25.4671 | 28.8 | 117360 | 1408320 | 0 | 0 | 0.027194 | 0 | 0.021442 | 0 | 0.077895 | 0 | 0.072143 | 0 | 1.3688 | 4.38 | 1.2697 | 3.5051
Commercial Electric Convection Oven: Cooking Efficiency > 70% | 21.6 | 14.9171 | 21.1861 | 21.6 | 97632 | 1171584 | 0 | 0 | 0.061275 | 0 | 0.054752 | 0 | 0.095072 | 0 | 0.088549 | 0 | 2.152 | 5.9027 | 1.917 | 4.417
Commercial Electric Combination Oven: Cooking Efficiency > 60% | 181.44 | 125.304 | 172.489 | 181.44 | 794880 | 9538560 | 0 | 0 | 0.10171 | 0 | 0.09517 | 0 | 0.10797 | 0 | 0.10143 | 0 | 8.7844 | 16.8661 | 5.854 | 8.6003
Commercial Ice Machines Air Cooled 101-200 lbs per 24 hrs. | 14.1696 | 9.7856 | 27.1033 | 14.1696 | 124899.84 | 1498798.08 | 0 | 0 | 0.099544 | 0 | 0.093303 | 0 | 0.099129 | 0 | 0.092888 | 0 | 10.976 | 10.537 | 6.7525 | 6.5838
Commercial Ice Machines Air Cooled 201-300 lbs per 24 hrs. | 8.9856 | 6.2055 | 17.1064 | 8.9856 | 78831.36 | 945976.32 | 0 | 0 | 0.088467 | 0 | 0.082225 | 0 | 0.093078 | 0 | 0.086836 | 0 | 5.1968 | 6.6519 | 4.0095 | 4.8235
Commercial Ice Machines Air Cooled 301-400 lbs per 24 hrs. | 6.5664 | 4.5348 | 12.4567 | 6.5664 | 57404.16 | 688849.92 | 0 | 0 | 0.084235 | 0 | 0.077992 | 0 | 0.086949 | 0 | 0.080706 | 0 | 4.3256 | 4.8446 | 3.4702 | 3.7965
Commercial Ice Machines Air Cooled 401-500 lbs per 24 hrs. | 8.064 | 5.5691 | 15.399 | 8.064 | 70963.2 | 851558.4 | 0 | 0 | 0.091264 | 0 | 0.085021 | 0 | 0.094313 | 0 | 0.08807 | 0 | 5.9886 | 7.1863 | 4.4649 | 5.0985
Commercial Ice Machines Air Cooled 501-1,000 lbs per 24 hrs. | 6.8544 | 4.7337 | 13.1723 | 6.8544 | 60701.76 | 728421.12 | 0 | 0 | 0.093627 | 0 | 0.087382 | 0 | 0.092961 | 0 | 0.086716 | 0 | 6.863 | 6.5885 | 4.9336 | 4.7901
Commercial Ice Machines Air Cooled 1,001-1,500 lbs per 24 hrs. | 6.768 | 4.674 | 12.8304 | 6.768 | 59126.4 | 709516.8 | 0 | 0 | 0.092193 | 0 | 0.085938 | 0 | 0.094511 | 0 | 0.088256 | 0 | 6.2485 | 7.1983 | 4.6078 | 5.1045
Commercial Ice Machines Air Cooled >1,500 lbs per 24 hrs. | 1.44 | 0.99448 | 2.7373 | 1.44 | 12614.4 | 151372.8 | 0 | 0 | 0.087465 | 0 | 0.08123 | 0 | 0.095127 | 0 | 0.088891 | 0 | 4.9837 | 7.655 | 3.8814 | 5.33
0 | 0 | 0 | 0 | 0 | 0 | 0 | 0 | 0 | 0 | 0 | 0 | 0 | 0 | 0 | 0 | 0 | 0 | 0 | 0 | 0
Nonresidential Audits | 0 | 0 | 0 | 0 | 0 | 0 | 0 | 0 | 0 | 0 | 0 | 0 | 0 | 0 | 0 | 0 | 0 | 0 | 0 | 0
NR Onsite very small , small audits | 7634.34 | 7526.005 | 5415.1115 | 7634.34 | 24954430.7775 | 74863292.3325 | 0 | 0 | 0.099871 | 0 | 0.09418 | 0 | 0.099871 | 0 | 0.09418 | 0 | 0 | 0 | 17.5486 | 17.5486
NR Onsite medium audits | 15870.264 | 15645.0572 | 20425.3027 | 15870.264 | 94125819.0624 | 282377457.1872 | 0 | 0 | 0.094862 | 0 | 0.089456 | 0 | 0.094862 | 0 | 0.089456 | 0 | 0 | 0 | 17.5486 | 17.5486
NR Onsite large audits | 2006.94 | 1978.4605 | 2582.9663 | 2006.94 | 11903070.504 | 35709211.512 | 0 | 0 | 0.094862 | 0 | 0.089456 | 0 | 0.094862 | 0 | 0.089456 | 0 | 0 | 0 | 17.5486 | 17.5486
0 | 0 | 0 | 0 | 0 | 0 | 0 | 0 | 0 | 0 | 0 | 0 | 0 | 0 | 0 | 0 | 0 | 0 | 0 | 0 | 0
NR Onsite very small , small audits | 2315.7 | 2344.872 | 1642.5485 | 2315.7 | 7569347.8875 | 22708043.6625 | 0 | 0 | 0.097214 | 0 | 0.091675 | 0 | 0.097214 | 0 | 0.091675 | 0 | 0 | 0 | 17.5486 | 17.5486
NR Onsite medium audits | 10775.724 | 10911.471 | 13868.5421 | 10775.724 | 63910332.3984 | 191730997.1952 | 0 | 0 | 0.092136 | 0 | 0.086886 | 0 | 0.092136 | 0 | 0.086886 | 0 | 0 | 0 | 17.5486 | 17.5486
NR Onsite large audits | 1219.602 | 1234.9659 | 1569.6488 | 1219.602 | 7233404.3832 | 21700213.1496 | 0 | 0 | 0.092136 | 0 | 0.086886 | 0 | 0.092136 | 0 | 0.086886 | 0 | 0 | 0 | 17.5486 | 17.5486
0 | 0 | 0 | 0 | 0 | 0 | 0 | 0 | 0 | 0 | 0 | 0 | 0 | 0 | 0 | 0 | 0 | 0 | 0 | 0 | 0
NR Onsite very small , small audits | 17.928 | 17.928 | 12.7165 | 17.928 | 58601.403 | 175804.209 | 0 | 0 | 0.10821 | 0 | 0.10204 | 0 | 0.10821 | 0 | 0.10204 | 0 | 0 | 0 | 17.5486 | 17.5486
NR Onsite medium audits | 277.884 | 277.884 | 357.6415 | 277.884 | 1648117.4544 | 4944352.3632 | 0 | 0 | 0.10319 | 0 | 0.097313 | 0 | 0.10319 | 0 | 0.097313 | 0 | 0 | 0 | 17.5486 | 17.5486
NR Onsite large audits | 169.818 | 169.818 | 218.5587 | 169.818 | 1007182.8888 | 3021548.6664 | 0 | 0 | 0.10319 | 0 | 0.097313 | 0 | 0.10319 | 0 | 0.097313 | 0 | 0 | 0 | 17.5486 | 17.5486
0 | 0 | 0 | 0 | 0 | 0 | 0 | 0 | 0 | 0 | 0 | 0 | 0 | 0 | 0 | 0 | 0 | 0 | 0 | 0 | 0
Standard Performance Contract | 0 | 0 | 0 | 0 | 0 | 0 | 0 | 0 | 0 | 0 | 0 | 0 | 0 | 0 | 0 | 0 | 0 | 0 | 0 | 0
Early Retirement Package Units | 3.4218 | 3.4218 | 14.8507 | 3.4218 | 68436.544 | 342182.7201 | 0 | 0 | 0.085028 | 0 | 0.078388 | 0 | 0.070617 | 0 | 0.063977 | 0 | 3.6998 | 2.5384 | 3.0556 | 2.2176
Early Retirement Package Units | 0.87641 | 0.54409 | 3.8036 | 0.87641 | 17528.1329 | 87640.6647 | 0 | 0 | 0.096064 | 0 | 0.088796 | 0 | 0.081654 | 0 | 0.074385 | 0 | 4.0503 | 2.7788 | 3.2908 | 2.3989
Early Retirement Package Units | 2.7823 | 2.4484 | 12.0752 | 2.7823 | 55646.2619 | 278231.3093 | 0 | 0 | 0.077261 | 0 | 0.071063 | 0 | 0.06285 | 0 | 0.056653 | 0 | 3.4532 | 2.3692 | 2.8854 | 2.0874
Early Retirement Package Units | 4.1509 | 4.1509 | 18.015 | 4.1509 | 83018.3161 | 415091.5805 | 0 | 0 | 0.084814 | 0 | 0.078186 | 0 | 0.070404 | 0 | 0.063776 | 0 | 3.6931 | 2.5337 | 3.051 | 2.214
Com. Customized - Space Conditioning | 28.9678 | 24.9123 | 125.7201 | 28.9678 | 579355.497 | 8690332.455 | 0 | 0 | 0.088892 | 0 | 0.082531 | 0 | 0.090593 | 0 | 0.084233 | 0 | 4.9102 | 5.3073 | 3.8367 | 4.0749
Com. Customized - Space Conditioning | 0.83693 | 0.53398 | 3.6323 | 0.83693 | 16738.5988 | 251078.9816 | 0 | 0 | 0.089676 | 0 | 0.08327 | 0 | 0.091377 | 0 | 0.084971 | 0 | 4.9446 | 5.3445 | 3.8577 | 4.0968
Com. Customized - Space Conditioning | 322.2496 | 272.2571 | 503.4827 | 322.2496 | 2320196.8981 | 34802953.4714 | 0 | 0 | 0.084134 | 0 | 0.078044 | 0 | 0.085835 | 0 | 0.079745 | 0 | 4.7008 | 5.081 | 3.7077 | 3.9402
Com. Customized - Space Conditioning | 72.8026 | 45.1976 | 113.7468 | 72.8026 | 524178.9676 | 7862684.5133 | 0 | 0 | 0.10977 | 0 | 0.10222 | 0 | 0.11147 | 0 | 0.10392 | 0 | 5.8284 | 6.2998 | 4.3752 | 4.6356
Com. Customized - Space Conditioning | 145.2748 | 124.9363 | 226.9773 | 145.2748 | 1045978.3334 | 15689675.0013 | 0 | 0 | 0.093084 | 0 | 0.086484 | 0 | 0.094785 | 0 | 0.088185 | 0 | 5.0946 | 5.5066 | 3.9483 | 4.1914
Com. Customized - Space Conditioning | 22.2377 | 18.6797 | 34.7442 | 22.2377 | 160111.5376 | 2401673.0643 | 0 | 0 | 0.10954 | 0 | 0.102 | 0 | 0.11124 | 0 | 0.1037 | 0 | 5.8184 | 6.2889 | 4.3696 | 4.6298
Com. Customized - Space Conditioning | 283.6026 | 245.1686 | 443.1007 | 283.6026 | 2041938.5247 | 30629077.8712 | 0 | 0 | 0.098252 | 0 | 0.091357 | 0 | 0.099953 | 0 | 0.093058 | 0 | 5.3219 | 5.7523 | 4.0835 | 4.3322
Com. Customized - Space Conditioning | 22.6775 | 18.3688 | 35.4313 | 22.6775 | 163277.8806 | 2449168.2086 | 0 | 0 | 0.090468 | 0 | 0.084017 | 0 | 0.092169 | 0 | 0.085718 | 0 | 4.9795 | 5.3822 | 3.8788 | 4.1189
Com. Customized - Space Conditioning | 350.5579 | 296.1738 | 547.7117 | 350.5579 | 2524017.1454 | 37860257.1803 | 0 | 0 | 0.083943 | 0 | 0.077864 | 0 | 0.085644 | 0 | 0.079565 | 0 | 4.6925 | 5.072 | 3.7024 | 3.9347
Com. Customized - Space Conditioning | 707.7765 | 439.4042 | 1105.83 | 707.7765 | 5095990.6281 | 76439859.4215 | 0 | 0 | 0.10965 | 0 | 0.10211 | 0 | 0.11135 | 0 | 0.10381 | 0 | 5.8233 | 6.2942 | 4.3724 | 4.6326
Com. Customized - Space Conditioning | 51.3556 | 44.1659 | 80.2381 | 51.3556 | 369760.6463 | 5546409.6948 | 0 | 0 | 0.093601 | 0 | 0.086972 | 0 | 0.095303 | 0 | 0.088673 | 0 | 5.1173 | 5.5312 | 3.962 | 4.2056
Com. Customized - Space Conditioning | 16.5035 | 13.8629 | 25.785 | 16.5035 | 118825.061 | 1782375.9144 | 0 | 0 | 0.1101 | 0 | 0.10253 | 0 | 0.1118 | 0 | 0.10423 | 0 | 5.8432 | 6.3158 | 4.3836 | 4.6443
Com. Customized - Space Conditioning | 171.1404 | 109.1915 | 267.3898 | 171.1404 | 1232211.2315 | 18483168.4722 | 0 | 0 | 0.094354 | 0 | 0.087682 | 0 | 0.096055 | 0 | 0.089383 | 0 | 5.1504 | 5.567 | 3.9818 | 4.2263
Com. Customized - Space Conditioning | 4.8041 | 3.7101 | 7.5059 | 4.8041 | 34589.4869 | 518842.3039 | 0 | 0 | 0.10434 | 0 | 0.097095 | 0 | 0.10604 | 0 | 0.098796 | 0 | 5.5895 | 6.0416 | 4.2392 | 4.4943
Com. Customized - Space Conditioning | 10.7951 | 9.0679 | 16.8662 | 10.7951 | 77724.6118 | 1165869.1769 | 0 | 0 | 0.11085 | 0 | 0.10324 | 0 | 0.11255 | 0 | 0.10494 | 0 | 5.876 | 6.3513 | 4.402 | 4.6635
Com. Customized - Space Conditioning | 0 | 0 | 0 | 0 | 0 | 0 | 0 | 0 | 0 | 0 | 0 | 0 | 0 | 0 | 0 | 0 | 0 | 0 | 0 | 0
Com. Customized - Space Conditioning | 22.8142 | 15.9768 | 35.6449 | 22.8142 | 164262.2761 | 2463934.1408 | 0 | 0 | 0.087415 | 0 | 0.081138 | 0 | 0.089116 | 0 | 0.082839 | 0 | 4.8452 | 5.2371 | 3.7969 | 4.0334
Com. Customized - Space Conditioning | 33.197 | 20.6095 | 51.8669 | 33.197 | 239018.1991 | 3585272.9866 | 0 | 0 | 0.11056 | 0 | 0.10297 | 0 | 0.11226 | 0 | 0.10467 | 0 | 5.8634 | 6.3376 | 4.3949 | 4.6561
Com. Customized - Space Conditioning | 0 | 0 | 0 | 0 | 0 | 0 | 0 | 0 | 0 | 0 | 0 | 0 | 0 | 0 | 0 | 0 | 0 | 0 | 0 | 0
Com. Customized - Space Conditioning | 112.5267 | 69.8592 | 175.8117 | 112.5267 | 810192.362 | 12152885.43 | 0 | 0 | 0.11091 | 0 | 0.10329 | 0 | 0.11261 | 0 | 0.10499 | 0 | 5.8785 | 6.354 | 4.4034 | 4.6649
Com. Customized - Space Conditioning | 5.9829 | 3.8172 | 9.3477 | 5.9829 | 43076.9913 | 646154.8692 | 0 | 0 | 0.095186 | 0 | 0.088466 | 0 | 0.096887 | 0 | 0.090167 | 0 | 5.187 | 5.6065 | 4.0036 | 4.249
Ind. Cooling Towers | 0 | 0 | 0 | 0 | 0 | 0 | 0 | 0 | 0 | 0 | 0 | 0 | 0 | 0 | 0 | 0 | 0 | 0 | 0 | 0
Com. Chillers | 185.934 | 159.9032 | 290.5033 | 185.934 | 1338724.7459 | 26774494.9186 | 0 | 0 | 0.11069 | 0 | 0.10383 | 0 | 0.10224 | 0 | 0.095374 | 0 | 12.3477 | 6.6147 | 7.2479 | 4.8039
Com. Chillers | 147.0016 | 127.0798 | 229.6753 | 147.0016 | 1058411.2907 | 21168225.814 | 0 | 0 | 0.11603 | 0 | 0.10886 | 0 | 0.10757 | 0 | 0.10041 | 0 | 12.8948 | 6.9077 | 7.433 | 4.9566
Com. Chillers | 61.0384 | 38.9439 | 95.3663 | 61.0384 | 439476.1875 | 8789523.751 | 0 | 0 | 0.11141 | 0 | 0.1045 | 0 | 0.10295 | 0 | 0.096049 | 0 | 12.4211 | 6.654 | 7.2731 | 4.8246
Com. Chillers | 169.2941 | 169.2941 | 264.5051 | 169.2941 | 1218917.3845 | 24378347.6906 | 0 | 0 | 0.11677 | 0 | 0.10956 | 0 | 0.10832 | 0 | 0.10111 | 0 | 12.9709 | 6.9485 | 7.4582 | 4.9776
Com. Chillers | 35.5642 | 30.0469 | 55.5655 | 35.5642 | 256062.0375 | 5121240.7495 | 0 | 0 | 0.1012 | 0 | 0.094877 | 0 | 0.092746 | 0 | 0.086423 | 0 | 11.3747 | 6.0934 | 6.9013 | 4.5229
Com. Chillers | 392.7965 | 337.805 | 613.7052 | 392.7965 | 2828134.4706 | 56562689.4121 | 0 | 0 | 0.11052 | 0 | 0.10366 | 0 | 0.10206 | 0 | 0.095208 | 0 | 12.3297 | 6.605 | 7.2417 | 4.7988
Com. Chillers | 609.7828 | 515.1837 | 952.7247 | 609.7828 | 4390436.3302 | 87808726.6045 | 0 | 0 | 0.10104 | 0 | 0.094725 | 0 | 0.092584 | 0 | 0.086271 | 0 | 11.3581 | 6.0846 | 6.8953 | 4.518
Com. Chillers | 1.3301 | 0.82577 | 2.0782 | 1.3301 | 9576.8675 | 191537.3508 | 0 | 0 | 0.1277 | 0 | 0.11987 | 0 | 0.11925 | 0 | 0.11141 | 0 | 14.0913 | 7.5487 | 7.8155 | 5.2782
Com. Chillers | 237.3075 | 204.0845 | 370.7692 | 237.3075 | 1708614.0194 | 34172280.3875 | 0 | 0 | 0.11097 | 0 | 0.10409 | 0 | 0.10252 | 0 | 0.095637 | 0 | 12.3764 | 6.63 | 7.2577 | 4.812
Com. Chillers | 46.3321 | 29.5609 | 72.3892 | 46.3321 | 333590.9363 | 6671818.7268 | 0 | 0 | 0.11176 | 0 | 0.10483 | 0 | 0.1033 | 0 | 0.096379 | 0 | 12.457 | 6.6732 | 7.2854 | 4.8347
Com. Chillers | 7.4183 | 7.4183 | 11.5903 | 7.4183 | 53411.4233 | 1068228.4663 | 0 | 0 | 0.11709 | 0 | 0.10986 | 0 | 0.10863 | 0 | 0.1014 | 0 | 13.0033 | 6.9659 | 7.4689 | 4.9865
Com. Chillers | 20.2019 | 12.5418 | 31.5634 | 20.2019 | 145453.3539 | 2909067.0772 | 0 | 0 | 0.12819 | 0 | 0.12033 | 0 | 0.11973 | 0 | 0.11187 | 0 | 14.1412 | 7.5754 | 7.8308 | 5.2913
Com. Chillers | 0 | 0 | 0 | 0 | 0 | 0 | 0 | 0 | 0 | 0 | 0 | 0 | 0 | 0 | 0 | 0 | 0 | 0 | 0 | 0
Com. Chillers | 210.9343 | 147.7179 | 329.5638 | 210.9343 | 1518727.3093 | 30374546.1859 | 0 | 0 | 0.10384 | 0 | 0.097364 | 0 | 0.095382 | 0 | 0.088909 | 0 | 11.645 | 6.2382 | 6.9999 | 4.6022
Com. Chillers | 545.3177 | 381.8874 | 852.0043 | 545.3177 | 3926287.2009 | 78525744.0185 | 0 | 0 | 0.10445 | 0 | 0.097944 | 0 | 0.095998 | 0 | 0.08949 | 0 | 11.7081 | 6.272 | 7.0227 | 4.6206
Com. Chillers | 0.79173 | 0.61144 | 1.237 | 0.79173 | 5700.4226 | 114008.4519 | 0 | 0 | 0.12248 | 0 | 0.11495 | 0 | 0.11403 | 0 | 0.10649 | 0 | 13.5566 | 7.2623 | 7.6482 | 5.1366
Com. Early Retirement Chillers, traditional | 91.6796 | 78.8444 | 331.5744 | 91.6796 | 1527992.571 | 30559851.4203 | 0 | 0 | 0.10671 | 0 | 0.10006 | 0 | 0.098532 | 0 | 0.09188 | 0 | 11.6384 | 6.4112 | 6.9976 | 4.6957
Com. Early Retirement Chillers, traditional | 55.6673 | 42.9909 | 201.3301 | 55.6673 | 927788.6795 | 18555773.5892 | 0 | 0 | 0.1179 | 0 | 0.11061 | 0 | 0.10972 | 0 | 0.10243 | 0 | 12.7536 | 7.0255 | 7.3858 | 5.017
Com. Early Retirement Chillers, traditional | 545.8322 | 382.2478 | 1974.0932 | 545.8322 | 9097203.8111 | 181944076.2223 | 0 | 0 | 0.099698 | 0 | 0.093445 | 0 | 0.09152 | 0 | 0.085267 | 0 | 10.9394 | 6.0261 | 6.7387 | 4.4857
Com. Early Retirement Chillers, traditional | 235.582 | 164.9787 | 852.0217 | 235.582 | 3926367.1976 | 78527343.9521 | 0 | 0 | 0.099957 | 0 | 0.093689 | 0 | 0.091779 | 0 | 0.085511 | 0 | 10.9652 | 6.0403 | 6.7484 | 4.4936
Com. Early Retirement Chillers, traditional | 17.4294 | 12.2058 | 63.0363 | 17.4294 | 290489.6324 | 5809792.6487 | 0 | 0 | 0.099836 | 0 | 0.093575 | 0 | 0.091658 | 0 | 0.085397 | 0 | 10.9531 | 6.0337 | 6.7439 | 4.4899
Com. Early Retirement Chillers | 109.6954 | 94.338 | 396.7316 | 109.6954 | 1828256.224 | 14626049.7919 | 0 | 0 | 0.075877 | 0 | 0.069654 | 0 | 0.077515 | 0 | 0.071291 | 0 | 3.2758 | 3.4449 | 2.7605 | 2.8796
Com. Early Retirement Chillers | 0 | 0 | 0 | 0 | 0 | 0 | 0 | 0 | 0 | 0 | 0 | 0 | 0 | 0 | 0 | 0 | 0 | 0 | 0 | 0
Com. Early Retirement Chillers | 125.575 | 96.9794 | 454.1628 | 125.575 | 2092916.1103 | 16743328.8822 | 0 | 0 | 0.086394 | 0 | 0.079571 | 0 | 0.088032 | 0 | 0.081209 | 0 | 3.5912 | 3.7767 | 2.9811 | 3.1078
Com. Early Retirement Chillers | 0 | 0 | 0 | 0 | 0 | 0 | 0 | 0 | 0 | 0 | 0 | 0 | 0 | 0 | 0 | 0 | 0 | 0 | 0 | 0
Com. Early Retirement Chillers | 457.9592 | 320.7101 | 1656.2859 | 457.9592 | 7632654.0492 | 61061232.3933 | 0 | 0 | 0.069361 | 0 | 0.063509 | 0 | 0.070999 | 0 | 0.065146 | 0 | 3.0803 | 3.2394 | 2.6204 | 2.7346
Com. Early Retirement Chillers | 960.4309 | 672.5923 | 3473.5585 | 960.4309 | 16007181.9619 | 128057455.695 | 0 | 0 | 0.069795 | 0 | 0.063917 | 0 | 0.071432 | 0 | 0.065555 | 0 | 3.0933 | 3.2531 | 2.6298 | 2.7443
Com. Early Retirement Chillers | 504.9333 | 353.6062 | 1826.1755 | 504.9333 | 8415555.3587 | 67324442.8698 | 0 | 0 | 0.069591 | 0 | 0.063725 | 0 | 0.071228 | 0 | 0.065363 | 0 | 3.0872 | 3.2467 | 2.6253 | 2.7398
Ind. Customized - Space Conditioning | 0 | 0 | 0 | 0 | 0 | 0 | 0 | 0 | 0 | 0 | 0 | 0 | 0 | 0 | 0 | 0 | 0 | 0 | 0 | 0
Ind. Chillers | 0 | 0 | 0 | 0 | 0 | 0 | 0 | 0 | 0 | 0 | 0 | 0 | 0 | 0 | 0 | 0 | 0 | 0 | 0 | 0
Com. Indoor Lighting Sys. Mod. | 136.9001 | 136.9001 | 204.9806 | 136.9001 | 944610.9246 | 12752247.4823 | 0 | 0 | 0.082949 | 0 | 0.077303 | 0 | 0.0911 | 0 | 0.085454 | 0 | 6.1425 | 12.418 | 4.5499 | 7.272
Com. Indoor Lighting Sys. Mod. | 74.73 | 74.73 | 111.8932 | 74.73 | 515637.0382 | 6961100.0154 | 0 | 0 | 0.090464 | 0 | 0.08439 | 0 | 0.098615 | 0 | 0.092541 | 0 | 6.6084 | 13.3599 | 4.8006 | 7.5852
Com. Indoor Lighting Sys. Mod. | 79.1331 | 79.1331 | 118.486 | 79.1331 | 546018.5248 | 7371250.0843 | 0 | 0 | 0.089615 | 0 | 0.083589 | 0 | 0.097766 | 0 | 0.09174 | 0 | 6.5558 | 13.2534 | 4.7728 | 7.5508
Com. Indoor Lighting Sys. Mod. | 7.4343 | 6.6909 | 11.1314 | 7.4343 | 51296.8394 | 692507.332 | 0 | 0 | 0.085727 | 0 | 0.079923 | 0 | 0.093878 | 0 | 0.088074 | 0 | 6.3148 | 12.7662 | 4.6437 | 7.3901
Com. Indoor Lighting Sys. Mod. | 9.1666 | 9.1666 | 13.7252 | 9.1666 | 63249.5762 | 853869.2791 | 0 | 0 | 0.082599 | 0 | 0.076973 | 0 | 0.09075 | 0 | 0.085124 | 0 | 6.1208 | 12.3741 | 4.538 | 7.2569
Com. Indoor Lighting Sys. Mod. | 19.8954 | 19.8954 | 29.7894 | 19.8954 | 137278.3056 | 1853257.1254 | 0 | 0 | 0.090464 | 0 | 0.08439 | 0 | 0.098615 | 0 | 0.092541 | 0 | 6.6084 | 13.3598 | 4.8006 | 7.5852
Com. Indoor Lighting Sys. Mod. | 6.1073 | 6.1073 | 9.1445 | 6.1073 | 42140.5627 | 568897.5968 | 0 | 0 | 0.077663 | 0 | 0.072319 | 0 | 0.085815 | 0 | 0.08047 | 0 | 5.8148 | 11.7555 | 4.3676 | 7.0397
Com. Indoor Lighting Sys. Repl. | 199.7279 | 199.7279 | 299.0526 | 199.7279 | 1378122.7381 | 22049963.809 | 0 | 0 | 0.10036 | 0 | 0.094245 | 0 | 0.10009 | 0 | 0.09397 | 0 | 15.3812 | 14.7993 | 8.1968 | 8.0286
Com. Indoor Lighting Sys. Repl. | 554.5454 | 554.5454 | 830.3209 | 554.5454 | 3826363.5094 | 61221816.1504 | 0 | 0 | 0.093789 | 0 | 0.088047 | 0 | 0.093515 | 0 | 0.087772 | 0 | 14.4394 | 13.8931 | 7.9214 | 7.7542
Com. Indoor Lighting Sys. Repl. | 77.6306 | 77.6306 | 116.2363 | 77.6306 | 535651.1793 | 8570418.8686 | 0 | 0 | 0.10141 | 0 | 0.095235 | 0 | 0.10114 | 0 | 0.094961 | 0 | 15.5317 | 14.9441 | 8.2393 | 8.071
Com. Indoor Lighting Sys. Repl. | 2156.2273 | 2156.2273 | 3228.5191 | 2156.2273 | 14877968.3039 | 238047492.8629 | 0 | 0 | 0.10055 | 0 | 0.094424 | 0 | 0.10028 | 0 | 0.09415 | 0 | 15.4085 | 14.8255 | 8.2045 | 8.0363
Com. Indoor Lighting Sys. Repl. | 63.6988 | 63.6988 | 95.3762 | 63.6988 | 439521.4884 | 7032343.8138 | 0 | 0 | 0.097306 | 0 | 0.091363 | 0 | 0.097031 | 0 | 0.091089 | 0 | 14.9433 | 14.378 | 8.0708 | 7.9029
Com. Indoor Lighting Sys. Repl. | 5.9638 | 5.9638 | 8.9296 | 5.9638 | 41150.4182 | 658406.6917 | 0 | 0 | 0.091276 | 0 | 0.085677 | 0 | 0.091001 | 0 | 0.085402 | 0 | 14.0792 | 13.5466 | 7.8118 | 7.645
Com. Indoor Lighting Sys. Repl. | 98.5655 | 88.7089 | 147.5821 | 98.5655 | 680101.7332 | 10881627.731 | 0 | 0 | 0.0966 | 0 | 0.090698 | 0 | 0.096326 | 0 | 0.090423 | 0 | 14.8422 | 14.2807 | 8.0412 | 7.8734
Com. Indoor Lighting Sys. Repl. | 875.7436 | 866.9862 | 1311.2509 | 875.7436 | 6042630.9148 | 96682094.637 | 0 | 0 | 0.096767 | 0 | 0.090855 | 0 | 0.096492 | 0 | 0.09058 | 0 | 14.8661 | 14.3037 | 8.0482 | 7.8804
Com. Indoor Lighting Sys. Repl. | 55.8197 | 55.8197 | 83.5788 | 55.8197 | 385155.876 | 6162494.0156 | 0 | 0 | 0.095384 | 0 | 0.089551 | 0 | 0.095109 | 0 | 0.089276 | 0 | 14.6679 | 14.113 | 7.9897 | 7.8222
Com. Indoor Lighting Sys. Repl. | 28.6378 | 28.6378 | 42.8793 | 28.6378 | 197600.5717 | 3161609.1468 | 0 | 0 | 0.088425 | 0 | 0.082988 | 0 | 0.08815 | 0 | 0.082714 | 0 | 13.6707 | 13.1535 | 7.6844 | 7.5182
Com. Indoor Lighting Sys. Repl. | 53.858 | 53.858 | 80.6416 | 53.858 | 371620.1713 | 5945922.7416 | 0 | 0 | 0.093449 | 0 | 0.087726 | 0 | 0.093175 | 0 | 0.087452 | 0 | 14.3907 | 13.8463 | 7.9068 | 7.7396
Com. Indoor Lighting Sys. Repl. | 140.6173 | 140.6173 | 210.5463 | 140.6173 | 970259.4766 | 15524151.6251 | 0 | 0 | 0.097002 | 0 | 0.091077 | 0 | 0.096728 | 0 | 0.090802 | 0 | 14.8998 | 14.3361 | 8.058 | 7.8903
Com. Indoor Lighting Sys. Repl. | 1309.8278 | 1309.8278 | 1961.2052 | 1309.8278 | 9037812.0652 | 144604993.0437 | 0 | 0 | 0.10141 | 0 | 0.095235 | 0 | 0.10114 | 0 | 0.094961 | 0 | 15.5317 | 14.9441 | 8.2393 | 8.071
Com. Indoor Lighting Sys. Repl. | 147.3777 | 147.3777 | 220.6687 | 147.3777 | 1016906.454 | 16270503.2646 | 0 | 0 | 0.088425 | 0 | 0.082988 | 0 | 0.08815 | 0 | 0.082714 | 0 | 13.6707 | 13.1535 | 7.6844 | 7.5182
Com. Outdoor Lighting | 0 | 189.644 | 283.9539 | 189.644 | 1308543.4666 | 17665336.7989 | 0 | 0 | 0.067651 | 0 | 0.063359 | 0 | 0.067349 | 0 | 0.063057 | 0 | 9.8124 | 9.4412 | 6.2934 | 6.1386
Com. Lighting Controls | 98.6202 | 98.6202 | 147.6641 | 98.6202 | 680479.7057 | 10887675.2919 | 0 | 0 | 0.092677 | 0 | 0.08656 | 0 | 0.10009 | 0 | 0.09397 | 0 | 7.3205 | 14.7993 | 5.1656 | 8.0286
Com. Lighting Controls | 323.8504 | 323.8504 | 484.9013 | 323.8504 | 2234567.9995 | 35753087.9915 | 0 | 0 | 0.086105 | 0 | 0.080362 | 0 | 0.093515 | 0 | 0.087772 | 0 | 6.8722 | 13.8931 | 4.9383 | 7.7542
Com. Lighting Controls | 73.6776 | 73.6776 | 110.3174 | 73.6776 | 508375.2226 | 8134003.5621 | 0 | 0 | 0.093727 | 0 | 0.087551 | 0 | 0.10114 | 0 | 0.094961 | 0 | 7.3921 | 14.9441 | 5.2012 | 8.071
Com. Lighting Controls | 229.265 | 229.265 | 343.2785 | 229.265 | 1581928.7619 | 25310860.1897 | 0 | 0 | 0.092867 | 0 | 0.08674 | 0 | 0.10028 | 0 | 0.09415 | 0 | 7.3334 | 14.8255 | 5.1721 | 8.0363
Com. Lighting Controls | 95.7935 | 95.7935 | 143.4315 | 95.7935 | 660974.8165 | 10575597.0634 | 0 | 0 | 0.089621 | 0 | 0.083679 | 0 | 0.097031 | 0 | 0.091089 | 0 | 7.112 | 14.378 | 5.061 | 7.9029
Com. Lighting Controls | 5.5995 | 5.5995 | 8.3841 | 5.5995 | 38636.3557 | 618181.6914 | 0 | 0 | 0.083591 | 0 | 0.077992 | 0 | 0.091001 | 0 | 0.085402 | 0 | 6.7008 | 13.5466 | 4.8492 | 7.645
Com. Lighting Controls | 44.0781 | 39.6703 | 65.9981 | 44.0781 | 304138.7423 | 4866219.8775 | 0 | 0 | 0.088916 | 0 | 0.083013 | 0 | 0.096326 | 0 | 0.090423 | 0 | 7.0639 | 14.2807 | 5.0365 | 7.8734
Com. Lighting Controls | 238.5991 | 236.2131 | 357.2544 | 238.5991 | 1646333.8131 | 26341341.009 | 0 | 0 | 0.089082 | 0 | 0.08317 | 0 | 0.096492 | 0 | 0.09058 | 0 | 7.0753 | 14.3037 | 5.0423 | 7.8804
Com. Lighting Controls | 18.2052 | 18.2052 | 27.2586 | 18.2052 | 125615.5424 | 2009848.6776 | 0 | 0 | 0.087699 | 0 | 0.081866 | 0 | 0.095109 | 0 | 0.089276 | 0 | 6.981 | 14.113 | 4.9942 | 7.8222
Com. Lighting Controls | 5.9988 | 5.9988 | 8.9821 | 5.9988 | 41392.0022 | 662272.0358 | 0 | 0 | 0.085765 | 0 | 0.080042 | 0 | 0.093175 | 0 | 0.087452 | 0 | 6.849 | 13.8463 | 4.9263 | 7.7396
Com. Lighting Controls | 53.3801 | 53.3801 | 79.926 | 53.3801 | 368322.7625 | 5893164.1998 | 0 | 0 | 0.089318 | 0 | 0.083392 | 0 | 0.096728 | 0 | 0.090802 | 0 | 7.0913 | 14.3361 | 5.0505 | 7.8903
Com. Lighting Controls | 339.6769 | 339.6769 | 508.5982 | 339.6769 | 2343770.5685 | 37500329.0967 | 0 | 0 | 0.093727 | 0 | 0.087551 | 0 | 0.10114 | 0 | 0.094961 | 0 | 7.3921 | 14.9441 | 5.2012 | 8.071
Com. Lighting Controls | 0 | 0 | 0 | 0 | 0 | 0 | 0 | 0 | 0 | 0 | 0 | 0 | 0 | 0 | 0 | 0 | 0 | 0 | 0 | 0
Com. Lighting Controls | 67.8007 | 67.8007 | 101.5181 | 67.8007 | 467825.1535 | 7485202.4564 | 0 | 0 | 0.08074 | 0 | 0.075304 | 0 | 0.08815 | 0 | 0.082714 | 0 | 6.5064 | 13.1535 | 4.7465 | 7.5182
Ind. Indoor Lighting Sys. Mod. | 0 | 0 | 0 | 0 | 0 | 0 | 0 | 0 | 0 | 0 | 0 | 0 | 0 | 0 | 0 | 0 | 0 | 0 | 0 | 0
Ind. Indoor Lighting Sys. Repl. | 0 | 0 | 0 | 0 | 0 | 0 | 0 | 0 | 0 | 0 | 0 | 0 | 0 | 0 | 0 | 0 | 0 | 0 | 0 | 0
Ind. Outdoor Lighting Sys. Mod. | 0 | 0 | 0 | 0 | 0 | 0 | 0 | 0 | 0 | 0 | 0 | 0 | 0 | 0 | 0 | 0 | 0 | 0 | 0 | 0
Ind. Outdoor Lighting Sys. Repl. | 0 | 0 | 0 | 0 | 0 | 0 | 0 | 0 | 0 | 0 | 0 | 0 | 0 | 0 | 0 | 0 | 0 | 0 | 0 | 0
Ind. LED Lamps | 6.6441 | 6.6441 | 9.9482 | 6.6441 | 45844.3713 | 733509.9403 | 0 | 0 | 0.10036 | 0 | 0.094245 | 0 | 0.10009 | 0 | 0.09397 | 0 | 15.3812 | 14.7993 | 8.1968 | 8.0286
Ind. LED Lamps | 37.5332 | 37.5332 | 56.1984 | 37.5332 | 258978.7699 | 4143660.3176 | 0 | 0 | 0.093789 | 0 | 0.088047 | 0 | 0.093515 | 0 | 0.087772 | 0 | 14.4394 | 13.8931 | 7.9214 | 7.7542
Ind. LED Lamps | 8.8977 | 8.8977 | 13.3225 | 8.8977 | 61393.9018 | 982302.4285 | 0 | 0 | 0.10055 | 0 | 0.094424 | 0 | 0.10028 | 0 | 0.09415 | 0 | 15.4085 | 14.8255 | 8.2045 | 8.0363
Ind. LED Lamps | 0.46621 | 0.41959 | 0.69806 | 0.46621 | 3216.8811 | 51470.0982 | 0 | 0 | 0.0966 | 0 | 0.090698 | 0 | 0.096326 | 0 | 0.090423 | 0 | 14.8422 | 14.2807 | 8.0412 | 7.8734
Ind. LED Lamps | 12.6664 | 12.5398 | 18.9654 | 12.6664 | 87398.296 | 1398372.7358 | 0 | 0 | 0.096767 | 0 | 0.090855 | 0 | 0.096492 | 0 | 0.09058 | 0 | 14.8661 | 14.3037 | 8.0482 | 7.8804
Ind. LED Lamps | 11.0344 | 11.0344 | 16.5219 | 11.0344 | 76137.686 | 1218202.9757 | 0 | 0 | 0.095384 | 0 | 0.089551 | 0 | 0.095109 | 0 | 0.089276 | 0 | 14.6679 | 14.113 | 7.9897 | 7.8222
Ind. LED Lamps | 1.6707 | 1.6707 | 2.5015 | 1.6707 | 11527.6661 | 184442.6573 | 0 | 0 | 0.088425 | 0 | 0.082988 | 0 | 0.08815 | 0 | 0.082714 | 0 | 13.6707 | 13.1535 | 7.6844 | 7.5182
Ind. LED Lamps | 1.9816 | 1.9816 | 2.9671 | 1.9816 | 13673.2709 | 218772.3338 | 0 | 0 | 0.093449 | 0 | 0.087726 | 0 | 0.093175 | 0 | 0.087452 | 0 | 14.3907 | 13.8463 | 7.9068 | 7.7396
Ind. LED Lamps | 8.0039 | 8.0039 | 11.9843 | 8.0039 | 55227.1956 | 883635.1293 | 0 | 0 | 0.097002 | 0 | 0.091077 | 0 | 0.096728 | 0 | 0.090802 | 0 | 14.8998 | 14.3361 | 8.058 | 7.8903
Ind. LED Lamps | 1.1656 | 1.1656 | 1.7453 | 1.1656 | 8042.9659 | 128687.4537 | 0 | 0 | 0.10141 | 0 | 0.095235 | 0 | 0.10114 | 0 | 0.094961 | 0 | 15.5317 | 14.9441 | 8.2393 | 8.071
Ind. LED Lamps | 0 | 0 | 0 | 0 | 0 | 0 | 0 | 0 | 0 | 0 | 0 | 0 | 0 | 0 | 0 | 0 | 0 | 0 | 0 | 0
Ind. LED Lamps | 3.8854 | 3.8854 | 5.8176 | 3.8854 | 26809.3775 | 428950.0401 | 0 | 0 | 0.088425 | 0 | 0.082988 | 0 | 0.08815 | 0 | 0.082714 | 0 | 13.6707 | 13.1535 | 7.6844 | 7.5182
Com. Customized - Process | 361.9821 | 366.5421 | 620.5459 | 361.9821 | 2859658.4084 | 42894876.1257 | 0 | 0 | 0.071604 | 0 | 0.066203 | 0 | 0.082758 | 0 | 0.077357 | 0 | 4.0901 | 7.8858 | 3.317 | 5.4409
Com. Customized - Process | 486.7266 | 492.8582 | 834.3955 | 486.7266 | 3845140.3488 | 57677105.2317 | 0 | 0 | 0.071604 | 0 | 0.066203 | 0 | 0.082758 | 0 | 0.077357 | 0 | 4.0901 | 7.8858 | 3.317 | 5.4409
Com. Customized - Process | 565.8041 | 572.9318 | 969.9579 | 565.8041 | 4469852.1932 | 67047782.8976 | 0 | 0 | 0.071604 | 0 | 0.066203 | 0 | 0.082758 | 0 | 0.077357 | 0 | 4.0901 | 7.8858 | 3.317 | 5.4409
Com. Customized - Process | 69.0488 | 69.9186 | 118.3703 | 69.0488 | 545485.4612 | 8182281.9174 | 0 | 0 | 0.071604 | 0 | 0.066203 | 0 | 0.082758 | 0 | 0.077357 | 0 | 4.0901 | 7.8858 | 3.317 | 5.4409
Com. Customized - Process | 410.2133 | 415.381 | 703.2287 | 410.2133 | 3240685.383 | 48610280.745 | 0 | 0 | 0.071604 | 0 | 0.066203 | 0 | 0.082758 | 0 | 0.077357 | 0 | 4.0901 | 7.8858 | 3.317 | 5.4409
Com. Customized - Process | 66.8755 | 67.7179 | 114.6446 | 66.8755 | 528316.2361 | 7924743.5415 | 0 | 0 | 0.071604 | 0 | 0.066203 | 0 | 0.082758 | 0 | 0.077357 | 0 | 4.0901 | 7.8858 | 3.317 | 5.4409
Com. Customized - Process | 449.5988 | 455.2627 | 770.7473 | 449.5988 | 3551830.8047 | 53277462.0699 | 0 | 0 | 0.071604 | 0 | 0.066203 | 0 | 0.082758 | 0 | 0.077357 | 0 | 4.0901 | 7.8858 | 3.317 | 5.4409
Com. Customized - Process | 15.4198 | 15.614 | 26.4341 | 15.4198 | 121816.1197 | 1827241.7948 | 0 | 0 | 0.071315 | 0 | 0.065931 | 0 | 0.082468 | 0 | 0.077084 | 0 | 4.0776 | 7.8617 | 3.3088 | 5.4294
Com. Customized - Process | 20.8738 | 21.1367 | 35.7839 | 20.8738 | 164902.9215 | 2473543.8228 | 0 | 0 | 0.071315 | 0 | 0.065931 | 0 | 0.082468 | 0 | 0.077084 | 0 | 4.0776 | 7.8617 | 3.3088 | 5.4294
Com. Customized - Process | 134.6622 | 136.3586 | 230.8514 | 134.6622 | 1063831.1493 | 15957467.2399 | 0 | 0 | 0.071315 | 0 | 0.065931 | 0 | 0.082468 | 0 | 0.077084 | 0 | 4.0776 | 7.8617 | 3.3088 | 5.4294
Com. Customized - Process | 1232.3063 | 1247.8302 | 2112.5427 | 1232.3063 | 9735219.6114 | 146028294.1712 | 0 | 0 | 0.071315 | 0 | 0.065931 | 0 | 0.082468 | 0 | 0.077084 | 0 | 4.0776 | 7.8617 | 3.3088 | 5.4294
Com. Customized - Process | 0 | 0 | 0 | 0 | 0 | 0 | 0 | 0 | 0 | 0 | 0 | 0 | 0 | 0 | 0 | 0 | 0 | 0 | 0 | 0
Com. Customized - Process | 74.3947 | 75.3319 | 127.5349 | 74.3947 | 587718.48 | 8815777.2005 | 0 | 0 | 0.071565 | 0 | 0.066166 | 0 | 0.082718 | 0 | 0.07732 | 0 | 4.0884 | 7.8825 | 3.3159 | 5.4393
Com. Customized - Process | 353.9446 | 358.4035 | 606.7673 | 353.9446 | 2796162.6844 | 41942440.2653 | 0 | 0 | 0.071717 | 0 | 0.06631 | 0 | 0.082871 | 0 | 0.077464 | 0 | 4.095 | 7.8952 | 3.3202 | 5.4453
Com. Customized - Process | 112.2894 | 113.704 | 192.4977 | 112.2894 | 887086.3747 | 13306295.6203 | 0 | 0 | 0.070742 | 0 | 0.065391 | 0 | 0.081896 | 0 | 0.076544 | 0 | 4.0529 | 7.8141 | 3.2925 | 5.4066
Com. Customized - Process | 168.1414 | 170.2595 | 288.2447 | 168.1414 | 1328316.7458 | 19924751.1867 | 0 | 0 | 0.070742 | 0 | 0.065391 | 0 | 0.081896 | 0 | 0.076544 | 0 | 4.0529 | 7.8141 | 3.2925 | 5.4066
Com. Customized - Process | 55.4796 | 56.1785 | 95.1087 | 55.4796 | 438288.9133 | 6574333.6989 | 0 | 0 | 0.070742 | 0 | 0.065391 | 0 | 0.081896 | 0 | 0.076544 | 0 | 4.0529 | 7.8141 | 3.2925 | 5.4066
Com. Customized - Process | 99.6115 | 100.8663 | 170.7639 | 99.6115 | 786930.6125 | 11803959.1881 | 0 | 0 | 0.070742 | 0 | 0.065391 | 0 | 0.081896 | 0 | 0.076544 | 0 | 4.0529 | 7.8141 | 3.2925 | 5.4066
Com. Customized - Process | 9.7503 | 9.8732 | 16.715 | 9.7503 | 77027.5996 | 1155413.9946 | 0 | 0 | 0.070742 | 0 | 0.065391 | 0 | 0.081896 | 0 | 0.076544 | 0 | 4.0529 | 7.8141 | 3.2925 | 5.4066
Com. Customized - Process | 2802.2225 | 2837.5235 | 4803.8501 | 2802.2225 | 22137557.8713 | 332063368.0688 | 0 | 0 | 0.070742 | 0 | 0.065391 | 0 | 0.081896 | 0 | 0.076544 | 0 | 4.0529 | 7.8141 | 3.2925 | 5.4066
Com. Customized - Process | 152.3589 | 154.2782 | 261.1888 | 152.3589 | 1203635.1901 | 18054527.8509 | 0 | 0 | 0.070742 | 0 | 0.065391 | 0 | 0.081896 | 0 | 0.076544 | 0 | 4.0529 | 7.8141 | 3.2925 | 5.4066
Com. Customized - Process | 21.7561 | 22.0302 | 37.2966 | 21.7561 | 171873.5333 | 2578102.9999 | 0 | 0 | 0.070742 | 0 | 0.065391 | 0 | 0.081896 | 0 | 0.076544 | 0 | 4.0529 | 7.8141 | 3.2925 | 5.4066
Com. Customized - Process | 98.4597 | 99.7 | 168.7894 | 98.4597 | 777831.3911 | 11667470.8662 | 0 | 0 | 0.070742 | 0 | 0.065391 | 0 | 0.081896 | 0 | 0.076544 | 0 | 4.0529 | 7.8141 | 3.2925 | 5.4066
Com. Customized - Process | 336.6358 | 340.8766 | 577.0948 | 336.6358 | 2659422.9059 | 39891343.5878 | 0 | 0 | 0.070538 | 0 | 0.065198 | 0 | 0.081692 | 0 | 0.076352 | 0 | 4.0441 | 7.7971 | 3.2867 | 5.3985
Com. Customized - Process | 1655.772 | 1676.6305 | 2838.4899 | 1655.772 | 13080598.6716 | 196208980.0746 | 0 | 0 | 0.070538 | 0 | 0.065198 | 0 | 0.081692 | 0 | 0.076352 | 0 | 4.0441 | 7.7971 | 3.2867 | 5.3985
Com. Customized - Process | 259.5229 | 262.7923 | 444.9002 | 259.5229 | 2050231.1988 | 30753467.9825 | 0 | 0 | 0.070538 | 0 | 0.065198 | 0 | 0.081692 | 0 | 0.076352 | 0 | 4.0441 | 7.7971 | 3.2867 | 5.3985
Com. Customized - Process | 36.2588 | 36.7155 | 62.1584 | 36.2588 | 286444.1932 | 4296662.8984 | 0 | 0 | 0.070538 | 0 | 0.065198 | 0 | 0.081692 | 0 | 0.076352 | 0 | 4.0441 | 7.7971 | 3.2867 | 5.3985
Com. Customized - Process | 864.7673 | 875.6612 | 1482.4706 | 864.7673 | 6831661.553 | 102474923.2947 | 0 | 0 | 0.070538 | 0 | 0.065198 | 0 | 0.081692 | 0 | 0.076352 | 0 | 4.0441 | 7.7971 | 3.2867 | 5.3985
Com. Customized - Process | 26.6957 | 27.032 | 45.7645 | 26.6957 | 210896.0942 | 3163441.4137 | 0 | 0 | 0.070538 | 0 | 0.065198 | 0 | 0.081692 | 0 | 0.076352 | 0 | 4.0441 | 7.7971 | 3.2867 | 5.3985
Com. Customized - Process | 31.186 | 31.5788 | 53.4621 | 31.186 | 246369.0231 | 3695535.3471 | 0 | 0 | 0.066647 | 0 | 0.061529 | 0 | 0.077801 | 0 | 0.072682 | 0 | 3.8762 | 7.4734 | 3.1749 | 5.2413
Com. Customized - Process | 11.672 | 11.819 | 20.0093 | 11.672 | 92208.5629 | 1383128.4442 | 0 | 0 | 0.070538 | 0 | 0.065198 | 0 | 0.081692 | 0 | 0.076352 | 0 | 4.0441 | 7.7971 | 3.2867 | 5.3985
Com. Customized - Process | 257.9529 | 261.2025 | 442.2087 | 257.9529 | 2037827.9542 | 30567419.3124 | 0 | 0 | 0.070538 | 0 | 0.065198 | 0 | 0.081692 | 0 | 0.076352 | 0 | 4.0441 | 7.7971 | 3.2867 | 5.3985
Com. Customized - Process | 141.1407 | 142.9187 | 241.9575 | 141.1407 | 1115011.3461 | 16725170.1917 | 0 | 0 | 0.070538 | 0 | 0.065198 | 0 | 0.081692 | 0 | 0.076352 | 0 | 4.0441 | 7.7971 | 3.2867 | 5.3985
Com. Customized - Process | 159.9759 | 161.9912 | 274.2466 | 159.9759 | 1263809.3474 | 18957140.2108 | 0 | 0 | 0.070538 | 0 | 0.065198 | 0 | 0.081692 | 0 | 0.076352 | 0 | 4.0441 | 7.7971 | 3.2867 | 5.3985
Com. Customized - Process | 4146.8234 | 4199.0629 | 7108.8993 | 4146.8234 | 32759904.7922 | 491398571.8823 | 0 | 0 | 0.070538 | 0 | 0.065198 | 0 | 0.081692 | 0 | 0.076352 | 0 | 4.0441 | 7.7971 | 3.2867 | 5.3985
Com. Customized - Process | 87.0897 | 88.1868 | 149.2979 | 87.0897 | 688008.7422 | 10320131.1337 | 0 | 0 | 0.070989 | 0 | 0.065623 | 0 | 0.082143 | 0 | 0.076777 | 0 | 4.0635 | 7.8346 | 3.2995 | 5.4164
Com. Customized - Process | 303.7806 | 307.6075 | 520.7711 | 303.7806 | 2399867.029 | 35998005.4349 | 0 | 0 | 0.070989 | 0 | 0.065623 | 0 | 0.082143 | 0 | 0.076777 | 0 | 4.0635 | 7.8346 | 3.2995 | 5.4164
Com. Customized - Process | 86.9898 | 88.0856 | 149.1266 | 86.9898 | 687219.2854 | 10308289.2806 | 0 | 0 | 0.070989 | 0 | 0.065623 | 0 | 0.082143 | 0 | 0.076777 | 0 | 4.0635 | 7.8346 | 3.2995 | 5.4164
Com. Customized - Process | 22.8665 | 23.1546 | 39.2 | 22.8665 | 180645.2764 | 2709679.1457 | 0 | 0 | 0.070989 | 0 | 0.065623 | 0 | 0.082143 | 0 | 0.076777 | 0 | 4.0635 | 7.8346 | 3.2995 | 5.4164
Com. Customized - Process | 149.7177 | 151.6038 | 256.6611 | 149.7177 | 1182770.1373 | 17741552.0589 | 0 | 0 | 0.070989 | 0 | 0.065623 | 0 | 0.082143 | 0 | 0.076777 | 0 | 4.0635 | 7.8346 | 3.2995 | 5.4164
Com. Customized - Process | 24.9043 | 25.2181 | 42.6935 | 24.9043 | 196744.3488 | 2951165.2319 | 0 | 0 | 0.070989 | 0 | 0.065623 | 0 | 0.082143 | 0 | 0.076777 | 0 | 4.0635 | 7.8346 | 3.2995 | 5.4164
Com. Customized - Process | 171.7722 | 173.9361 | 294.4691 | 171.7722 | 1357000.3456 | 20355005.1833 | 0 | 0 | 0.070989 | 0 | 0.065623 | 0 | 0.082143 | 0 | 0.076777 | 0 | 4.0635 | 7.8346 | 3.2995 | 5.4164
Com. Customized - Process | 117.4977 | 118.9779 | 201.4263 | 117.4977 | 928231.6974 | 13923475.4614 | 0 | 0 | 0.070989 | 0 | 0.065623 | 0 | 0.082143 | 0 | 0.076777 | 0 | 4.0635 | 7.8346 | 3.2995 | 5.4164
Com. Customized - Process | 788.8454 | 798.7829 | 1352.3177 | 788.8454 | 6231879.0023 | 93478185.0351 | 0 | 0 | 0.070989 | 0 | 0.065623 | 0 | 0.082143 | 0 | 0.076777 | 0 | 4.0635 | 7.8346 | 3.2995 | 5.4164
Com. Customized - Process | 0 | 0 | 0 | 0 | 0 | 0 | 0 | 0 | 0 | 0 | 0 | 0 | 0 | 0 | 0 | 0 | 0 | 0 | 0 | 0
Com. Customized - Pumping | 38.2788 | 38.7611 | 65.6214 | 38.2788 | 302402.8896 | 4536043.3434 | 0 | 0 | 0.071175 | 0 | 0.065798 | 0 | 0.082328 | 0 | 0.076952 | 0 | 4.0716 | 7.8501 | 3.3048 | 5.4238
Com. Customized - Pumping | 327.4396 | 331.5645 | 561.3296 | 327.4396 | 2586772.4948 | 38801587.4227 | 0 | 0 | 0.070873 | 0 | 0.065514 | 0 | 0.082027 | 0 | 0.076668 | 0 | 4.0586 | 7.825 | 3.2962 | 5.4118
Com. Customized - Pumping | 158.7675 | 160.7676 | 272.1752 | 158.7675 | 1254263.44 | 18813951.6007 | 0 | 0 | 0.071286 | 0 | 0.065903 | 0 | 0.082439 | 0 | 0.077056 | 0 | 4.0763 | 7.8593 | 3.3079 | 5.4282
Com. Customized - Pumping | 17.3472 | 17.5658 | 29.7384 | 17.3472 | 137043.1178 | 2055646.7677 | 0 | 0 | 0.070277 | 0 | 0.064952 | 0 | 0.08143 | 0 | 0.076105 | 0 | 4.0328 | 7.7754 | 3.2792 | 5.3881
Com. Customized - Pumping | 0 | 0 | 0 | 0 | 0 | 0 | 0 | 0 | 0 | 0 | 0 | 0 | 0 | 0 | 0 | 0 | 0 | 0 | 0 | 0
Com. Customized - Pumping | 27.1552 | 27.4973 | 46.5522 | 27.1552 | 214526.3937 | 3217895.9059 | 0 | 0 | 0.070064 | 0 | 0.064751 | 0 | 0.081218 | 0 | 0.075905 | 0 | 4.0236 | 7.7577 | 3.2732 | 5.3796
Com. Customized - Pumping | 0 | 0 | 0 | 0 | 0 | 0 | 0 | 0 | 0 | 0 | 0 | 0 | 0 | 0 | 0 | 0 | 0 | 0 | 0 | 0
Com. Customized - Pumping | 17.5504 | 17.7715 | 30.0867 | 17.5504 | 138648.2647 | 2079723.9704 | 0 | 0 | 0.070534 | 0 | 0.065194 | 0 | 0.081687 | 0 | 0.076348 | 0 | 4.0439 | 7.7968 | 3.2866 | 5.3983
Com. Customized - Pumping | 0 | 0 | 0 | 0 | 0 | 0 | 0 | 0 | 0 | 0 | 0 | 0 | 0 | 0 | 0 | 0 | 0 | 0 | 0 | 0
Com. Customized - Pumping | 231.1104 | 234.0218 | 396.1925 | 231.1104 | 1825771.9513 | 27386579.2701 | 0 | 0 | 0.070534 | 0 | 0.065194 | 0 | 0.081687 | 0 | 0.076348 | 0 | 4.0439 | 7.7968 | 3.2866 | 5.3983
Ind. Motors | 0 | 0 | 0 | 0 | 0 | 0 | 0 | 0 | 0 | 0 | 0 | 0 | 0 | 0 | 0 | 0 | 0 | 0 | 0 | 0
Ind. Motors | 30.2395 | 30.6204 | 51.8395 | 30.2395 | 238891.6866 | 3583375.2984 | 0 | 0 | 0.071281 | 0 | 0.065898 | 0 | 0.082434 | 0 | 0.077052 | 0 | 4.0761 | 7.8589 | 3.3078 | 5.428
Ind. Motors | 0 | 0 | 0 | 0 | 0 | 0 | 0 | 0 | 0 | 0 | 0 | 0 | 0 | 0 | 0 | 0 | 0 | 0 | 0 | 0
Ind. Motors | 0 | 0 | 0 | 0 | 0 | 0 | 0 | 0 | 0 | 0 | 0 | 0 | 0 | 0 | 0 | 0 | 0 | 0 | 0 | 0
Ind. Adj. Speed Drive | 0 | 0 | 0 | 0 | 0 | 0 | 0 | 0 | 0 | 0 | 0 | 0 | 0 | 0 | 0 | 0 | 0 | 0 | 0 | 0
Ind. Adj. Speed Drive | 184.672 | 186.9984 | 316.5833 | 184.672 | 1458909.1151 | 21883636.7261 | 0 | 0 | 0.070453 | 0 | 0.065118 | 0 | 0.081607 | 0 | 0.076271 | 0 | 4.0404 | 7.79 | 3.2842 | 5.3951
Ind. Adj. Speed Drive | 0 | 0 | 0 | 0 | 0 | 0 | 0 | 0 | 0 | 0 | 0 | 0 | 0 | 0 | 0 | 0 | 0 | 0 | 0 | 0
Ind. Adj. Speed Drive | 0 | 0 | 0 | 0 | 0 | 0 | 0 | 0 | 0 | 0 | 0 | 0 | 0 | 0 | 0 | 0 | 0 | 0 | 0 | 0
Ind. Adj. Speed Drive | 0 | 0 | 0 | 0 | 0 | 0 | 0 | 0 | 0 | 0 | 0 | 0 | 0 | 0 | 0 | 0 | 0 | 0 | 0 | 0
Ind. Adj. Speed Drive | 1151.7323 | 1166.2412 | 1974.4147 | 1151.7323 | 9098685.266 | 136480278.9896 | 0 | 0 | 0.069834 | 0 | 0.064534 | 0 | 0.080987 | 0 | 0.075687 | 0 | 4.0137 | 7.7385 | 3.2666 | 5.3703
Ind. Adj. Speed Drive | 0 | 0 | 0 | 0 | 0 | 0 | 0 | 0 | 0 | 0 | 0 | 0 | 0 | 0 | 0 | 0 | 0 | 0 | 0 | 0
Ind. Adj. Speed Drive | 0 | 0 | 0 | 0 | 0 | 0 | 0 | 0 | 0 | 0 | 0 | 0 | 0 | 0 | 0 | 0 | 0 | 0 | 0 | 0
Ind. Adj. Speed Drive | 0 | 0 | 0 | 0 | 0 | 0 | 0 | 0 | 0 | 0 | 0 | 0 | 0 | 0 | 0 | 0 | 0 | 0 | 0 | 0
Ind. Pump System Controls | 52.8563 | 53.5222 | 90.6116 | 52.8563 | 417565.1202 | 6263476.8026 | 0 | 0 | 0.070411 | 0 | 0.065078 | 0 | 0.081564 | 0 | 0.076231 | 0 | 4.0386 | 7.7865 | 3.283 | 5.3934
Ind. Pump System Controls | 0 | 0 | 0 | 0 | 0 | 0 | 0 | 0 | 0 | 0 | 0 | 0 | 0 | 0 | 0 | 0 | 0 | 0 | 0 | 0
Com. EMS (Space Conditioning) | 3.0645 | 2.1164 | 4.788 | 3.0645 | 22064.3042 | 330964.5627 | 0 | 0 | 0.10229 | 0 | 0.095165 | 0 | 0.113 | 0 | 0.10588 | 0 | 5.4995 | 10.4025 | 4.1873 | 6.531
Com. EMS (Space Conditioning) | 581.271 | 370.8641 | 908.1779 | 581.271 | 4185151.4625 | 62777271.9371 | 0 | 0 | 0.094298 | 0 | 0.087629 | 0 | 0.10501 | 0 | 0.098344 | 0 | 5.148 | 9.7375 | 3.9803 | 6.2625
Com. EMS (Space Conditioning) | 8.3203 | 5.3085 | 12.9996 | 8.3203 | 59906.003 | 898590.0447 | 0 | 0 | 0.095694 | 0 | 0.088946 | 0 | 0.10641 | 0 | 0.099661 | 0 | 5.2094 | 9.8537 | 4.0169 | 6.3104
Com. EMS (Space Conditioning) | 56.4598 | 48.8083 | 88.2128 | 56.4598 | 406510.5415 | 6097658.1227 | 0 | 0 | 0.097449 | 0 | 0.0906 | 0 | 0.10816 | 0 | 0.10132 | 0 | 5.2866 | 9.9997 | 4.0627 | 6.3699
Com. EMS (Space Conditioning) | 28.461 | 17.6693 | 44.4675 | 28.461 | 204919.3264 | 3073789.8959 | 0 | 0 | 0.10872 | 0 | 0.10123 | 0 | 0.11944 | 0 | 0.11195 | 0 | 5.7825 | 10.9378 | 4.3493 | 6.7381
Com. EMS (Space Conditioning) | 162.8425 | 140.0445 | 254.4251 | 162.8425 | 1172465.6896 | 17586985.3438 | 0 | 0 | 0.092116 | 0 | 0.085571 | 0 | 0.10283 | 0 | 0.096286 | 0 | 5.052 | 9.556 | 3.9227 | 6.1869
Com. EMS (Space Conditioning) | 22.2739 | 19.2553 | 34.8007 | 22.2739 | 160372.0202 | 2405580.3025 | 0 | 0 | 0.097251 | 0 | 0.090414 | 0 | 0.10797 | 0 | 0.10113 | 0 | 5.2779 | 9.9833 | 4.0575 | 6.3633
Com. EMS (Space Conditioning) | 90.4856 | 62.4901 | 141.3746 | 90.4856 | 651496.0333 | 9772440.5001 | 0 | 0 | 0.10097 | 0 | 0.09392 | 0 | 0.11168 | 0 | 0.10464 | 0 | 5.4414 | 10.2927 | 4.1535 | 6.4876
Com. EMS (Space Conditioning) | 24.3083 | 21.3913 | 37.9793 | 24.3083 | 175020.0041 | 2625300.0618 | 0 | 0 | 0.090191 | 0 | 0.083756 | 0 | 0.10091 | 0 | 0.094471 | 0 | 4.9673 | 9.3958 | 3.8714 | 6.1194
Com. EMS (Space Conditioning) | 406.7927 | 259.543 | 635.5729 | 406.7927 | 2928907.5498 | 43933613.247 | 0 | 0 | 0.092854 | 0 | 0.086268 | 0 | 0.10357 | 0 | 0.096983 | 0 | 5.0845 | 9.6174 | 3.9422 | 6.2126
Com. EMS (Space Conditioning) | 10.5867 | 6.5725 | 16.5407 | 10.5867 | 76224.4841 | 1143367.2612 | 0 | 0 | 0.10859 | 0 | 0.1011 | 0 | 0.1193 | 0 | 0.11182 | 0 | 5.7766 | 10.9266 | 4.346 | 6.7338
Com. EMS (Space Conditioning) | 235.5903 | 235.5903 | 368.0863 | 235.5903 | 1696250.2838 | 25443754.2572 | 0 | 0 | 0.098532 | 0 | 0.091622 | 0 | 0.10925 | 0 | 0.10234 | 0 | 5.3342 | 10.0898 | 4.0907 | 6.4064
Com. EMS (Space Conditioning) | 285.6653 | 241.3483 | 446.3234 | 285.6653 | 2056789.9463 | 30851849.1951 | 0 | 0 | 0.083587 | 0 | 0.077529 | 0 | 0.094302 | 0 | 0.088244 | 0 | 4.6768 | 8.8464 | 3.6927 | 5.8815
Ind. Customized - Process | 0 | 0 | 0 | 0 | 0 | 0 | 0 | 0 | 0 | 0 | 0 | 0 | 0 | 0 | 0 | 0 | 0 | 0 | 0 | 0
Ind. Customized - Process | 0 | 0 | 0 | 0 | 0 | 0 | 0 | 0 | 0 | 0 | 0 | 0 | 0 | 0 | 0 | 0 | 0 | 0 | 0 | 0
Ind. Customized - Process | 0 | 0 | 0 | 0 | 0 | 0 | 0 | 0 | 0 | 0 | 0 | 0 | 0 | 0 | 0 | 0 | 0 | 0 | 0 | 0
Ind. Customized - Process | 0 | 0 | 0 | 0 | 0 | 0 | 0 | 0 | 0 | 0 | 0 | 0 | 0 | 0 | 0 | 0 | 0 | 0 | 0 | 0
Ind. Customized - Process | 0 | 0 | 0 | 0 | 0 | 0 | 0 | 0 | 0 | 0 | 0 | 0 | 0 | 0 | 0 | 0 | 0 | 0 | 0 | 0
Ind. Customized - Process | 0 | 0 | 0 | 0 | 0 | 0 | 0 | 0 | 0 | 0 | 0 | 0 | 0 | 0 | 0 | 0 | 0 | 0 | 0 | 0
Early Retirement Motors | 8.7928 | 8.9036 | 76.3217 | 8.7928 | 351712.7196 | 2461989.0375 | 0 | 0 | 0.054184 | 0 | 0.049226 | 0 | 0.066983 | 0 | 0.062024 | 0 | 2.6502 | 4.3433 | 2.3025 | 3.4816
Early Retirement Motors | 0 | 0 | 0 | 0 | 0 | 0 | 0 | 0 | 0 | 0 | 0 | 0 | 0 | 0 | 0 | 0 | 0 | 0 | 0 | 0
Early Retirement Motors | 0 | 0 | 0 | 0 | 0 | 0 | 0 | 0 | 0 | 0 | 0 | 0 | 0 | 0 | 0 | 0 | 0 | 0 | 0 | 0
Com. Motors | 530.4906 | 522.9627 | 909.42 | 530.4906 | 4190875.7898 | 62863136.8471 | 0 | 0 | 0.076559 | 0 | 0.071056 | 0 | 0.084553 | 0 | 0.07905 | 0 | 4.8256 | 8.0352 | 3.7848 | 5.5116
Com. Motors | 19.5904 | 19.5904 | 33.5839 | 19.5904 | 154764.4171 | 2321466.2566 | 0 | 0 | 0.092897 | 0 | 0.086463 | 0 | 0.091877 | 0 | 0.085443 | 0 | 5.642 | 5.3683 | 4.2694 | 4.1108
Cool Roofs | 84.6108 | 73.1443 | 30.6009 | 84.6108 | 141017.9308 | 2115268.9623 | 0 | 0 | 0.12692 | 0 | 0.11909 | 0 | 0.12544 | 0 | 0.1176 | 0 | 13.0503 | 11.4369 | 7.4844 | 6.9242
Cool Roofs | 0 | 0 | 0 | 0 | 0 | 0 | 0 | 0 | 0 | 0 | 0 | 0 | 0 | 0 | 0 | 0 | 0 | 0 | 0 | 0
Cool Roofs | 33.8714 | 26.1583 | 12.2502 | 33.8714 | 56452.3342 | 846785.0129 | 0 | 0 | 0.12629 | 0 | 0.11849 | 0 | 0.1248 | 0 | 0.117 | 0 | 12.9899 | 11.384 | 7.4645 | 6.9048
Cool Roofs | 11.7791 | 10.13 | 4.2601 | 11.7791 | 19631.8637 | 294477.9561 | 0 | 0 | 0.11802 | 0 | 0.11069 | 0 | 0.11653 | 0 | 0.10921 | 0 | 12.205 | 10.6961 | 7.1985 | 6.6456
Cool Roofs | 0 | 0 | 0 | 0 | 0 | 0 | 0 | 0 | 0 | 0 | 0 | 0 | 0 | 0 | 0 | 0 | 0 | 0 | 0 | 0
Cool Roofs | 35.2263 | 21.8693 | 12.7402 | 35.2263 | 58710.4276 | 880656.4134 | 0 | 0 | 0.13216 | 0 | 0.12403 | 0 | 0.13068 | 0 | 0.12254 | 0 | 13.5477 | 11.8728 | 7.6454 | 7.0816
Cool Roofs | 12.1937 | 9.417 | 4.4101 | 12.1937 | 20322.8403 | 304842.6047 | 0 | 0 | 0.12603 | 0 | 0.11825 | 0 | 0.12455 | 0 | 0.11677 | 0 | 12.9658 | 11.3629 | 7.4565 | 6.897
Cool Roofs | 49.8384 | 42.861 | 18.0249 | 49.8384 | 83063.9645 | 1245959.468 | 0 | 0 | 0.11714 | 0 | 0.10987 | 0 | 0.11566 | 0 | 0.10838 | 0 | 12.1216 | 10.623 | 7.1694 | 6.6173
Cool Roofs | 6.7743 | 5.6904 | 2.45 | 6.7743 | 11290.4668 | 169357.0026 | 0 | 0 | 0.13118 | 0 | 0.12311 | 0 | 0.1297 | 0 | 0.12162 | 0 | 13.4547 | 11.7914 | 7.6157 | 7.0526
Cool Roofs | 135.4856 | 84.1126 | 49.0006 | 135.4856 | 225809.3368 | 3387140.0517 | 0 | 0 | 0.13166 | 0 | 0.12356 | 0 | 0.13018 | 0 | 0.12208 | 0 | 13.5005 | 11.8315 | 7.6303 | 7.0669
Cool Roofs | 0 | 0 | 0 | 0 | 0 | 0 | 0 | 0 | 0 | 0 | 0 | 0 | 0 | 0 | 0 | 0 | 0 | 0 | 0 | 0
Cool Roofs | 143.2598 | 126.0686 | 51.8123 | 143.2598 | 238766.2765 | 3581494.1478 | 0 | 0 | 0.11719 | 0 | 0.10992 | 0 | 0.11571 | 0 | 0.10843 | 0 | 12.1266 | 10.6275 | 7.1711 | 6.619
Cool Roofs | 0 | 0 | 0 | 0 | 0 | 0 | 0 | 0 | 0 | 0 | 0 | 0 | 0 | 0 | 0 | 0 | 0 | 0 | 0 | 0
Com. Customized - Refrigeration | 31.1896 | 29.0064 | 53.4684 | 31.1896 | 246398.0986 | 3695971.4797 | 0 | 0 | 0.072866 | 0 | 0.067213 | 0 | 0.078166 | 0 | 0.072513 | 0 | 3.7672 | 4.7164 | 3.1014 | 3.7173
Com. Customized - Refrigeration | 211.0663 | 196.2916 | 361.8309 | 211.0663 | 1667423.6196 | 25011354.2947 | 0 | 0 | 0.072866 | 0 | 0.067213 | 0 | 0.078166 | 0 | 0.072513 | 0 | 3.7672 | 4.7164 | 3.1014 | 3.7173
Com. Customized - Refrigeration | 5.1562 | 4.7953 | 8.8394 | 5.1562 | 40734.3704 | 611015.5553 | 0 | 0 | 0.072866 | 0 | 0.067213 | 0 | 0.078166 | 0 | 0.072513 | 0 | 3.7672 | 4.7164 | 3.1014 | 3.7173
Com. Customized - Refrigeration | 369.5171 | 343.6509 | 633.4632 | 369.5171 | 2919185.4693 | 43787782.0397 | 0 | 0 | 0.072866 | 0 | 0.067213 | 0 | 0.078166 | 0 | 0.072513 | 0 | 3.7672 | 4.7164 | 3.1014 | 3.7173
Com. Customized - Refrigeration | 214.8761 | 199.8348 | 368.3621 | 214.8761 | 1697521.0225 | 25462815.338 | 0 | 0 | 0.072866 | 0 | 0.067213 | 0 | 0.078166 | 0 | 0.072513 | 0 | 3.7672 | 4.7164 | 3.1014 | 3.7173
Com. Customized - Refrigeration | 33.4429 | 31.1019 | 57.3311 | 33.4429 | 264198.637 | 3962979.5544 | 0 | 0 | 0.072866 | 0 | 0.067213 | 0 | 0.078166 | 0 | 0.072513 | 0 | 3.7672 | 4.7164 | 3.1014 | 3.7173
Com. Customized - Refrigeration | 9.7021 | 9.0229 | 16.6323 | 9.7021 | 76646.368 | 1149695.5202 | 0 | 0 | 0.072866 | 0 | 0.067213 | 0 | 0.078166 | 0 | 0.072513 | 0 | 3.7672 | 4.7164 | 3.1014 | 3.7173
Com. Customized - Refrigeration | 0 | 0 | 0 | 0 | 0 | 0 | 0 | 0 | 0 | 0 | 0 | 0 | 0 | 0 | 0 | 0 | 0 | 0 | 0 | 0
Com. Customized - Refrigeration | 0.60776 | 0.56522 | 1.0419 | 0.60776 | 4801.3143 | 72019.7145 | 0 | 0 | 0.07261 | 0 | 0.066972 | 0 | 0.077909 | 0 | 0.072271 | 0 | 3.7575 | 4.7042 | 3.0948 | 3.7098
Com. Customized - Refrigeration | 0 | 0 | 0 | 0 | 0 | 0 | 0 | 0 | 0 | 0 | 0 | 0 | 0 | 0 | 0 | 0 | 0 | 0 | 0 | 0
Com. Customized - Refrigeration | 0 | 0 | 0 | 0 | 0 | 0 | 0 | 0 | 0 | 0 | 0 | 0 | 0 | 0 | 0 | 0 | 0 | 0 | 0 | 0
Com. Customized - Refrigeration | 14.7594 | 13.7262 | 25.302 | 14.7594 | 116599.1003 | 1748986.5038 | 0 | 0 | 0.072874 | 0 | 0.067221 | 0 | 0.078174 | 0 | 0.072521 | 0 | 3.7675 | 4.7168 | 3.1016 | 3.7176
Com. Customized - Refrigeration | 161.979 | 150.6405 | 277.6807 | 161.979 | 1279634.4949 | 19194517.4242 | 0 | 0 | 0.072874 | 0 | 0.067221 | 0 | 0.078174 | 0 | 0.072521 | 0 | 3.7675 | 4.7168 | 3.1016 | 3.7176
Com. Customized - Refrigeration | 19.4041 | 18.0459 | 33.2645 | 19.4041 | 153292.736 | 2299391.0403 | 0 | 0 | 0.072874 | 0 | 0.067221 | 0 | 0.078174 | 0 | 0.072521 | 0 | 3.7675 | 4.7168 | 3.1016 | 3.7176
Com. Customized - Refrigeration | 0 | 0 | 0 | 0 | 0 | 0 | 0 | 0 | 0 | 0 | 0 | 0 | 0 | 0 | 0 | 0 | 0 | 0 | 0 | 0
Com. Customized - Refrigeration | 0.81035 | 0.75362 | 1.3892 | 0.81035 | 6401.7524 | 96026.286 | 0 | 0 | 0.073007 | 0 | 0.067346 | 0 | 0.078306 | 0 | 0.072646 | 0 | 3.7726 | 4.7231 | 3.105 | 3.7215
Com. Customized - Refrigeration | 78.6891 | 73.1809 | 134.8967 | 78.6891 | 621643.8517 | 9324657.7751 | 0 | 0 | 0.073007 | 0 | 0.067346 | 0 | 0.078306 | 0 | 0.072646 | 0 | 3.7726 | 4.7231 | 3.105 | 3.7215
Com. Customized - Refrigeration | 28.3012 | 26.3201 | 48.5167 | 28.3012 | 223579.4684 | 3353692.0263 | 0 | 0 | 0.073007 | 0 | 0.067346 | 0 | 0.078306 | 0 | 0.072646 | 0 | 3.7726 | 4.7231 | 3.105 | 3.7215
Com. Customized - Refrigeration | 0 | 0 | 0 | 0 | 0 | 0 | 0 | 0 | 0 | 0 | 0 | 0 | 0 | 0 | 0 | 0 | 0 | 0 | 0 | 0
Com. Customized - Refrigeration | 0 | 0 | 0 | 0 | 0 | 0 | 0 | 0 | 0 | 0 | 0 | 0 | 0 | 0 | 0 | 0 | 0 | 0 | 0 | 0
Com. Customized - Refrigeration | 0.355 | 0.33015 | 0.60857 | 0.355 | 2804.4829 | 42067.243 | 0 | 0 | 0.07178 | 0 | 0.066189 | 0 | 0.07708 | 0 | 0.071489 | 0 | 3.726 | 4.6648 | 3.0734 | 3.6852
Com. Customized - Refrigeration | 41.2641 | 38.3756 | 70.7391 | 41.2641 | 325986.4485 | 4889796.7269 | 0 | 0 | 0.07178 | 0 | 0.066189 | 0 | 0.07708 | 0 | 0.071489 | 0 | 3.726 | 4.6648 | 3.0734 | 3.6852
Com. Customized - Refrigeration | 2.1593 | 2.0082 | 3.7017 | 2.1593 | 17058.5395 | 255878.0931 | 0 | 0 | 0.07178 | 0 | 0.066189 | 0 | 0.07708 | 0 | 0.071489 | 0 | 3.726 | 4.6648 | 3.0734 | 3.6852
Com. Customized - Refrigeration | 38.8942 | 36.1716 | 66.6764 | 38.8942 | 307264.2956 | 4608964.4345 | 0 | 0 | 0.07178 | 0 | 0.066189 | 0 | 0.07708 | 0 | 0.071489 | 0 | 3.726 | 4.6648 | 3.0734 | 3.6852
Com. Customized - Refrigeration | 0.47997 | 0.44637 | 0.82281 | 0.47997 | 3791.75 | 56876.2503 | 0 | 0 | 0.07178 | 0 | 0.066189 | 0 | 0.07708 | 0 | 0.071489 | 0 | 3.726 | 4.6648 | 3.0734 | 3.6852
Com. Customized - Refrigeration | 64.2628 | 59.7644 | 110.1657 | 64.2628 | 507675.8122 | 7615137.183 | 0 | 0 | 0.07178 | 0 | 0.066189 | 0 | 0.07708 | 0 | 0.071489 | 0 | 3.726 | 4.6648 | 3.0734 | 3.6852
Com. Customized - Refrigeration | 0 | 0 | 0 | 0 | 0 | 0 | 0 | 0 | 0 | 0 | 0 | 0 | 0 | 0 | 0 | 0 | 0 | 0 | 0 | 0
Com. Customized - Refrigeration | 0.39812 | 0.37025 | 0.68249 | 0.39812 | 3145.1334 | 47177.0008 | 0 | 0 | 0.071696 | 0 | 0.06611 | 0 | 0.076996 | 0 | 0.07141 | 0 | 3.7228 | 4.6608 | 3.0713 | 3.6827
Com. Customized - Refrigeration | 4.7799 | 4.4453 | 8.1942 | 4.7799 | 37761.4203 | 566421.3048 | 0 | 0 | 0.071696 | 0 | 0.06611 | 0 | 0.076996 | 0 | 0.07141 | 0 | 3.7228 | 4.6608 | 3.0713 | 3.6827
Com. Customized - Refrigeration | 49.0123 | 45.5814 | 84.0218 | 49.0123 | 387197.0122 | 5807955.1823 | 0 | 0 | 0.071696 | 0 | 0.06611 | 0 | 0.076996 | 0 | 0.07141 | 0 | 3.7228 | 4.6608 | 3.0713 | 3.6827
Com. Customized - Refrigeration | 140.038 | 130.2354 | 240.0672 | 140.038 | 1106300.3595 | 16594505.3928 | 0 | 0 | 0.071696 | 0 | 0.06611 | 0 | 0.076996 | 0 | 0.07141 | 0 | 3.7228 | 4.6608 | 3.0713 | 3.6827
Com. Customized - Refrigeration | 0.506 | 0.47058 | 0.86743 | 0.506 | 3997.3791 | 59960.686 | 0 | 0 | 0.071696 | 0 | 0.06611 | 0 | 0.076996 | 0 | 0.07141 | 0 | 3.7228 | 4.6608 | 3.0713 | 3.6827
Com. Customized - Refrigeration | 477.6405 | 444.2057 | 818.8191 | 477.6405 | 3773359.8465 | 56600397.6969 | 0 | 0 | 0.071696 | 0 | 0.06611 | 0 | 0.076996 | 0 | 0.07141 | 0 | 3.7228 | 4.6608 | 3.0713 | 3.6827
Com. Customized - Refrigeration | 6.6324 | 6.1681 | 11.3699 | 6.6324 | 52395.7669 | 785936.5028 | 0 | 0 | 0.071696 | 0 | 0.06611 | 0 | 0.076996 | 0 | 0.07141 | 0 | 3.7228 | 4.6608 | 3.0713 | 3.6827
Com. Customized - Refrigeration | 41.6396 | 38.7249 | 71.3828 | 41.6396 | 328953.2048 | 4934298.0727 | 0 | 0 | 0.071696 | 0 | 0.06611 | 0 | 0.076996 | 0 | 0.07141 | 0 | 3.7228 | 4.6608 | 3.0713 | 3.6827
Com. Customized - Refrigeration | 0 | 0 | 0 | 0 | 0 | 0 | 0 | 0 | 0 | 0 | 0 | 0 | 0 | 0 | 0 | 0 | 0 | 0 | 0 | 0
Com. Customized - Refrigeration | 5.0314 | 4.6792 | 8.6254 | 5.0314 | 39748.3419 | 596225.1289 | 0 | 0 | 0.072195 | 0 | 0.066581 | 0 | 0.077495 | 0 | 0.07188 | 0 | 3.7417 | 4.6845 | 3.0841 | 3.6975
Com. Customized - Refrigeration | 23.8099 | 22.1432 | 40.8174 | 23.8099 | 188098.5485 | 2821478.2278 | 0 | 0 | 0.072195 | 0 | 0.066581 | 0 | 0.077495 | 0 | 0.07188 | 0 | 3.7417 | 4.6845 | 3.0841 | 3.6975
Com. Customized - Refrigeration | 0.81035 | 0.75362 | 1.3892 | 0.81035 | 6401.7524 | 96026.286 | 0 | 0 | 0.072195 | 0 | 0.066581 | 0 | 0.077495 | 0 | 0.07188 | 0 | 3.7417 | 4.6845 | 3.0841 | 3.6975
Com. Customized - Refrigeration | 239.3578 | 222.6027 | 410.331 | 239.3578 | 1890926.2869 | 28363894.3029 | 0 | 0 | 0.072195 | 0 | 0.066581 | 0 | 0.077495 | 0 | 0.07188 | 0 | 3.7417 | 4.6845 | 3.0841 | 3.6975
Com. Customized - Refrigeration | 37.2796 | 34.6701 | 63.9085 | 37.2796 | 294509.1013 | 4417636.519 | 0 | 0 | 0.072195 | 0 | 0.066581 | 0 | 0.077495 | 0 | 0.07188 | 0 | 3.7417 | 4.6845 | 3.0841 | 3.6975
Com. Customized - Refrigeration | 114.7549 | 106.7221 | 196.7244 | 114.7549 | 906563.9504 | 13598459.2553 | 0 | 0 | 0.072195 | 0 | 0.066581 | 0 | 0.077495 | 0 | 0.07188 | 0 | 3.7417 | 4.6845 | 3.0841 | 3.6975
Com. Customized - Refrigeration | 0 | 0 | 0 | 0 | 0 | 0 | 0 | 0 | 0 | 0 | 0 | 0 | 0 | 0 | 0 | 0 | 0 | 0 | 0 | 0
System Approach - Cust Process | 50.3771 | 49.6622 | 86.3615 | 50.3771 | 397979.2316 | 7959584.6313 | 0 | 0 | 0.080292 | 0 | 0.074573 | 0 | 0.089948 | 0 | 0.084229 | 0 | 5.0023 | 9.6446 | 3.8927 | 6.224
System Approach - Cust Process | 0.68325 | 0.68325 | 1.1713 | 0.68325 | 5397.7075 | 107954.1503 | 0 | 0 | 0.10479 | 0 | 0.098456 | 0 | 0.10467 | 0 | 0.098336 | 0 | 17.4168 | 17.0953 | 8.7412 | 8.6595
System Approach - Cust Process | 0 | 0 | 0 | 0 | 0 | 0 | 0 | 0 | 0 | 0 | 0 | 0 | 0 | 0 | 0 | 0 | 0 | 0 | 0 | 0
System Approach - Cust Process | 188.1888 | 188.1888 | 322.612 | 188.1888 | 1486691.3659 | 29733827.3175 | 0 | 0 | 0.099436 | 0 | 0.093406 | 0 | 0.099316 | 0 | 0.093286 | 0 | 16.5779 | 16.2719 | 8.5247 | 8.4431
System Approach - Cust Process | 198.1711 | 195.359 | 339.7247 | 198.1711 | 1565551.6586 | 31311033.1714 | 0 | 0 | 0.080292 | 0 | 0.074573 | 0 | 0.089948 | 0 | 0.084229 | 0 | 5.0023 | 9.6446 | 3.8927 | 6.224
System Approach - Cust Process | 636.2214 | 644.2362 | 1090.6743 | 636.2214 | 5026149.0586 | 100522981.1714 | 0 | 0 | 0.077493 | 0 | 0.071934 | 0 | 0.087149 | 0 | 0.08159 | 0 | 4.8628 | 9.3756 | 3.8077 | 6.1108
System Approach - Cust Process | 0 | 0 | 0 | 0 | 0 | 0 | 0 | 0 | 0 | 0 | 0 | 0 | 0 | 0 | 0 | 0 | 0 | 0 | 0 | 0
System Approach - Cust Process | 0.2414 | 0.2414 | 0.41384 | 0.2414 | 1907.079 | 38141.5795 | 0 | 0 | 0.10552 | 0 | 0.099142 | 0 | 0.1054 | 0 | 0.099022 | 0 | 17.5309 | 17.2073 | 8.7699 | 8.6881
System Approach - Cust Process | 0 | 0 | 0 | 0 | 0 | 0 | 0 | 0 | 0 | 0 | 0 | 0 | 0 | 0 | 0 | 0 | 0 | 0 | 0 | 0
System Approach - Cust Process | 21.2489 | 20.9474 | 36.427 | 21.2489 | 167866.5627 | 3357331.2542 | 0 | 0 | 0.080164 | 0 | 0.074452 | 0 | 0.08982 | 0 | 0.084109 | 0 | 4.9959 | 9.6323 | 3.8888 | 6.2188
System Approach - Cust Process | 59.2319 | 59.2319 | 101.5413 | 59.2319 | 467932.1571 | 9358643.1412 | 0 | 0 | 0.099259 | 0 | 0.093239 | 0 | 0.099138 | 0 | 0.093119 | 0 | 16.5501 | 16.2446 | 8.5174 | 8.4357
System Approach - Cust Process | 101.2514 | 99.8146 | 173.5753 | 101.2514 | 799886.015 | 15997720.2992 | 0 | 0 | 0.080164 | 0 | 0.074452 | 0 | 0.08982 | 0 | 0.084109 | 0 | 4.9959 | 9.6323 | 3.8888 | 6.2188
System Approach - Cust Process | 186.6673 | 184.0184 | 320.0037 | 186.6673 | 1474671.6141 | 29493432.2815 | 0 | 0 | 0.080164 | 0 | 0.074452 | 0 | 0.08982 | 0 | 0.084109 | 0 | 4.9959 | 9.6323 | 3.8888 | 6.2188
System Approach - Cust Process | 0.45982 | 0.45329 | 0.78827 | 0.45982 | 3632.5691 | 72651.3828 | 0 | 0 | 0.080164 | 0 | 0.074452 | 0 | 0.093722 | 0 | 0.08801 | 0 | 4.9959 | 15.4117 | 3.8888 | 8.2054
System Approach - Cust Process | 4.5882 | 4.5882 | 7.8655 | 4.5882 | 36246.395 | 724927.8992 | 0 | 0 | 0.098001 | 0 | 0.092053 | 0 | 0.097881 | 0 | 0.091932 | 0 | 16.3531 | 16.0512 | 8.4649 | 8.3833
System Approach - Cust Process | 4.6143 | 4.6143 | 7.9104 | 4.6143 | 36453.3586 | 729067.1725 | 0 | 0 | 0.10593 | 0 | 0.099527 | 0 | 0.10581 | 0 | 0.099407 | 0 | 17.5949 | 17.2701 | 8.7859 | 8.7041
System Approach - Cust Process | 28.4196 | 28.4196 | 48.7198 | 28.4196 | 224515.1344 | 4490302.687 | 0 | 0 | 0.10503 | 0 | 0.098684 | 0 | 0.10491 | 0 | 0.098564 | 0 | 17.4548 | 17.1325 | 8.7508 | 8.669
System Approach - Cust Process | 0 | 0 | 0 | 0 | 0 | 0 | 0 | 0 | 0 | 0 | 0 | 0 | 0 | 0 | 0 | 0 | 0 | 0 | 0 | 0
System Approach - Cust Process | 7.749 | 7.639 | 13.2841 | 7.749 | 61216.8386 | 1224336.7714 | 0 | 0 | 0.080575 | 0 | 0.07484 | 0 | 0.090231 | 0 | 0.084496 | 0 | 5.0164 | 9.6718 | 3.9012 | 6.2353
System Approach - Cust Process | 383.9736 | 388.8107 | 658.2459 | 383.9736 | 3033391.0928 | 60667821.8567 | 0 | 0 | 0.077708 | 0 | 0.072137 | 0 | 0.087365 | 0 | 0.081793 | 0 | 4.8736 | 9.3963 | 3.8143 | 6.1196
System Approach - Cust Process | 0 | 0 | 0 | 0 | 0 | 0 | 0 | 0 | 0 | 0 | 0 | 0 | 0 | 0 | 0 | 0 | 0 | 0 | 0 | 0
System Approach - Cust Process | 1.9429 | 1.9429 | 3.3306 | 1.9429 | 15348.6156 | 306972.3128 | 0 | 0 | 0.095931 | 0 | 0.090101 | 0 | 0.095811 | 0 | 0.089981 | 0 | 16.0288 | 15.7329 | 8.3772 | 8.2956
System Approach - Cust Process | 68.0138 | 67.0487 | 116.5961 | 68.0138 | 537309.3905 | 10746187.8105 | 0 | 0 | 0.081137 | 0 | 0.07537 | 0 | 0.090793 | 0 | 0.085026 | 0 | 5.0444 | 9.7258 | 3.9181 | 6.2577
System Approach - Cust Process | 159.949 | 157.6793 | 274.2006 | 159.949 | 1263597.2234 | 25271944.4685 | 0 | 0 | 0.081137 | 0 | 0.07537 | 0 | 0.090793 | 0 | 0.085026 | 0 | 5.0444 | 9.7258 | 3.9181 | 6.2577
System Approach - Cust Process | 7.4828 | 7.4828 | 12.8277 | 7.4828 | 59113.8974 | 1182277.9487 | 0 | 0 | 0.1002 | 0 | 0.094122 | 0 | 0.10008 | 0 | 0.094002 | 0 | 16.6968 | 16.3886 | 8.5561 | 8.4744
System Approach - Cust Process | 19.8841 | 19.602 | 34.0874 | 19.8841 | 157084.6281 | 3141692.5615 | 0 | 0 | 0.094815 | 0 | 0.089048 | 0 | 0.094695 | 0 | 0.088928 | 0 | 15.8539 | 15.5613 | 8.3291 | 8.2476
System Approach - Cust Process | 145.3657 | 147.1969 | 249.2004 | 145.3657 | 1148389.0363 | 22967780.727 | 0 | 0 | 0.078248 | 0 | 0.072646 | 0 | 0.087905 | 0 | 0.082302 | 0 | 4.9005 | 9.4482 | 3.8307 | 6.1416
System Approach - Cust Process | 11.0207 | 11.0207 | 18.8928 | 11.0207 | 87063.5077 | 1741270.1531 | 0 | 0 | 0.10616 | 0 | 0.099744 | 0 | 0.10604 | 0 | 0.099624 | 0 | 17.6308 | 17.3054 | 8.7948 | 8.7131
System Approach - Cust Process | 23.9006 | 10.6634 | 40.9729 | 23.9006 | 188815.0917 | 3776301.8349 | 0 | 0 | 0.10333 | 0 | 0.097082 | 0 | 0.10321 | 0 | 0.096962 | 0 | 17.1886 | 16.8713 | 8.6834 | 8.6016
System Approach - Cust Process | 73.9024 | 72.8536 | 126.6908 | 73.9024 | 583828.6371 | 11676572.7418 | 0 | 0 | 0.094598 | 0 | 0.088843 | 0 | 0.094478 | 0 | 0.088723 | 0 | 15.82 | 15.5279 | 8.3197 | 8.2383
System Approach - Cust Process | 1.0693 | 1.0541 | 1.8331 | 1.0693 | 8447.4479 | 168948.9589 | 0 | 0 | 0.08092 | 0 | 0.075165 | 0 | 0.090576 | 0 | 0.084822 | 0 | 5.0336 | 9.705 | 3.9116 | 6.249
System Approach - Cust Process | 282.8879 | 286.4516 | 484.9547 | 282.8879 | 2234814.2618 | 44696285.2364 | 0 | 0 | 0.077995 | 0 | 0.072407 | 0 | 0.087651 | 0 | 0.082063 | 0 | 4.8878 | 9.4238 | 3.823 | 6.1313
System Approach - Cust Process | 0 | 0 | 0 | 0 | 0 | 0 | 0 | 0 | 0 | 0 | 0 | 0 | 0 | 0 | 0 | 0 | 0 | 0 | 0 | 0
System Approach - Cust Process | 0 | 0 | 0 | 0 | 0 | 0 | 0 | 0 | 0 | 0 | 0 | 0 | 0 | 0 | 0 | 0 | 0 | 0 | 0 | 0
System Approach - Cust Process | 0 | 0 | 0 | 0 | 0 | 0 | 0 | 0 | 0 | 0 | 0 | 0 | 0 | 0 | 0 | 0 | 0 | 0 | 0 | 0
System Approach - Chillers | 51.9299 | 33.1324 | 81.1352 | 51.9299 | 373895.0472 | 7477900.9447 | 0 | 0 | 0.10054 | 0 | 0.094235 | 0 | 0.092357 | 0 | 0.086057 | 0 | 11.0228 | 6.0721 | 6.7702 | 4.5112
System Approach - Chillers | 27.1129 | 22.9067 | 42.3612 | 27.1129 | 195212.6898 | 3904253.7951 | 0 | 0 | 0.10117 | 0 | 0.094837 | 0 | 0.092996 | 0 | 0.086659 | 0 | 11.0865 | 6.1072 | 6.7942 | 4.5305
System Approach - Chillers | 22.8724 | 22.8724 | 35.7358 | 22.8724 | 164681.0001 | 3293620.0018 | 0 | 0 | 0.11663 | 0 | 0.10941 | 0 | 0.10845 | 0 | 0.10123 | 0 | 12.6274 | 6.956 | 7.3434 | 4.9814
System Approach - Chillers | 108.9207 | 76.2775 | 170.1778 | 108.9207 | 784229.3396 | 15684586.7916 | 0 | 0 | 0.093253 | 0 | 0.087368 | 0 | 0.085075 | 0 | 0.07919 | 0 | 10.2969 | 5.6722 | 6.4892 | 4.2866
System Approach - Chillers | 51.6172 | 44.3908 | 80.6467 | 51.6172 | 371643.8627 | 7432877.2548 | 0 | 0 | 0.11096 | 0 | 0.10407 | 0 | 0.10278 | 0 | 0.095888 | 0 | 12.0622 | 6.6446 | 7.1485 | 4.8197
System Approach - Chillers | 29.396 | 29.396 | 45.9283 | 29.396 | 211651.0265 | 4233020.5301 | 0 | 0 | 0.11709 | 0 | 0.10984 | 0 | 0.10891 | 0 | 0.10167 | 0 | 12.673 | 6.9811 | 7.3588 | 4.9943
System Approach - Chillers | 0.92321 | 0.58903 | 1.4424 | 0.92321 | 6647.1273 | 132942.5457 | 0 | 0 | 0.1015 | 0 | 0.095147 | 0 | 0.093324 | 0 | 0.086968 | 0 | 11.1192 | 6.1252 | 6.8065 | 4.5404
System Approach - Chillers | 23.1469 | 19.9064 | 36.1648 | 23.1469 | 166658.0019 | 3333160.0371 | 0 | 0 | 0.11162 | 0 | 0.10469 | 0 | 0.10344 | 0 | 0.096512 | 0 | 12.1282 | 6.681 | 7.1717 | 4.8388
0 | 0 | 0 | 0 | 0 | 0 | 0 | 0 | 0 | 0 | 0 | 0 | 0 | 0 | 0 | 0 | 0 | 0 | 0 | 0 | 0
0 | 0 | 0 | 0 | 0 | 0 | 0 | 0 | 0 | 0 | 0 | 0 | 0 | 0 | 0 | 0 | 0 | 0 | 0 | 0 | 0
0 | 0 | 0 | 0 | 0 | 0 | 0 | 0 | 0 | 0 | 0 | 0 | 0 | 0 | 0 | 0 | 0 | 0 | 0 | 0 | 0
0 | 0 | 0 | 0 | 0 | 0 | 0 | 0 | 0 | 0 | 0 | 0 | 0 | 0 | 0 | 0 | 0 | 0 | 0 | 0 | 0
0 | 0 | 0 | 0 | 0 | 0 | 0 | 0 | 0 | 0 | 0 | 0 | 0 | 0 | 0 | 0 | 0 | 0 | 0 | 0 | 0
0 | 0 | 0 | 0 | 0 | 0 | 0 | 0 | 0 | 0 | 0 | 0 | 0 | 0 | 0 | 0 | 0 | 0 | 0 | 0 | 0
0 | 0 | 0 | 0 | 0 | 0 | 0 | 0 | 0 | 0 | 0 | 0 | 0 | 0 | 0 | 0 | 0 | 0 | 0 | 0 | 0
0 | 0 | 0 | 0 | 0 | 0 | 0 | 0 | 0 | 0 | 0 | 0 | 0 | 0 | 0 | 0 | 0 | 0 | 0 | 0 | 0
0 | 0 | 0 | 0 | 0 | 0 | 0 | 0 | 0 | 0 | 0 | 0 | 0 | 0 | 0 | 0 | 0 | 0 | 0 | 0 | 0
0 | 0 | 0 | 0 | 0 | 0 | 0 | 0 | 0 | 0 | 0 | 0 | 0 | 0 | 0 | 0 | 0 | 0 | 0 | 0 | 0
0 | 0 | 0 | 0 | 0 | 0 | 0 | 0 | 0 | 0 | 0 | 0 | 0 | 0 | 0 | 0 | 0 | 0 | 0 | 0 | 0
0 | 0 | 0 | 0 | 0 | 0 | 0 | 0 | 0 | 0 | 0 | 0 | 0 | 0 | 0 | 0 | 0 | 0 | 0 | 0 | 0
0 | 0 | 0 | 0 | 0 | 0 | 0 | 0 | 0 | 0 | 0 | 0 | 0 | 0 | 0 | 0 | 0 | 0 | 0 | 0 | 0
0 | 0 | 0 | 0 | 0 | 0 | 0 | 0 | 0 | 0 | 0 | 0 | 0 | 0 | 0 | 0 | 0 | 0 | 0 | 0 | 0
0 | 0 | 0 | 0 | 0 | 0 | 0 | 0 | 0 | 0 | 0 | 0 | 0 | 0 | 0 | 0 | 0 | 0 | 0 | 0 | 0
0 | 0 | 0 | 0 | 0 | 0 | 0 | 0 | 0 | 0 | 0 | 0 | 0 | 0 | 0 | 0 | 0 | 0 | 0 | 0 | 0
0 | 0 | 0 | 0 | 0 | 0 | 0 | 0 | 0 | 0 | 0 | 0 | 0 | 0 | 0 | 0 | 0 | 0 | 0 | 0 | 0
0 | 0 | 0 | 0 | 0 | 0 | 0 | 0 | 0 | 0 | 0 | 0 | 0 | 0 | 0 | 0 | 0 | 0 | 0 | 0 | 0
0 | 0 | 0 | 0 | 0 | 0 | 0 | 0 | 0 | 0 | 0 | 0 | 0 | 0 | 0 | 0 | 0 | 0 | 0 | 0 | 0
0 | 0 | 0 | 0 | 0 | 0 | 0 | 0 | 0 | 0 | 0 | 0 | 0 | 0 | 0 | 0 | 0 | 0 | 0 | 0 | 0
0 | 0 | 0 | 0 | 0 | 0 | 0 | 0 | 0 | 0 | 0 | 0 | 0 | 0 | 0 | 0 | 0 | 0 | 0 | 0 | 0
0 | 0 | 0 | 0 | 0 | 0 | 0 | 0 | 0 | 0 | 0 | 0 | 0 | 0 | 0 | 0 | 0 | 0 | 0 | 0 | 0
0 | 0 | 0 | 0 | 0 | 0 | 0 | 0 | 0 | 0 | 0 | 0 | 0 | 0 | 0 | 0 | 0 | 0 | 0 | 0 | 0
0 | 0 | 0 | 0 | 0 | 0 | 0 | 0 | 0 | 0 | 0 | 0 | 0 | 0 | 0 | 0 | 0 | 0 | 0 | 0 | 0
0 | 0 | 0 | 0 | 0 | 0 | 0 | 0 | 0 | 0 | 0 | 0 | 0 | 0 | 0 | 0 | 0 | 0 | 0 | 0 | 0
0 | 0 | 0 | 0 | 0 | 0 | 0 | 0 | 0 | 0 | 0 | 0 | 0 | 0 | 0 | 0 | 0 | 0 | 0 | 0 | 0
0 | 0 | 0 | 0 | 0 | 0 | 0 | 0 | 0 | 0 | 0 | 0 | 0 | 0 | 0 | 0 | 0 | 0 | 0 | 0 | 0
0 | 0 | 0 | 0 | 0 | 0 | 0 | 0 | 0 | 0 | 0 | 0 | 0 | 0 | 0 | 0 | 0 | 0 | 0 | 0 | 0
0 | 0 | 0 | 0 | 0 | 0 | 0 | 0 | 0 | 0 | 0 | 0 | 0 | 0 | 0 | 0 | 0 | 0 | 0 | 0 | 0
0 | 0 | 0 | 0 | 0 | 0 | 0 | 0 | 0 | 0 | 0 | 0 | 0 | 0 | 0 | 0 | 0 | 0 | 0 | 0 | 0
0 | 0 | 0 | 0 | 0 | 0 | 0 | 0 | 0 | 0 | 0 | 0 | 0 | 0 | 0 | 0 | 0 | 0 | 0 | 0 | 0
0 | 0 | 0 | 0 | 0 | 0 | 0 | 0 | 0 | 0 | 0 | 0 | 0 | 0 | 0 | 0 | 0 | 0 | 0 | 0 | 0
0 | 0 | 0 | 0 | 0 | 0 | 0 | 0 | 0 | 0 | 0 | 0 | 0 | 0 | 0 | 0 | 0 | 0 | 0 | 0 | 0
0 | 0 | 0 | 0 | 0 | 0 | 0 | 0 | 0 | 0 | 0 | 0 | 0 | 0 | 0 | 0 | 0 | 0 | 0 | 0 | 0
0 | 0 | 0 | 0 | 0 | 0 | 0 | 0 | 0 | 0 | 0 | 0 | 0 | 0 | 0 | 0 | 0 | 0 | 0 | 0 | 0
0 | 0 | 0 | 0 | 0 | 0 | 0 | 0 | 0 | 0 | 0 | 0 | 0 | 0 | 0 | 0 | 0 | 0 | 0 | 0 | 0
0 | 0 | 0 | 0 | 0 | 0 | 0 | 0 | 0 | 0 | 0 | 0 | 0 | 0 | 0 | 0 | 0 | 0 | 0 | 0 | 0
0 | 0 | 0 | 0 | 0 | 0 | 0 | 0 | 0 | 0 | 0 | 0 | 0 | 0 | 0 | 0 | 0 | 0 | 0 | 0 | 0
0 | 0 | 0 | 0 | 0 | 0 | 0 | 0 | 0 | 0 | 0 | 0 | 0 | 0 | 0 | 0 | 0 | 0 | 0 | 0 | 0
0 | 0 | 0 | 0 | 0 | 0 | 0 | 0 | 0 | 0 | 0 | 0 | 0 | 0 | 0 | 0 | 0 | 0 | 0 | 0 | 0
0 | 0 | 0 | 0 | 0 | 0 | 0 | 0 | 0 | 0 | 0 | 0 | 0 | 0 | 0 | 0 | 0 | 0 | 0 | 0 | 0
0 | 0 | 0 | 0 | 0 | 0 | 0 | 0 | 0 | 0 | 0 | 0 | 0 | 0 | 0 | 0 | 0 | 0 | 0 | 0 | 0
0 | 0 | 0 | 0 | 0 | 0 | 0 | 0 | 0 | 0 | 0 | 0 | 0 | 0 | 0 | 0 | 0 | 0 | 0 | 0 | 0
0 | 0 | 0 | 0 | 0 | 0 | 0 | 0 | 0 | 0 | 0 | 0 | 0 | 0 | 0 | 0 | 0 | 0 | 0 | 0 | 0
0 | 0 | 0 | 0 | 0 | 0 | 0 | 0 | 0 | 0 | 0 | 0 | 0 | 0 | 0 | 0 | 0 | 0 | 0 | 0 | 0
0 | 0 | 0 | 0 | 0 | 0 | 0 | 0 | 0 | 0 | 0 | 0 | 0 | 0 | 0 | 0 | 0 | 0 | 0 | 0 | 0
0 | 0 | 0 | 0 | 0 | 0 | 0 | 0 | 0 | 0 | 0 | 0 | 0 | 0 | 0 | 0 | 0 | 0 | 0 | 0 | 0
0 | 0 | 0 | 0 | 0 | 0 | 0 | 0 | 0 | 0 | 0 | 0 | 0 | 0 | 0 | 0 | 0 | 0 | 0 | 0 | 0
0 | 0 | 0 | 0 | 0 | 0 | 0 | 0 | 0 | 0 | 0 | 0 | 0 | 0 | 0 | 0 | 0 | 0 | 0 | 0 | 0
0 | 0 | 0 | 0 | 0 | 0 | 0 | 0 | 0 | 0 | 0 | 0 | 0 | 0 | 0 | 0 | 0 | 0 | 0 | 0 | 0
0 | 0 | 0 | 0 | 0 | 0 | 0 | 0 | 0 | 0 | 0 | 0 | 0 | 0 | 0 | 0 | 0 | 0 | 0 | 0 | 0
0 | 0 | 0 | 0 | 0 | 0 | 0 | 0 | 0 | 0 | 0 | 0 | 0 | 0 | 0 | 0 | 0 | 0 | 0 | 0 | 0
0 | 0 | 0 | 0 | 0 | 0 | 0 | 0 | 0 | 0 | 0 | 0 | 0 | 0 | 0 | 0 | 0 | 0 | 0 | 0 | 0
0 | 0 | 0 | 0 | 0 | 0 | 0 | 0 | 0 | 0 | 0 | 0 | 0 | 0 | 0 | 0 | 0 | 0 | 0 | 0 | 0
0 | 0 | 0 | 0 | 0 | 0 | 0 | 0 | 0 | 0 | 0 | 0 | 0 | 0 | 0 | 0 | 0 | 0 | 0 | 0 | 0
0 | 0 | 0 | 0 | 0 | 0 | 0 | 0 | 0 | 0 | 0 | 0 | 0 | 0 | 0 | 0 | 0 | 0 | 0 | 0 | 0
0 | 0 | 0 | 0 | 0 | 0 | 0 | 0 | 0 | 0 | 0 | 0 | 0 | 0 | 0 | 0 | 0 | 0 | 0 | 0 | 0
0 | 0 | 0 | 0 | 0 | 0 | 0 | 0 | 0 | 0 | 0 | 0 | 0 | 0 | 0 | 0 | 0 | 0 | 0 | 0 | 0
0 | 0 | 0 | 0 | 0 | 0 | 0 | 0 | 0 | 0 | 0 | 0 | 0 | 0 | 0 | 0 | 0 | 0 | 0 | 0 | 0
0 | 0 | 0 | 0 | 0 | 0 | 0 | 0 | 0 | 0 | 0 | 0 | 0 | 0 | 0 | 0 | 0 | 0 | 0 | 0 | 0
0 | 0 | 0 | 0 | 0 | 0 | 0 | 0 | 0 | 0 | 0 | 0 | 0 | 0 | 0 | 0 | 0 | 0 | 0 | 0 | 0
0 | 0 | 0 | 0 | 0 | 0 | 0 | 0 | 0 | 0 | 0 | 0 | 0 | 0 | 0 | 0 | 0 | 0 | 0 | 0 | 0
0 | 0 | 0 | 0 | 0 | 0 | 0 | 0 | 0 | 0 | 0 | 0 | 0 | 0 | 0 | 0 | 0 | 0 | 0 | 0 | 0
0 | 0 | 0 | 0 | 0 | 0 | 0 | 0 | 0 | 0 | 0 | 0 | 0 | 0 | 0 | 0 | 0 | 0 | 0 | 0 | 0
0 | 0 | 0 | 0 | 0 | 0 | 0 | 0 | 0 | 0 | 0 | 0 | 0 | 0 | 0 | 0 | 0 | 0 | 0 | 0 | 0
0 | 0 | 0 | 0 | 0 | 0 | 0 | 0 | 0 | 0 | 0 | 0 | 0 | 0 | 0 | 0 | 0 | 0 | 0 | 0 | 0
0 | 0 | 0 | 0 | 0 | 0 | 0 | 0 | 0 | 0 | 0 | 0 | 0 | 0 | 0 | 0 | 0 | 0 | 0 | 0 | 0
0 | 0 | 0 | 0 | 0 | 0 | 0 | 0 | 0 | 0 | 0 | 0 | 0 | 0 | 0 | 0 | 0 | 0 | 0 | 0 | 0
0 | 0 | 0 | 0 | 0 | 0 | 0 | 0 | 0 | 0 | 0 | 0 | 0 | 0 | 0 | 0 | 0 | 0 | 0 | 0 | 0
0 | 0 | 0 | 0 | 0 | 0 | 0 | 0 | 0 | 0 | 0 | 0 | 0 | 0 | 0 | 0 | 0 | 0 | 0 | 0 | 0
0 | 0 | 0 | 0 | 0 | 0 | 0 | 0 | 0 | 0 | 0 | 0 | 0 | 0 | 0 | 0 | 0 | 0 | 0 | 0 | 0
0 | 0 | 0 | 0 | 0 | 0 | 0 | 0 | 0 | 0 | 0 | 0 | 0 | 0 | 0 | 0 | 0 | 0 | 0 | 0 | 0
0 | 0 | 0 | 0 | 0 | 0 | 0 | 0 | 0 | 0 | 0 | 0 | 0 | 0 | 0 | 0 | 0 | 0 | 0 | 0 | 0
0 | 0 | 0 | 0 | 0 | 0 | 0 | 0 | 0 | 0 | 0 | 0 | 0 | 0 | 0 | 0 | 0 | 0 | 0 | 0 | 0
0 | 0 | 0 | 0 | 0 | 0 | 0 | 0 | 0 | 0 | 0 | 0 | 0 | 0 | 0 | 0 | 0 | 0 | 0 | 0 | 0
0 | 0 | 0 | 0 | 0 | 0 | 0 | 0 | 0 | 0 | 0 | 0 | 0 | 0 | 0 | 0 | 0 | 0 | 0 | 0 | 0
0 | 0 | 0 | 0 | 0 | 0 | 0 | 0 | 0 | 0 | 0 | 0 | 0 | 0 | 0 | 0 | 0 | 0 | 0 | 0 | 0
0 | 0 | 0 | 0 | 0 | 0 | 0 | 0 | 0 | 0 | 0 | 0 | 0 | 0 | 0 | 0 | 0 | 0 | 0 | 0 | 0
0 | 0 | 0 | 0 | 0 | 0 | 0 | 0 | 0 | 0 | 0 | 0 | 0 | 0 | 0 | 0 | 0 | 0 | 0 | 0 | 0
0 | 0 | 0 | 0 | 0 | 0 | 0 | 0 | 0 | 0 | 0 | 0 | 0 | 0 | 0 | 0 | 0 | 0 | 0 | 0 | 0
0 | 0 | 0 | 0 | 0 | 0 | 0 | 0 | 0 | 0 | 0 | 0 | 0 | 0 | 0 | 0 | 0 | 0 | 0 | 0 | 0
0 | 0 | 0 | 0 | 0 | 0 | 0 | 0 | 0 | 0 | 0 | 0 | 0 | 0 | 0 | 0 | 0 | 0 | 0 | 0 | 0
0 | 0 | 0 | 0 | 0 | 0 | 0 | 0 | 0 | 0 | 0 | 0 | 0 | 0 | 0 | 0 | 0 | 0 | 0 | 0 | 0
0 | 0 | 0 | 0 | 0 | 0 | 0 | 0 | 0 | 0 | 0 | 0 | 0 | 0 | 0 | 0 | 0 | 0 | 0 | 0 | 0
0 | 0 | 0 | 0 | 0 | 0 | 0 | 0 | 0 | 0 | 0 | 0 | 0 | 0 | 0 | 0 | 0 | 0 | 0 | 0 | 0
0 | 0 | 0 | 0 | 0 | 0 | 0 | 0 | 0 | 0 | 0 | 0 | 0 | 0 | 0 | 0 | 0 | 0 | 0 | 0 | 0
0 | 0 | 0 | 0 | 0 | 0 | 0 | 0 | 0 | 0 | 0 | 0 | 0 | 0 | 0 | 0 | 0 | 0 | 0 | 0 | 0
0 | 0 | 0 | 0 | 0 | 0 | 0 | 0 | 0 | 0 | 0 | 0 | 0 | 0 | 0 | 0 | 0 | 0 | 0 | 0 | 0
0 | 0 | 0 | 0 | 0 | 0 | 0 | 0 | 0 | 0 | 0 | 0 | 0 | 0 | 0 | 0 | 0 | 0 | 0 | 0 | 0
0 | 0 | 0 | 0 | 0 | 0 | 0 | 0 | 0 | 0 | 0 | 0 | 0 | 0 | 0 | 0 | 0 | 0 | 0 | 0 | 0
0 | 0 | 0 | 0 | 0 | 0 | 0 | 0 | 0 | 0 | 0 | 0 | 0 | 0 | 0 | 0 | 0 | 0 | 0 | 0 | 0
0 | 0 | 0 | 0 | 0 | 0 | 0 | 0 | 0 | 0 | 0 | 0 | 0 | 0 | 0 | 0 | 0 | 0 | 0 | 0 | 0
0 | 0 | 0 | 0 | 0 | 0 | 0 | 0 | 0 | 0 | 0 | 0 | 0 | 0 | 0 | 0 | 0 | 0 | 0 | 0 | 0
0 | 0 | 0 | 0 | 0 | 0 | 0 | 0 | 0 | 0 | 0 | 0 | 0 | 0 | 0 | 0 | 0 | 0 | 0 | 0 | 0
0 | 0 | 0 | 0 | 0 | 0 | 0 | 0 | 0 | 0 | 0 | 0 | 0 | 0 | 0 | 0 | 0 | 0 | 0 | 0 | 0
0 | 0 | 0 | 0 | 0 | 0 | 0 | 0 | 0 | 0 | 0 | 0 | 0 | 0 | 0 | 0 | 0 | 0 | 0 | 0 | 0
0 | 0 | 0 | 0 | 0 | 0 | 0 | 0 | 0 | 0 | 0 | 0 | 0 | 0 | 0 | 0 | 0 | 0 | 0 | 0 | 0
0 | 0 | 0 | 0 | 0 | 0 | 0 | 0 | 0 | 0 | 0 | 0 | 0 | 0 | 0 | 0 | 0 | 0 | 0 | 0 | 0
0 | 0 | 0 | 0 | 0 | 0 | 0 | 0 | 0 | 0 | 0 | 0 | 0 | 0 | 0 | 0 | 0 | 0 | 0 | 0 | 0
0 | 0 | 0 | 0 | 0 | 0 | 0 | 0 | 0 | 0 | 0 | 0 | 0 | 0 | 0 | 0 | 0 | 0 | 0 | 0 | 0
0 | 0 | 0 | 0 | 0 | 0 | 0 | 0 | 0 | 0 | 0 | 0 | 0 | 0 | 0 | 0 | 0 | 0 | 0 | 0 | 0
0 | 0 | 0 | 0 | 0 | 0 | 0 | 0 | 0 | 0 | 0 | 0 | 0 | 0 | 0 | 0 | 0 | 0 | 0 | 0 | 0
0 | 0 | 0 | 0 | 0 | 0 | 0 | 0 | 0 | 0 | 0 | 0 | 0 | 0 | 0 | 0 | 0 | 0 | 0 | 0 | 0
0 | 0 | 0 | 0 | 0 | 0 | 0 | 0 | 0 | 0 | 0 | 0 | 0 | 0 | 0 | 0 | 0 | 0 | 0 | 0 | 0
0 | 0 | 0 | 0 | 0 | 0 | 0 | 0 | 0 | 0 | 0 | 0 | 0 | 0 | 0 | 0 | 0 | 0 | 0 | 0 | 0
0 | 0 | 0 | 0 | 0 | 0 | 0 | 0 | 0 | 0 | 0 | 0 | 0 | 0 | 0 | 0 | 0 | 0 | 0 | 0 | 0
0 | 0 | 0 | 0 | 0 | 0 | 0 | 0 | 0 | 0 | 0 | 0 | 0 | 0 | 0 | 0 | 0 | 0 | 0 | 0 | 0
0 | 0 | 0 | 0 | 0 | 0 | 0 | 0 | 0 | 0 | 0 | 0 | 0 | 0 | 0 | 0 | 0 | 0 | 0 | 0 | 0
0 | 0 | 0 | 0 | 0 | 0 | 0 | 0 | 0 | 0 | 0 | 0 | 0 | 0 | 0 | 0 | 0 | 0 | 0 | 0 | 0
0 | 0 | 0 | 0 | 0 | 0 | 0 | 0 | 0 | 0 | 0 | 0 | 0 | 0 | 0 | 0 | 0 | 0 | 0 | 0 | 0
0 | 0 | 0 | 0 | 0 | 0 | 0 | 0 | 0 | 0 | 0 | 0 | 0 | 0 | 0 | 0 | 0 | 0 | 0 | 0 | 0
0 | 0 | 0 | 0 | 0 | 0 | 0 | 0 | 0 | 0 | 0 | 0 | 0 | 0 | 0 | 0 | 0 | 0 | 0 | 0 | 0
0 | 0 | 0 | 0 | 0 | 0 | 0 | 0 | 0 | 0 | 0 | 0 | 0 | 0 | 0 | 0 | 0 | 0 | 0 | 0 | 0
0 | 0 | 0 | 0 | 0 | 0 | 0 | 0 | 0 | 0 | 0 | 0 | 0 | 0 | 0 | 0 | 0 | 0 | 0 | 0 | 0
0 | 0 | 0 | 0 | 0 | 0 | 0 | 0 | 0 | 0 | 0 | 0 | 0 | 0 | 0 | 0 | 0 | 0 | 0 | 0 | 0
0 | 0 | 0 | 0 | 0 | 0 | 0 | 0 | 0 | 0 | 0 | 0 | 0 | 0 | 0 | 0 | 0 | 0 | 0 | 0 | 0
0 | 0 | 0 | 0 | 0 | 0 | 0 | 0 | 0 | 0 | 0 | 0 | 0 | 0 | 0 | 0 | 0 | 0 | 0 | 0 | 0
0 | 0 | 0 | 0 | 0 | 0 | 0 | 0 | 0 | 0 | 0 | 0 | 0 | 0 | 0 | 0 | 0 | 0 | 0 | 0 | 0
0 | 0 | 0 | 0 | 0 | 0 | 0 | 0 | 0 | 0 | 0 | 0 | 0 | 0 | 0 | 0 | 0 | 0 | 0 | 0 | 0
0 | 0 | 0 | 0 | 0 | 0 | 0 | 0 | 0 | 0 | 0 | 0 | 0 | 0 | 0 | 0 | 0 | 0 | 0 | 0 | 0
0 | 0 | 0 | 0 | 0 | 0 | 0 | 0 | 0 | 0 | 0 | 0 | 0 | 0 | 0 | 0 | 0 | 0 | 0 | 0 | 0
0 | 0 | 0 | 0 | 0 | 0 | 0 | 0 | 0 | 0 | 0 | 0 | 0 | 0 | 0 | 0 | 0 | 0 | 0 | 0 | 0
0 | 0 | 0 | 0 | 0 | 0 | 0 | 0 | 0 | 0 | 0 | 0 | 0 | 0 | 0 | 0 | 0 | 0 | 0 | 0 | 0
0 | 0 | 0 | 0 | 0 | 0 | 0 | 0 | 0 | 0 | 0 | 0 | 0 | 0 | 0 | 0 | 0 | 0 | 0 | 0 | 0
0 | 0 | 0 | 0 | 0 | 0 | 0 | 0 | 0 | 0 | 0 | 0 | 0 | 0 | 0 | 0 | 0 | 0 | 0 | 0 | 0
0 | 0 | 0 | 0 | 0 | 0 | 0 | 0 | 0 | 0 | 0 | 0 | 0 | 0 | 0 | 0 | 0 | 0 | 0 | 0 | 0
0 | 0 | 0 | 0 | 0 | 0 | 0 | 0 | 0 | 0 | 0 | 0 | 0 | 0 | 0 | 0 | 0 | 0 | 0 | 0 | 0
0 | 0 | 0 | 0 | 0 | 0 | 0 | 0 | 0 | 0 | 0 | 0 | 0 | 0 | 0 | 0 | 0 | 0 | 0 | 0 | 0
0 | 0 | 0 | 0 | 0 | 0 | 0 | 0 | 0 | 0 | 0 | 0 | 0 | 0 | 0 | 0 | 0 | 0 | 0 | 0 | 0
0 | 0 | 0 | 0 | 0 | 0 | 0 | 0 | 0 | 0 | 0 | 0 | 0 | 0 | 0 | 0 | 0 | 0 | 0 | 0 | 0
0 | 0 | 0 | 0 | 0 | 0 | 0 | 0 | 0 | 0 | 0 | 0 | 0 | 0 | 0 | 0 | 0 | 0 | 0 | 0 | 0
0 | 0 | 0 | 0 | 0 | 0 | 0 | 0 | 0 | 0 | 0 | 0 | 0 | 0 | 0 | 0 | 0 | 0 | 0 | 0 | 0
0 | 0 | 0 | 0 | 0 | 0 | 0 | 0 | 0 | 0 | 0 | 0 | 0 | 0 | 0 | 0 | 0 | 0 | 0 | 0 | 0
0 | 0 | 0 | 0 | 0 | 0 | 0 | 0 | 0 | 0 | 0 | 0 | 0 | 0 | 0 | 0 | 0 | 0 | 0 | 0 | 0
0 | 0 | 0 | 0 | 0 | 0 | 0 | 0 | 0 | 0 | 0 | 0 | 0 | 0 | 0 | 0 | 0 | 0 | 0 | 0 | 0
0 | 0 | 0 | 0 | 0 | 0 | 0 | 0 | 0 | 0 | 0 | 0 | 0 | 0 | 0 | 0 | 0 | 0 | 0 | 0 | 0
0 | 0 | 0 | 0 | 0 | 0 | 0 | 0 | 0 | 0 | 0 | 0 | 0 | 0 | 0 | 0 | 0 | 0 | 0 | 0 | 0
0 | 0 | 0 | 0 | 0 | 0 | 0 | 0 | 0 | 0 | 0 | 0 | 0 | 0 | 0 | 0 | 0 | 0 | 0 | 0 | 0
0 | 0 | 0 | 0 | 0 | 0 | 0 | 0 | 0 | 0 | 0 | 0 | 0 | 0 | 0 | 0 | 0 | 0 | 0 | 0 | 0
0 | 0 | 0 | 0 | 0 | 0 | 0 | 0 | 0 | 0 | 0 | 0 | 0 | 0 | 0 | 0 | 0 | 0 | 0 | 0 | 0
0 | 0 | 0 | 0 | 0 | 0 | 0 | 0 | 0 | 0 | 0 | 0 | 0 | 0 | 0 | 0 | 0 | 0 | 0 | 0 | 0
0 | 0 | 0 | 0 | 0 | 0 | 0 | 0 | 0 | 0 | 0 | 0 | 0 | 0 | 0 | 0 | 0 | 0 | 0 | 0 | 0
0 | 0 | 0 | 0 | 0 | 0 | 0 | 0 | 0 | 0 | 0 | 0 | 0 | 0 | 0 | 0 | 0 | 0 | 0 | 0 | 0
0 | 0 | 0 | 0 | 0 | 0 | 0 | 0 | 0 | 0 | 0 | 0 | 0 | 0 | 0 | 0 | 0 | 0 | 0 | 0 | 0
0 | 0 | 0 | 0 | 0 | 0 | 0 | 0 | 0 | 0 | 0 | 0 | 0 | 0 | 0 | 0 | 0 | 0 | 0 | 0 | 0
0 | 0 | 0 | 0 | 0 | 0 | 0 | 0 | 0 | 0 | 0 | 0 | 0 | 0 | 0 | 0 | 0 | 0 | 0 | 0 | 0
0 | 0 | 0 | 0 | 0 | 0 | 0 | 0 | 0 | 0 | 0 | 0 | 0 | 0 | 0 | 0 | 0 | 0 | 0 | 0 | 0
0 | 0 | 0 | 0 | 0 | 0 | 0 | 0 | 0 | 0 | 0 | 0 | 0 | 0 | 0 | 0 | 0 | 0 | 0 | 0 | 0
0 | 0 | 0 | 0 | 0 | 0 | 0 | 0 | 0 | 0 | 0 | 0 | 0 | 0 | 0 | 0 | 0 | 0 | 0 | 0 | 0
0 | 0 | 0 | 0 | 0 | 0 | 0 | 0 | 0 | 0 | 0 | 0 | 0 | 0 | 0 | 0 | 0 | 0 | 0 | 0 | 0
0 | 0 | 0 | 0 | 0 | 0 | 0 | 0 | 0 | 0 | 0 | 0 | 0 | 0 | 0 | 0 | 0 | 0 | 0 | 0 | 0
0 | 0 | 0 | 0 | 0 | 0 | 0 | 0 | 0 | 0 | 0 | 0 | 0 | 0 | 0 | 0 | 0 | 0 | 0 | 0 | 0
0 | 0 | 0 | 0 | 0 | 0 | 0 | 0 | 0 | 0 | 0 | 0 | 0 | 0 | 0 | 0 | 0 | 0 | 0 | 0 | 0
0 | 0 | 0 | 0 | 0 | 0 | 0 | 0 | 0 | 0 | 0 | 0 | 0 | 0 | 0 | 0 | 0 | 0 | 0 | 0 | 0
0 | 0 | 0 | 0 | 0 | 0 | 0 | 0 | 0 | 0 | 0 | 0 | 0 | 0 | 0 | 0 | 0 | 0 | 0 | 0 | 0
0 | 0 | 0 | 0 | 0 | 0 | 0 | 0 | 0 | 0 | 0 | 0 | 0 | 0 | 0 | 0 | 0 | 0 | 0 | 0 | 0
0 | 0 | 0 | 0 | 0 | 0 | 0 | 0 | 0 | 0 | 0 | 0 | 0 | 0 | 0 | 0 | 0 | 0 | 0 | 0 | 0
0 | 0 | 0 | 0 | 0 | 0 | 0 | 0 | 0 | 0 | 0 | 0 | 0 | 0 | 0 | 0 | 0 | 0 | 0 | 0 | 0
0 | 0 | 0 | 0 | 0 | 0 | 0 | 0 | 0 | 0 | 0 | 0 | 0 | 0 | 0 | 0 | 0 | 0 | 0 | 0 | 0
0 | 0 | 0 | 0 | 0 | 0 | 0 | 0 | 0 | 0 | 0 | 0 | 0 | 0 | 0 | 0 | 0 | 0 | 0 | 0 | 0
0 | 0 | 0 | 0 | 0 | 0 | 0 | 0 | 0 | 0 | 0 | 0 | 0 | 0 | 0 | 0 | 0 | 0 | 0 | 0 | 0
0 | 0 | 0 | 0 | 0 | 0 | 0 | 0 | 0 | 0 | 0 | 0 | 0 | 0 | 0 | 0 | 0 | 0 | 0 | 0 | 0
0 | 0 | 0 | 0 | 0 | 0 | 0 | 0 | 0 | 0 | 0 | 0 | 0 | 0 | 0 | 0 | 0 | 0 | 0 | 0 | 0
0 | 0 | 0 | 0 | 0 | 0 | 0 | 0 | 0 | 0 | 0 | 0 | 0 | 0 | 0 | 0 | 0 | 0 | 0 | 0 | 0
0 | 0 | 0 | 0 | 0 | 0 | 0 | 0 | 0 | 0 | 0 | 0 | 0 | 0 | 0 | 0 | 0 | 0 | 0 | 0 | 0
0 | 0 | 0 | 0 | 0 | 0 | 0 | 0 | 0 | 0 | 0 | 0 | 0 | 0 | 0 | 0 | 0 | 0 | 0 | 0 | 0
0 | 0 | 0 | 0 | 0 | 0 | 0 | 0 | 0 | 0 | 0 | 0 | 0 | 0 | 0 | 0 | 0 | 0 | 0 | 0 | 0
0 | 0 | 0 | 0 | 0 | 0 | 0 | 0 | 0 | 0 | 0 | 0 | 0 | 0 | 0 | 0 | 0 | 0 | 0 | 0 | 0
0 | 0 | 0 | 0 | 0 | 0 | 0 | 0 | 0 | 0 | 0 | 0 | 0 | 0 | 0 | 0 | 0 | 0 | 0 | 0 | 0
0 | 0 | 0 | 0 | 0 | 0 | 0 | 0 | 0 | 0 | 0 | 0 | 0 | 0 | 0 | 0 | 0 | 0 | 0 | 0 | 0
0 | 0 | 0 | 0 | 0 | 0 | 0 | 0 | 0 | 0 | 0 | 0 | 0 | 0 | 0 | 0 | 0 | 0 | 0 | 0 | 0
0 | 0 | 0 | 0 | 0 | 0 | 0 | 0 | 0 | 0 | 0 | 0 | 0 | 0 | 0 | 0 | 0 | 0 | 0 | 0 | 0
0 | 0 | 0 | 0 | 0 | 0 | 0 | 0 | 0 | 0 | 0 | 0 | 0 | 0 | 0 | 0 | 0 | 0 | 0 | 0 | 0
0 | 0 | 0 | 0 | 0 | 0 | 0 | 0 | 0 | 0 | 0 | 0 | 0 | 0 | 0 | 0 | 0 | 0 | 0 | 0 | 0
0 | 0 | 0 | 0 | 0 | 0 | 0 | 0 | 0 | 0 | 0 | 0 | 0 | 0 | 0 | 0 | 0 | 0 | 0 | 0 | 0
0 | 0 | 0 | 0 | 0 | 0 | 0 | 0 | 0 | 0 | 0 | 0 | 0 | 0 | 0 | 0 | 0 | 0 | 0 | 0 | 0
0 | 0 | 0 | 0 | 0 | 0 | 0 | 0 | 0 | 0 | 0 | 0 | 0 | 0 | 0 | 0 | 0 | 0 | 0 | 0 | 0
0 | 0 | 0 | 0 | 0 | 0 | 0 | 0 | 0 | 0 | 0 | 0 | 0 | 0 | 0 | 0 | 0 | 0 | 0 | 0 | 0
0 | 0 | 0 | 0 | 0 | 0 | 0 | 0 | 0 | 0 | 0 | 0 | 0 | 0 | 0 | 0 | 0 | 0 | 0 | 0 | 0
0 | 0 | 0 | 0 | 0 | 0 | 0 | 0 | 0 | 0 | 0 | 0 | 0 | 0 | 0 | 0 | 0 | 0 | 0 | 0 | 0
0 | 0 | 0 | 0 | 0 | 0 | 0 | 0 | 0 | 0 | 0 | 0 | 0 | 0 | 0 | 0 | 0 | 0 | 0 | 0 | 0
0 | 0 | 0 | 0 | 0 | 0 | 0 | 0 | 0 | 0 | 0 | 0 | 0 | 0 | 0 | 0 | 0 | 0 | 0 | 0 | 0
0 | 0 | 0 | 0 | 0 | 0 | 0 | 0 | 0 | 0 | 0 | 0 | 0 | 0 | 0 | 0 | 0 | 0 | 0 | 0 | 0
0 | 0 | 0 | 0 | 0 | 0 | 0 | 0 | 0 | 0 | 0 | 0 | 0 | 0 | 0 | 0 | 0 | 0 | 0 | 0 | 0
0 | 0 | 0 | 0 | 0 | 0 | 0 | 0 | 0 | 0 | 0 | 0 | 0 | 0 | 0 | 0 | 0 | 0 | 0 | 0 | 0
0 | 0 | 0 | 0 | 0 | 0 | 0 | 0 | 0 | 0 | 0 | 0 | 0 | 0 | 0 | 0 | 0 | 0 | 0 | 0 | 0
0 | 0 | 0 | 0 | 0 | 0 | 0 | 0 | 0 | 0 | 0 | 0 | 0 | 0 | 0 | 0 | 0 | 0 | 0 | 0 | 0
0 | 0 | 0 | 0 | 0 | 0 | 0 | 0 | 0 | 0 | 0 | 0 | 0 | 0 | 0 | 0 | 0 | 0 | 0 | 0 | 0
0 | 0 | 0 | 0 | 0 | 0 | 0 | 0 | 0 | 0 | 0 | 0 | 0 | 0 | 0 | 0 | 0 | 0 | 0 | 0 | 0
0 | 0 | 0 | 0 | 0 | 0 | 0 | 0 | 0 | 0 | 0 | 0 | 0 | 0 | 0 | 0 | 0 | 0 | 0 | 0 | 0
0 | 0 | 0 | 0 | 0 | 0 | 0 | 0 | 0 | 0 | 0 | 0 | 0 | 0 | 0 | 0 | 0 | 0 | 0 | 0 | 0
0 | 0 | 0 | 0 | 0 | 0 | 0 | 0 | 0 | 0 | 0 | 0 | 0 | 0 | 0 | 0 | 0 | 0 | 0 | 0 | 0
0 | 0 | 0 | 0 | 0 | 0 | 0 | 0 | 0 | 0 | 0 | 0 | 0 | 0 | 0 | 0 | 0 | 0 | 0 | 0 | 0
0 | 0 | 0 | 0 | 0 | 0 | 0 | 0 | 0 | 0 | 0 | 0 | 0 | 0 | 0 | 0 | 0 | 0 | 0 | 0 | 0
0 | 0 | 0 | 0 | 0 | 0 | 0 | 0 | 0 | 0 | 0 | 0 | 0 | 0 | 0 | 0 | 0 | 0 | 0 | 0 | 0
0 | 0 | 0 | 0 | 0 | 0 | 0 | 0 | 0 | 0 | 0 | 0 | 0 | 0 | 0 | 0 | 0 | 0 | 0 | 0 | 0
0 | 0 | 0 | 0 | 0 | 0 | 0 | 0 | 0 | 0 | 0 | 0 | 0 | 0 | 0 | 0 | 0 | 0 | 0 | 0 | 0
0 | 0 | 0 | 0 | 0 | 0 | 0 | 0 | 0 | 0 | 0 | 0 | 0 | 0 | 0 | 0 | 0 | 0 | 0 | 0 | 0
0 | 0 | 0 | 0 | 0 | 0 | 0 | 0 | 0 | 0 | 0 | 0 | 0 | 0 | 0 | 0 | 0 | 0 | 0 | 0 | 0
0 | 0 | 0 | 0 | 0 | 0 | 0 | 0 | 0 | 0 | 0 | 0 | 0 | 0 | 0 | 0 | 0 | 0 | 0 | 0 | 0
0 | 0 | 0 | 0 | 0 | 0 | 0 | 0 | 0 | 0 | 0 | 0 | 0 | 0 | 0 | 0 | 0 | 0 | 0 | 0 | 0
0 | 0 | 0 | 0 | 0 | 0 | 0 | 0 | 0 | 0 | 0 | 0 | 0 | 0 | 0 | 0 | 0 | 0 | 0 | 0 | 0
0 | 0 | 0 | 0 | 0 | 0 | 0 | 0 | 0 | 0 | 0 | 0 | 0 | 0 | 0 | 0 | 0 | 0 | 0 | 0 | 0
0 | 0 | 0 | 0 | 0 | 0 | 0 | 0 | 0 | 0 | 0 | 0 | 0 | 0 | 0 | 0 | 0 | 0 | 0 | 0 | 0
0 | 0 | 0 | 0 | 0 | 0 | 0 | 0 | 0 | 0 | 0 | 0 | 0 | 0 | 0 | 0 | 0 | 0 | 0 | 0 | 0
0 | 0 | 0 | 0 | 0 | 0 | 0 | 0 | 0 | 0 | 0 | 0 | 0 | 0 | 0 | 0 | 0 | 0 | 0 | 0 | 0
0 | 0 | 0 | 0 | 0 | 0 | 0 | 0 | 0 | 0 | 0 | 0 | 0 | 0 | 0 | 0 | 0 | 0 | 0 | 0 | 0
0 | 0 | 0 | 0 | 0 | 0 | 0 | 0 | 0 | 0 | 0 | 0 | 0 | 0 | 0 | 0 | 0 | 0 | 0 | 0 | 0
0 | 0 | 0 | 0 | 0 | 0 | 0 | 0 | 0 | 0 | 0 | 0 | 0 | 0 | 0 | 0 | 0 | 0 | 0 | 0 | 0
0 | 0 | 0 | 0 | 0 | 0 | 0 | 0 | 0 | 0 | 0 | 0 | 0 | 0 | 0 | 0 | 0 | 0 | 0 | 0 | 0
0 | 0 | 0 | 0 | 0 | 0 | 0 | 0 | 0 | 0 | 0 | 0 | 0 | 0 | 0 | 0 | 0 | 0 | 0 | 0 | 0
0 | 0 | 0 | 0 | 0 | 0 | 0 | 0 | 0 | 0 | 0 | 0 | 0 | 0 | 0 | 0 | 0 | 0 | 0 | 0 | 0
0 | 0 | 0 | 0 | 0 | 0 | 0 | 0 | 0 | 0 | 0 | 0 | 0 | 0 | 0 | 0 | 0 | 0 | 0 | 0 | 0
0 | 0 | 0 | 0 | 0 | 0 | 0 | 0 | 0 | 0 | 0 | 0 | 0 | 0 | 0 | 0 | 0 | 0 | 0 | 0 | 0
0 | 0 | 0 | 0 | 0 | 0 | 0 | 0 | 0 | 0 | 0 | 0 | 0 | 0 | 0 | 0 | 0 | 0 | 0 | 0 | 0
0 | 0 | 0 | 0 | 0 | 0 | 0 | 0 | 0 | 0 | 0 | 0 | 0 | 0 | 0 | 0 | 0 | 0 | 0 | 0 | 0
0 | 0 | 0 | 0 | 0 | 0 | 0 | 0 | 0 | 0 | 0 | 0 | 0 | 0 | 0 | 0 | 0 | 0 | 0 | 0 | 0
0 | 0 | 0 | 0 | 0 | 0 | 0 | 0 | 0 | 0 | 0 | 0 | 0 | 0 | 0 | 0 | 0 | 0 | 0 | 0 | 0
0 | 0 | 0 | 0 | 0 | 0 | 0 | 0 | 0 | 0 | 0 | 0 | 0 | 0 | 0 | 0 | 0 | 0 | 0 | 0 | 0
0 | 0 | 0 | 0 | 0 | 0 | 0 | 0 | 0 | 0 | 0 | 0 | 0 | 0 | 0 | 0 | 0 | 0 | 0 | 0 | 0
0 | 0 | 0 | 0 | 0 | 0 | 0 | 0 | 0 | 0 | 0 | 0 | 0 | 0 | 0 | 0 | 0 | 0 | 0 | 0 | 0
0 | 0 | 0 | 0 | 0 | 0 | 0 | 0 | 0 | 0 | 0 | 0 | 0 | 0 | 0 | 0 | 0 | 0 | 0 | 0 | 0
0 | 0 | 0 | 0 | 0 | 0 | 0 | 0 | 0 | 0 | 0 | 0 | 0 | 0 | 0 | 0 | 0 | 0 | 0 | 0 | 0
0 | 0 | 0 | 0 | 0 | 0 | 0 | 0 | 0 | 0 | 0 | 0 | 0 | 0 | 0 | 0 | 0 | 0 | 0 | 0 | 0
0 | 0 | 0 | 0 | 0 | 0 | 0 | 0 | 0 | 0 | 0 | 0 | 0 | 0 | 0 | 0 | 0 | 0 | 0 | 0 | 0
0 | 0 | 0 | 0 | 0 | 0 | 0 | 0 | 0 | 0 | 0 | 0 | 0 | 0 | 0 | 0 | 0 | 0 | 0 | 0 | 0
0 | 0 | 0 | 0 | 0 | 0 | 0 | 0 | 0 | 0 | 0 | 0 | 0 | 0 | 0 | 0 | 0 | 0 | 0 | 0 | 0
0 | 0 | 0 | 0 | 0 | 0 | 0 | 0 | 0 | 0 | 0 | 0 | 0 | 0 | 0 | 0 | 0 | 0 | 0 | 0 | 0
0 | 0 | 0 | 0 | 0 | 0 | 0 | 0 | 0 | 0 | 0 | 0 | 0 | 0 | 0 | 0 | 0 | 0 | 0 | 0 | 0
0 | 0 | 0 | 0 | 0 | 0 | 0 | 0 | 0 | 0 | 0 | 0 | 0 | 0 | 0 | 0 | 0 | 0 | 0 | 0 | 0
0 | 0 | 0 | 0 | 0 | 0 | 0 | 0 | 0 | 0 | 0 | 0 | 0 | 0 | 0 | 0 | 0 | 0 | 0 | 0 | 0
0 | 0 | 0 | 0 | 0 | 0 | 0 | 0 | 0 | 0 | 0 | 0 | 0 | 0 | 0 | 0 | 0 | 0 | 0 | 0 | 0
0 | 0 | 0 | 0 | 0 | 0 | 0 | 0 | 0 | 0 | 0 | 0 | 0 | 0 | 0 | 0 | 0 | 0 | 0 | 0 | 0
0 | 0 | 0 | 0 | 0 | 0 | 0 | 0 | 0 | 0 | 0 | 0 | 0 | 0 | 0 | 0 | 0 | 0 | 0 | 0 | 0
0 | 0 | 0 | 0 | 0 | 0 | 0 | 0 | 0 | 0 | 0 | 0 | 0 | 0 | 0 | 0 | 0 | 0 | 0 | 0 | 0
0 | 0 | 0 | 0 | 0 | 0 | 0 | 0 | 0 | 0 | 0 | 0 | 0 | 0 | 0 | 0 | 0 | 0 | 0 | 0 | 0
0 | 0 | 0 | 0 | 0 | 0 | 0 | 0 | 0 | 0 | 0 | 0 | 0 | 0 | 0 | 0 | 0 | 0 | 0 | 0 | 0
0 | 0 | 0 | 0 | 0 | 0 | 0 | 0 | 0 | 0 | 0 | 0 | 0 | 0 | 0 | 0 | 0 | 0 | 0 | 0 | 0
0 | 0 | 0 | 0 | 0 | 0 | 0 | 0 | 0 | 0 | 0 | 0 | 0 | 0 | 0 | 0 | 0 | 0 | 0 | 0 | 0
0 | 0 | 0 | 0 | 0 | 0 | 0 | 0 | 0 | 0 | 0 | 0 | 0 | 0 | 0 | 0 | 0 | 0 | 0 | 0 | 0
0 | 0 | 0 | 0 | 0 | 0 | 0 | 0 | 0 | 0 | 0 | 0 | 0 | 0 | 0 | 0 | 0 | 0 | 0 | 0 | 0
0 | 0 | 0 | 0 | 0 | 0 | 0 | 0 | 0 | 0 | 0 | 0 | 0 | 0 | 0 | 0 | 0 | 0 | 0 | 0 | 0
0 | 0 | 0 | 0 | 0 | 0 | 0 | 0 | 0 | 0 | 0 | 0 | 0 | 0 | 0 | 0 | 0 | 0 | 0 | 0 | 0

## Output
Program Summary |  |  |  |  | Performance Earnings Basis |  |  |  | Avoided Cost Version
Proposer Name |  | Southern California Edison |  |  | Resource Benefit, net. |  | 655593783.629 |  | 2006-06-01
Program Name |  | Business Incentives & Services |  |  | Incr Measure Cost, net. |  | 120796839.6406 |  | 2006-07-13
Total Program Budget ($) |  | 117806715.2616 |  |  | Program Incentive Cost, net |  | 80447903.1071 |  | Base Year
Incentives and Rebates ($) |  | 80447903.1071 | 68469169.8601 |  | Program Admin Cost |  | 37358812.1545 |  | 2006
Net Incremental Measure Cost ($) |  | 120796839.6406 |  |  | Performance Earnings Basis |  | 510887777.3451 |  | SCE Tool 3b4.xls
Program Impacts
| Annual Net kWh | Lifecycle Net kWh | Annual Net Therms | Lifecycle Net Therms | Net Jul-Sept Pk (kW) | Net Dec-Feb Pk (kW) | Net CEC (kW) | User Entered kW
2006-2008 | 1047913884.1014 | 8987799175.5367 | 0 | 0 | 374635.5466 | 356578.5091 | 227397.3129 | 374807.7651
2009-2012 | 108841606.4529 | 1634588714.2322 | 0 | 0 | 12808.7449 | 12072.3412 | 23618.6286 | 12826.1703
Total 2006-2012 | 1156755490.5543 | 10622387889.7689 | 0 | 0 | 387444.2915 | 368650.8503 | 251015.9415 | 387633.9355
Cost Effectiveness (Lifecycle Present Value Dollars)
|  | Benefits |  |  | Benefit - Cost
| Cost | Electric | Gas | Incentives | NPV | B/C Ratio | Notes
Program TRC ($) | 158155651.795 | 655593783.629 | 0 | NA | 497438131.8339 | 4.1452 | *1
Program PAC ($) | 105827982.0145 | 655593783.629 | 0 | NA | 549765801.6144 | 6.1949 | *1,2
Program RIM ($) | 1243103002.9792 | 655593783.629 | 0 | NA | -587509219.3502 | 0.52738 | *1
*1 B/C Ratio is an approximation because any supply cost increases are treated as negative benefits rather than as a cost as in the Standard Practice Manual
*2 PAC benefits include environmental costs. This is to be consistent with the TRC benefits, but is not strictly consistent with the Standard Practice Manual.
Levelized Cost and Benefit (All Measures Installed through 2012)
| Discounted Savings |  |  |  | Benefit - Cost
| kWh | Therms | Cost | Benefits | NPV
TRC ($/kWh ) | 6224155520.0822 |  | 0.02541 | 0.10533 | 0.079921
PAC ($/kWh) | 6224155520.0822 |  | 0.017003 | 0.10533 | 0.088328
RIM ($/kWh) | 6224155520.0822 |  | 0.19972 | 0.10533 | -0.094392
TRC ($/therm) |  | 0 | #DIV/0! | #DIV/0! | #DIV/0!
PAC ($/therm) |  | 0 | #DIV/0! | #DIV/0! | #DIV/0!
RIM ($/therm) |  | 0 | #DIV/0! | #DIV/0! | #DIV/0!
Emissions Reductions
| Electric Reductions |  |  | Gas Reductions
Annual Reductions | CO2 (tons) | NOX (lbs) | PM-10 (lbs) | CO2 (tons) | NOX (lbs)
2006 | 142284.1578 | 38967.9842 | 18213.9589 | 0 | 0 | * annual reductions are the units
2007 | 227993.1837 | 62462.0392 | 29183.081 | 0 | 0 | implemented in the year, times
2008 | 238288.8242 | 65324.6461 | 30495.6334 | 0 | 0 | the annual emission reduction
2009 | 36546.0428 | 9822.4014 | 4701.8138 | 0 | 0 | for the measure.
2010 | 24971.4717 | 6654.55 | 3219.8716 | 0 | 0
2011 | 0 | 0 | 0 | 0 | 0
2012 | 0 | 0 | 0 | 0 | 0
Total Annual | 670083.6803 | 183231.6208 | 85814.3587 | 0 | 0
Lifecycle Reductions
2006 | 1201081.2458 | 329936.3101 | 153626.9444 | 0 | 0
2007 | 1975526.6235 | 542620.7108 | 252691.0534 | 0 | 0
2008 | 2060938.8163 | 566429.8503 | 263572.2375 | 0 | 0
2009 | 557105.6887 | 149764.6026 | 71670.0725 | 0 | 0
2010 | 366804.9191 | 97719.6973 | 47300.1792 | 0 | 0
2011 | 0 | 0 | 0 | 0 | 0
2012 | 0 | 0 | 0 | 0 | 0
Total Lifecycle | 6161457.2933 | 1686471.1711 | 788860.4871 | 0 | 0
Reductions based on total annual installations
| Annual Net kWh | Lifecycle Net kWh | Annual Net Therms | Lifecycle Net Therms | Net July-Sept Peak (kW) | Net Dec-Feb (kW) | Net CEC (kW) | User Entered kW | Net Annual NCP (kW)
2006 | 245164990.8284 | 2061618590.7718 | 0 | 0 | 87422.2813 | 83259.5018 | 53200.803 | 87461.4886 | 64260.5477
2007 | 392673774.3833 | 3391168167.0052 | 0 | 0 | 139333.9569 | 132610.5558 | 85210.209 | 139400.4625 | 98776.9066
2008 | 410075118.8898 | 3535012417.7597 | 0 | 0 | 147879.3084 | 140708.4515 | 88986.3008 | 147945.814 | 92928.3801
2009 | 64389888.213 | 981359006.4603 | 0 | 0 | 7743.6662 | 7275.7622 | 13972.6057 | 7761.0916 | 21703.2305
2010 | 44451718.2399 | 653229707.7719 | 0 | 0 | 5065.0787 | 4796.579 | 9646.0229 | 5065.0787 | -72400.4564
2011 | 0 | 0 | 0 | 0 | 0 | 0 | 0 | 0 | -33561.9562
2012 | 0 | 0 | 0 | 0 | 0 | 0 | 0 | 0 | -24960.1138
Total | 1156755490.5543 | 10622387889.7689 | 0 | 0 | 387444.2915 | 368650.8503 | 251015.9415 | 387633.9355 | 146746.5385
Net Impacts by Sector (All Measures Installed through 2012)
| Annual Net kWh | Lifecycle Net kWh | Annual Net Therms | Lifecycle Net Therms | Net July-Sept Peak (kW) | Net Dec-Feb (kW) | Net CEC (kW) | User Entered kW | TRC Lifecycle Net Benefits* ($)
Total | 1156755490.5543 | 10622387889.7689 | 0 | 0 | 387444.2915 | 368650.8503 | 251015.9415 | 387633.9355 | 497438131.8339
Residential | 0 | 0 | 0 | 0 | 0 | 0 | 0 | 0 | 0
Small_Office | 75236416.0048 | 882266725.9692 | 0 | 0 | 18568.1303 | 18506.9987 | 16326.3023 | 18568.1303 | 44313542.0477
Large_Office | 23618959.6489 | 374433419.6697 | 0 | 0 | 3420.9124 | 3204.9995 | 5125.3142 | 3420.9124 | 17404607.3878
Small_Retail_Store | 81387002.7501 | 877564832.668 | 0 | 0 | 22849.5831 | 22755.3354 | 17660.9796 | 22849.5831 | 43136500.788
Large_Retail_Store | 22408834.2104 | 353809529.2095 | 0 | 0 | 3403.5661 | 3309.8366 | 4862.717 | 3403.5661 | 17626522.4069
Grocery_Store | 23213733.9562 | 254946361.8387 | 0 | 0 | 3823.164 | 1578.1798 | 5037.3803 | 3823.164 | 7868513.4301
Food_Store | 1100496.3048 | 17607940.8772 | 0 | 0 | 159.4922 | 159.4922 | 238.8077 | 159.4922 | 814054.4008
Restaurant | 24778522.5068 | 135108130.9215 | 0 | 0 | 16604.5159 | 16327.3923 | 5376.9394 | 16604.5159 | 8358701.0811
Fast_Food_Restaurant | 193680 | 2324160 | 0 | 0 | 43.2 | 40.176 | 42.0286 | 43.2 | 6863.2983
Sit_Down_Restaurant | 462982.7197 | 6016813.9278 | 0 | 0 | 57.3398 | 20.4833 | 100.4673 | 57.3398 | 269201.9467
Storage_Building | 44770902.9614 | 467016333.1744 | 0 | 0 | 10833.49 | 5789.0229 | 9715.2859 | 10833.49 | 18416842.4382
Refrigerated_Warehouse | 10362399.1525 | 123551215.0809 | 0 | 0 | 2548.745 | 2285.0466 | 2248.6406 | 2548.745 | 5199275.7747
Non-Refrig._Warehouse | 8245795.5664 | 130906833.9008 | 0 | 0 | 1297.3595 | 1265.6474 | 1789.3376 | 1297.3595 | 6259009.0128
Hotel_Motel | 142489240.3337 | 429744328.671 | 0 | 0 | 128243.2882 | 127499.9847 | 30920.1652 | 128243.2882 | 26164054.192
Medical_Clinic | 209128.2378 | 3346051.8041 | 0 | 0 | 30.3084 | 30.3084 | 45.3808 | 30.3084 | 147990.969
School | 10754085.5917 | 118348987.9033 | 0 | 0 | 2896.7301 | 663.5383 | 2333.6366 | 2896.7301 | 6856404.9629
K_thru_12_School | 22532988.9327 | 259016364.0662 | 0 | 0 | 6589.8369 | 6573.5568 | 4889.6586 | 6589.8369 | 12907810.3677
College_University | 14813336.094 | 240548471.8985 | 0 | 0 | 2416.6825 | 2163.6664 | 3214.4939 | 2416.6825 | 10515252.8888
Assembly | 7054282.5719 | 62269870.2476 | 0 | 0 | 4704.1095 | 536.0607 | 1530.7793 | 4704.1095 | 3773720.148
Trans_Comm_Util | 0 | 0 | 0 | 0 | 0 | 0 | 0 | 0 | 0
Misc._Commercial | 268604085.5313 | 1947289656.2913 | 0 | 0 | 70061.0137 | 67710.5596 | 58287.0866 | 70250.6577 | 109532539.1408
Industrial | 259630685.0473 | 2947714241.5246 | 0 | 0 | 39003.9286 | 39427.9528 | 56339.8587 | 39003.9286 | 111328236.9508
Agricultural | 18914672.2905 | 53766056.9604 | 0 | 0 | 16472.8091 | 16468.4794 | 4104.4839 | 16472.8091 | 5085567.4418
Hospital | 95973260.1416 | 934791563.1644 | 0 | 0 | 33416.086 | 32334.1325 | 20826.1975 | 33416.086 | 41452920.7592
* Include program-level and admin costs allocated based to total gas and electric programs at the measure level.
Net Impacts by CPUC End Use Categories (All Measures Installed through 2012)
| Annual Net kWh | Lifecycle Net kWh | Annual Net Therms | Lifecycle Net Therms | Net July-Sept Peak (kW) | Net Dec-Feb Pk (kW) | Net CEC (kW) | User Entered kW | TRC Lifecycle Net Benefits* ($)
Total | 1156755490.5543 | 10622387889.7689 | 0 | 0 | 387444.2915 | 368650.8503 | 251015.9415 | 387633.9355 | 497438131.8339
Clothes Dryer | 0 | 0 | 0 | 0 | 0 | 0 | 0 | 0 | 0
Clothes Washer | 0 | 0 | 0 | 0 | 0 | 0 | 0 | 0 | 0
Consumer Electronics | 0 | 0 | 0 | 0 | 0 | 0 | 0 | 0 | 0
Cooking | 0 | 0 | 0 | 0 | 0 | 0 | 0 | 0 | 0
Dishwasher | 0 | 0 | 0 | 0 | 0 | 0 | 0 | 0 | 0
Other Appliance | 0 | 0 | 0 | 0 | 0 | 0 | 0 | 0 | 0
Office Equipment | 0 | 0 | 0 | 0 | 0 | 0 | 0 | 0 | 0
Building shell | 0 | 0 | 0 | 0 | 0 | 0 | 0 | 0 | 0
Space Cooling | 153023421.6945 | 2051240396.8988 | 0 | 0 | 17721.8849 | 12828.0436 | 33206.0825 | 17721.8849 | 97460402.1267
Space Heating | 0 | 0 | 0 | 0 | 0 | 0 | 0 | 0 | 0
Ventilation | 0 | 0 | 0 | 0 | 0 | 0 | 0 | 0 | 0
Interior Lighting | 573875850.0262 | 4643127241.9228 | 0 | 0 | 303416.4866 | 289486.472 | 124531.0595 | 303416.4866 | 242034538.4476
Exterior Lighting | 4232927.6357 | 57195370.5106 | 0 | 0 | 0 | 189.644 | 918.5453 | 189.644 | 1933990.6225
Daylighting | 0 | 0 | 0 | 0 | 0 | 0 | 0 | 0 | 0
Motors | 12709535.8866 | 142761521.1338 | 0 | 0 | 1063.7893 | 1039.6925 | 2757.9693 | 1063.7893 | 3111262.8503
Process | 246072777.5045 | 2799990450.7816 | 0 | 0 | 35458.9876 | 35905.6816 | 53397.7927 | 35458.9876 | 104545426.5813
Compressed Air | 0 | 0 | 0 | 0 | 0 | 0 | 0 | 0 | 0
Food Processor | 0 | 0 | 0 | 0 | 0 | 0 | 0 | 0 | 0
Refrigeration | 24645709.8566 | 331838374.3095 | 0 | 0 | 2852.3652 | 2652.6997 | 5348.119 | 2852.3652 | 12019433.4658
Freezers | 0 | 0 | 0 | 0 | 0 | 0 | 0 | 0 | 0
Pumps | 0 | 0 | 0 | 0 | 0 | 0 | 0 | 0 | 0
Pool Pump | 0 | 0 | 0 | 0 | 0 | 0 | 0 | 0 | 0
Domestic Hot Water | 0 | 0 | 0 | 0 | 0 | 0 | 0 | 0 | 0
Water Heating | 0 | 0 | 0 | 0 | 0 | 0 | 0 | 0 | 0
Other | 142195267.9504 | 596234534.2117 | 0 | 0 | 26930.7779 | 26548.617 | 30856.3731 | 26930.7779 | 36333077.7397
* Include program-level and admin costs allocated based to total gas and electric programs at the measure level.
Net Impacts by Climate Zone (All Measures Installed through 2012)
| Annual Net kWh | Lifecycle Net kWh | Annual Net Therms | Lifecycle Net Therms | Net July-Sept Peak (kW) | Net dec-Feb Pk (kW) | Net CEC (kW) | User Entered kW | TRC Lifecycle Net Benefits* ($)
Total | 1156755490.5543 | 10622387889.7689 | 0 | 0 | 387444.2915 | 368650.8503 | 251015.9415 | 251015.9415 | 497438131.8339
6 | 69345908.5557 | 1069608385.3706 | 0 | 0 | 8649.5772 | 8271.8573 | 15048.0622 | 15048.0622 | 39159261.9981
8 | 126325099.4477 | 1844518088.1129 | 0 | 0 | 16688.0359 | 14565.6894 | 27412.5466 | 27412.5466 | 75266402.8791
9 | 56975392.3274 | 857607618.2604 | 0 | 0 | 6259.1987 | 5500.6312 | 12363.6601 | 12363.6601 | 34567122.9027
10 | 60638728.7017 | 824780769.2743 | 0 | 0 | 6968.9651 | 6034.6804 | 13158.6041 | 13158.6041 | 31895454.3279
13 | 29215526.1936 | 381461666.1329 | 0 | 0 | 3100.5985 | 2944.4642 | 6339.7692 | 6339.7692 | 14011908.9167
14 | 8038867.3982 | 102408903.1214 | 0 | 0 | 951.7151 | 789.869 | 1744.4342 | 1744.4342 | 4386766.0193
15 | 10303068.7298 | 149475758.8492 | 0 | 0 | 1333.0685 | 1078.9508 | 2235.7659 | 2235.7659 | 6389800.0464
16 | 59906.003 | 898590.0447 | 0 | 0 | 8.3203 | 5.3085 | 12.9996 | 12.9996 | 44132.3073
System | 795852993.1973 | 5391628110.6025 | 0 | 0 | 343484.812 | 329459.3997 | 172700.0995 | 172700.0995 | 291717282.4364
0 | 0 | 0 | 0 | 0 | 0 | 0 | 0 | 0 | 0
0 | 0 | 0 | 0 | 0 | 0 | 0 | 0 | 0 | 0
* Include program-level and admin costs allocated based to total gas and electric programs at the measure level.
Persistent reductions in the summer (3rd Qtr) or winter (4th Qtr) of each year
| Net July-Sept Peak (kW) | Net Annual Dec-Feb (kW)
2006 | 43711.1406 | 83259.5018
2007 | 140424.5489 | 182531.5454
2008 | 240331.6419 | 267319.2037
2009 | 248942.0695 | 193318.71
2010 | 195447.1812 | 162751.6506
2011 | 161135.3204 | 130533.5685
2012 | 145011.8349 | 129274.524
2013 | 144675.2351 | 129243.9219
Monthly Impacts
First Year for Impact Table: | 2006
| Quarter | Monthly Five Hour Avg or TOU Peak | Net Monthly NCP (kW) |  | Monthly Net kWh | Monthly Net Therms
2006-01-01 | 1 | 0 | 0 |  | 0 | 0
2006-02-01 | 1 | 0 | 0 |  | 0 | 0
2006-03-01 | 1 | 0 | 0 |  | 0 | 0
2006-04-01 | 2 | 20814.8754 | 21420.1826 |  | 4946391.6778 | 0
2006-05-01 | 2 | 20814.8754 | 21420.1826 |  | 4946391.6778 | 0
2006-06-01 | 2 | 21855.5703 | 21987.4788 |  | 5402338.0356 | 0
2006-07-01 | 3 | 43711.1406 | 43974.9576 |  | 10804676.0713 | 0
2006-08-01 | 3 | 43711.1406 | 43974.9576 |  | 10804693.4845 | 0
2006-09-01 | 3 | 43711.1406 | 43974.9576 |  | 10804676.0713 | 0
2006-10-01 | 4 | 62444.6263 | 64260.5477 |  | 14839175.0334 | 0
2006-11-01 | 4 | 62444.6263 | 64260.5477 |  | 14839175.0334 | 0
2006-12-01 | 4 | 62444.6263 | 64260.5477 |  | 14839175.0334 | 0
2007-01-01 | 5 | 83259.5018 | 85680.7303 |  | 19785566.7112 | 0
2007-02-01 | 5 | 83259.5018 | 85680.7303 |  | 19785566.7112 | 0
2007-03-01 | 5 | 83259.5018 | 85680.7303 |  | 19785566.7112 | 0
2007-04-01 | 6 | 108079.7853 | 111473.691 |  | 26977893.8309 | 0
2007-05-01 | 6 | 108079.7853 | 111473.691 |  | 26977893.8309 | 0
2007-06-01 | 6 | 113923.4151 | 114659.3267 |  | 29643076.4932 | 0
2007-07-01 | 7 | 140424.5489 | 141368.7382 |  | 37676800.8438 | 0
2007-08-01 | 7 | 140424.5489 | 141368.7382 |  | 37676863.4152 | 0
2007-09-01 | 7 | 140424.5489 | 141368.7382 |  | 37676800.8438 | 0
2007-10-01 | 8 | 157715.8071 | 163037.4543 |  | 41360795.9802 | 0
2007-11-01 | 8 | 157715.8071 | 163037.4543 |  | 41360795.9802 | 0
2007-12-01 | 8 | 157715.8071 | 163037.4543 |  | 41360795.9802 | 0
2008-01-01 | 9 | 182531.5454 | 188808.2568 |  | 48551371.0098 | 0
2008-02-01 | 9 | 182531.5454 | 188808.2568 |  | 48551371.0098 | 0
2008-03-01 | 9 | 182531.5454 | 188808.2568 |  | 48551371.0098 | 0
2008-04-01 | 10 | 204397.0158 | 211697.9636 |  | 55662496.8373 | 0
2008-05-01 | 10 | 204397.0158 | 211697.9636 |  | 55662496.8373 | 0
2008-06-01 | 10 | 217023.0717 | 218597.3812 |  | 61774037.1541 | 0
2008-07-01 | 11 | 240331.6419 | 242119.5164 |  | 69780505.4023 | 0
2008-08-01 | 11 | 240331.6419 | 242119.5164 |  | 69780607.9113 | 0
2008-09-01 | 11 | 240331.6419 | 242119.5164 |  | 69780505.4023 | 0
2008-10-01 | 12 | 246628.3117 | 255965.8344 |  | 69758015.1275 | 0
2008-11-01 | 12 | 246628.3117 | 255965.8344 |  | 69758015.1275 | 0
2008-12-01 | 12 | 246628.3117 | 255965.8344 |  | 69758015.1275 | 0
2009-01-01 | 13 | 267319.2037 | 277669.0649 |  | 76769208.2341 | 0
2009-02-01 | 13 | 267319.2037 | 277669.0649 |  | 76769208.2341 | 0
2009-03-01 | 13 | 267319.2037 | 277669.0649 |  | 76769208.2341 | 0
2009-04-01 | 14 | 249447.8276 | 259647.5622 |  | 75453918.492 | 0
2009-05-01 | 14 | 249447.8276 | 259647.5622 |  | 75453918.492 | 0
2009-06-01 | 14 | 267301.8094 | 269480.0324 |  | 84659267.2312 | 0
2009-07-01 | 15 | 248942.0695 | 251083.5111 |  | 83627909.4939 | 0
2009-08-01 | 15 | 248942.0695 | 251083.5111 |  | 83627996.4505 | 0
2009-09-01 | 15 | 248942.0695 | 251083.5111 |  | 83627909.4939 | 0
2009-10-01 | 16 | 212242.2749 | 222139.0173 |  | 72697902.4651 | 0
2009-11-01 | 16 | 212242.2749 | 222139.0173 |  | 72697902.4651 | 0
2009-12-01 | 16 | 212242.2749 | 222139.0173 |  | 72697902.4651 | 0
2010-01-01 | 17 | 193318.71 | 203062.5866 |  | 71291571.4715 | 0
2010-02-01 | 17 | 193318.71 | 203062.5866 |  | 71291571.4715 | 0
2010-03-01 | 17 | 193318.71 | 203062.5866 |  | 71291571.4715 | 0
2010-04-01 | 18 | 185884.613 | 195400.5717 |  | 70082010.1472 | 0
2010-05-01 | 18 | 185884.613 | 195400.5717 |  | 70082010.1472 | 0
2010-06-01 | 18 | 203279.7164 | 205268.6085 |  | 80267708.6717 | 0
2010-07-01 | 19 | 195447.1812 | 197357.0869 |  | 79051568.7003 | 0
2010-08-01 | 19 | 195447.1812 | 197357.0869 |  | 79051598.3061 | 0
2010-09-01 | 19 | 195447.1812 | 197357.0869 |  | 79051568.7003 | 0
2010-10-01 | 20 | 170518.097 | 179608.0089 |  | 67621907.4298 | 0
2010-11-01 | 20 | 170518.097 | 179608.0089 |  | 67621907.4298 | 0
2010-12-01 | 20 | 170518.097 | 179608.0089 |  | 67621907.4298 | 0
2011-01-01 | 21 | 162751.6506 | 171643.4336 |  | 66385376.6007 | 0
2011-02-01 | 21 | 162751.6506 | 171643.4336 |  | 66385376.6007 | 0
2011-03-01 | 21 | 162751.6506 | 171643.4336 |  | 66385376.6007 | 0
2011-04-01 | 22 | 153583.661 | 162263.8721 |  | 64233172.8486 | 0
2011-05-01 | 22 | 153583.661 | 162263.8721 |  | 64233172.8486 | 0
2011-06-01 | 22 | 170051.1292 | 171706.6523 |  | 74245430.9446 | 0
2011-07-01 | 23 | 161135.3204 | 162694.4338 |  | 71932880.309 | 0
2011-08-01 | 23 | 161135.3204 | 162694.4338 |  | 71932880.309 | 0
2011-09-01 | 23 | 161135.3204 | 162694.4338 |  | 71932880.309 | 0
2011-10-01 | 24 | 137742.1593 | 146001.6881 |  | 60137966.4167 | 0
2011-11-01 | 24 | 137742.1593 | 146001.6881 |  | 60137966.4167 | 0
2011-12-01 | 24 | 137742.1593 | 146001.6881 |  | 60137966.4167 | 0
2012-01-01 | 25 | 130533.5685 | 138583.9866 |  | 58150013.4023 | 0
2012-02-01 | 25 | 130533.5685 | 138583.9866 |  | 58150013.4023 | 0
2012-03-01 | 25 | 130533.5685 | 138583.9866 |  | 58150013.4023 | 0
2012-04-01 | 26 | 129826.2743 | 137876.6924 |  | 58014361.6229 | 0
2012-05-01 | 26 | 129826.2743 | 137876.6924 |  | 58014361.6229 | 0
2012-06-01 | 26 | 145380.4465 | 146746.5385 |  | 67307481.0211 | 0
2012-07-01 | 27 | 145011.8349 | 146377.7251 |  | 67111063.0581 | 0
2012-08-01 | 27 | 145011.8349 | 146377.7251 |  | 67111063.0581 | 0
2012-09-01 | 27 | 145011.8349 | 146377.7251 |  | 67111063.0581 | 0
2012-10-01 | 28 | 129382.5208 | 137432.9389 |  | 57828759.0583 | 0
2012-11-01 | 28 | 129382.5208 | 137432.9389 |  | 57828759.0583 | 0
2012-12-01 | 28 | 129382.5208 | 137432.9389 |  | 57828759.0583 | 0

## Input
| SCE Tool 3b4.xls |  |  |  | Program Budget ($)
a. Administrative Costs
| Proposer General Information |  |  |  | a.i. Overhead and G&A | 3181000 | d. Incentives and Rebates ($) | Nominal | NPV
| Proposer Name |  | Southern California Edison |  | a.ii. Other Admin costs | 3773151.908 | d.i. User Input Incentive | 0 | 0
| Program Name |  | Business Incentives & Services |  | b. Marketing/Outreach | 1781251.8565 | d.ii. Rebate | 80447903.1071 | 68469169.8601
| Service Territory |  | SCE |  | c. Direct Implementation (non incentive) |  | d.iii. Direct Install Labor | 0 | 0
| First Year of Program Implementation |  |  | 2006 | c.i. Activity | 21697718 | d.iv. Direct Install Materials | 0 | 0
| Contact Information |  |  |  | c.ii. Installation | 0 | Subtotal Direct Install | 80447903.1071 | 68469169.8601
| Name |  |  |  | c.iii. Hardware & Materials | 0
| Address |  |  |  | c.iv. Rebate Processing and Inspection | 3118690.39
| ZIP code |  |  |  | d. Total Incentives and Rebates | 80447903.1071
| Telephone |  |  |  | e. EM&V | 0 | f. Costs recovered from other sources | 3807000
| Email |  |  |  | Total | 113999715.2616 | Program Budget w/ Other Costs (a to f) | 117806715.2616 |  |  |  | Cases where Incentives exceed GIMC | 85
Quarterly Installation Schedule
| Program Inputs | [8 empty] | Financial Incentive (INC) ($/unit) | [15 empty] | Annual Installation Schedule | [7 empty] | 2006 |  |  |  | 2007 |  |  |  | 2008 |  |  |  | 2009 |  |  |  | 2010 |  |  |  | 2011 |  |  |  | 2012
| Measure Name | DEER RunID | Climate Zone | Target sector | Measure Electric End Use Shape | CZ, Sector, Measure combination found? | Measure Type (To Look up Measure Life) | Program Type (To look up Net-to-gross Ratio) | Unit Definition (e.g. homes) | Rebate (INC) ($/unit) | Direct Install Labor ($/unit) | Direct Install Material ($/unit) | Gross Incremental Measure Cost ($/unit) | Gross Unit Annual Electricity Savings (kwh/unit) | Electric Rate Schedule | Demand Scaler | User Entered kW Savings per unit (kW/unit) | Gross Unit Annual Gas Savings (therm/unit) | Gas Sector | Gas Rate Schedule | Gas Savings Profile | Combustion Type | Effective Useful Life (years) | Net-to-Gross Ratio | % Eligible for TOU AC adjustment | 2006 | 2007 | 2008 | 2009 | 2010 | 2011 | 2012 |  | Qtr 1 | Qtr 2 | Qtr 3 | Qtr 4 | Qtr 1 | Qtr 2 | Qtr 3 | Qtr 4 | Qtr 1 | Qtr 2 | Qtr 3 | Qtr 4 | Qtr 1 | Qtr 2 | Qtr 3 | Qtr 4 | Qtr 1 | Qtr 2 | Qtr 3 | Qtr 4 | Qtr 1 | Qtr 2 | Qtr 3 | Qtr 4 | Qtr 1 | Qtr 2 | Qtr 3 | Qtr 4 | Total Number of Units | Comments
Business Incentives & Services | Express Efficiency | [13 empty] | System | #N/A | [17 empty] | 0 | 0 | 0 | 0 | 0 | 0 | 0 | 0 | 0 | 0 | 0 | 0 | 0 | 0 | 0 | 0 | 0 | 0 | 0 | 0 | 0 | 0 | 0 | 0 | 0 | 0 | 0 | 0 | 0
Business Incentives & Services | Variable Frequency Drives for HVAC Fans | Work Papers | 6 | Small_Office | New_AC-Ret | TRUE | 15 | Express Efficiency (rebates) 0.96 | hp | 80 | 0 | 0 | 202 | 753 | System | kW | 0 | [5 empty] | 15 | 96% | 100% | 52.3901 | 83.4749 | 89.071 | [5 empty] | 13.0975 | 13.0975 | 13.0975 | 13.0975 | 20.8687 | 20.8687 | 20.8687 | 20.8687 | 22.2677 | 22.2677 | 22.2677 | 22.2677 | 0 | 0 | 0 | 0 | 0 | 0 | 0 | 0 | 0 | 0 | 0 | 0 | 0 | 0 | 0 | 0 | 224.9359
Business Incentives & Services | Variable Frequency Drives for HVAC Fans | Work Papers | 8 | Small_Office | New_AC-Ret | TRUE | 15 | Express Efficiency (rebates) 0.96 | hp | 80 | 0 | 0 | 202 | 753 | System | kW | 0 | [5 empty] | 15 | 96% | 100% | 3750 | 6625 | 7625 | [5 empty] | 937.5 | 937.5 | 937.5 | 937.5 | 1656.25 | 1656.25 | 1656.25 | 1656.25 | 1906.25 | 1906.25 | 1906.25 | 1906.25 | 0 | 0 | 0 | 0 | 0 | 0 | 0 | 0 | 0 | 0 | 0 | 0 | 0 | 0 | 0 | 0 | 18000
Business Incentives & Services | Variable Frequency Drives for HVAC Fans | Work Papers | 8 | Hospital | New_AC-Ret | TRUE | 15 | Express Efficiency (rebates) 0.96 | hp | 80 | 0 | 0 | 202 | 753 | System | kW | 0 | [5 empty] | 15 | 96% | 100% | 194.8911 | 310.5265 | 331.344 | [5 empty] | 48.7228 | 48.7228 | 48.7228 | 48.7228 | 77.6316 | 77.6316 | 77.6316 | 77.6316 | 82.836 | 82.836 | 82.836 | 82.836 | 0 | 0 | 0 | 0 | 0 | 0 | 0 | 0 | 0 | 0 | 0 | 0 | 0 | 0 | 0 | 0 | 836.7616
Business Incentives & Services | Variable Frequency Drives for HVAC Fans | Work Papers | 9 | Small_Office | New_AC-Ret | TRUE | 15 | Express Efficiency (rebates) 0.96 | hp | 80 | 0 | 0 | 202 | 753 | System | kW | 0 | [5 empty] | 15 | 96% | 100% | 209.5603 | 333.8994 | 356.2839 | [5 empty] | 52.3901 | 52.3901 | 52.3901 | 52.3901 | 83.4749 | 83.4749 | 83.4749 | 83.4749 | 89.071 | 89.071 | 89.071 | 89.071 | 0 | 0 | 0 | 0 | 0 | 0 | 0 | 0 | 0 | 0 | 0 | 0 | 0 | 0 | 0 | 0 | 899.7436
Business Incentives & Services | Variable Frequency Drives for HVAC Fans | Work Papers | 9 | Large_Office | New_AC-Ret | TRUE | 15 | Express Efficiency (rebates) 0.96 | hp | 80 | 0 | 0 | 202 | 753 | System | kW | 0 | [5 empty] | 15 | 96% | 100% | 31.434 | 50.0849 | 53.4426 | [5 empty] | 7.8585 | 7.8585 | 7.8585 | 7.8585 | 12.5212 | 12.5212 | 12.5212 | 12.5212 | 13.3606 | 13.3606 | 13.3606 | 13.3606 | 0 | 0 | 0 | 0 | 0 | 0 | 0 | 0 | 0 | 0 | 0 | 0 | 0 | 0 | 0 | 0 | 134.9615
Business Incentives & Services | Variable Frequency Drives for HVAC Fans | Work Papers | 9 | Hospital | New_AC-Ret | TRUE | 15 | Express Efficiency (rebates) 0.96 | hp | 80 | 0 | 0 | 202 | 753 | System | kW | 0 | [5 empty] | 15 | 96% | 100% | 73.3461 | 116.8648 | 124.6994 | [5 empty] | 18.3365 | 18.3365 | 18.3365 | 18.3365 | 29.2162 | 29.2162 | 29.2162 | 29.2162 | 31.1748 | 31.1748 | 31.1748 | 31.1748 | 0 | 0 | 0 | 0 | 0 | 0 | 0 | 0 | 0 | 0 | 0 | 0 | 0 | 0 | 0 | 0 | 314.9103
Business Incentives & Services | Variable Frequency Drives for HVAC Fans | Work Papers | 10 | K_thru_12_School | New_AC-Ret | TRUE | 15 | Express Efficiency (rebates) 0.96 | hp | 80 | 0 | 0 | 202 | 753 | System | kW | 0 | [5 empty] | 15 | 96% | 100% | 73.3461 | 116.8648 | 124.6994 | [5 empty] | 18.3365 | 18.3365 | 18.3365 | 18.3365 | 29.2162 | 29.2162 | 29.2162 | 29.2162 | 31.1748 | 31.1748 | 31.1748 | 31.1748 | 0 | 0 | 0 | 0 | 0 | 0 | 0 | 0 | 0 | 0 | 0 | 0 | 0 | 0 | 0 | 0 | 314.9103
Business Incentives & Services | Setback Programmable Thermostats | COfL0975PrTSt | 9 | Large_Office | New_AC-Ret | TRUE | Set-Back Thermostat: NR - 11 | Express Efficiency (rebates) 0.96 | Unit | 12 | 0 | 0 | 58 | 5.4942 | System | kW | 0 | [5 empty] | 11 | 96% | 0% | 0 | 0 | 0 | [5 empty] | 0 | 0 | 0 | 0 | 0 | 0 | 0 | 0 | 0 | 0 | 0 | 0 | 0 | 0 | 0 | 0 | 0 | 0 | 0 | 0 | 0 | 0 | 0 | 0 | 0 | 0 | 0 | 0 | 0
Business Incentives & Services | Reflective Window Film - Coastal | Work Papers | 6 | Misc._Commercial | Reduce_Cooling_Load-Ret | TRUE | Reflective Window Film: NR - 10 | Express Efficiency (rebates) 0.96 | ft2 | 1.35 | 0 | 0 | 1.79 | 13 | System | kW | 0.0023 | [5 empty] | 10 | 96% | 0% | 22352.31 | 35614.685 | 37999.115 | [5 empty] | 5588.0775 | 5588.0775 | 5588.0775 | 5588.0775 | 8903.6712 | 8903.6712 | 8903.6712 | 8903.6712 | 9499.7787 | 9499.7787 | 9499.7787 | 9499.7787 | 0 | 0 | 0 | 0 | 0 | 0 | 0 | 0 | 0 | 0 | 0 | 0 | 0 | 0 | 0 | 0 | 95966.11
Business Incentives & Services | Reflective Window Film - Coastal | Work Papers | 8 | Misc._Commercial | Reduce_Cooling_Load-Ret | TRUE | Reflective Window Film: NR - 10 | Express Efficiency (rebates) 0.96 | ft2 | 1.35 | 0 | 0 | 1.79 | 13 | System | kW | 0.0023 | [5 empty] | 10 | 96% | 0% | 49672.6674 | 79145.1167 | 84443.9357 | [5 empty] | 12418.1669 | 12418.1669 | 12418.1669 | 12418.1669 | 19786.2792 | 19786.2792 | 19786.2792 | 19786.2792 | 21110.9839 | 21110.9839 | 21110.9839 | 21110.9839 | 0 | 0 | 0 | 0 | 0 | 0 | 0 | 0 | 0 | 0 | 0 | 0 | 0 | 0 | 0 | 0 | 213261.7198
Business Incentives & Services | Reflective Window Film - Coastal | Work Papers | 9 | Misc._Commercial | Reduce_Cooling_Load-Ret | TRUE | Reflective Window Film: NR - 10 | Express Efficiency (rebates) 0.96 | ft2 | 1.35 | 0 | 0 | 1.79 | 13 | System | kW | 0.0023 | [5 empty] | 10 | 96% | 0% | 3133.5381 | 4992.7706 | 5327.04 | [5 empty] | 783.3845 | 783.3845 | 783.3845 | 783.3845 | 1248.1927 | 1248.1927 | 1248.1927 | 1248.1927 | 1331.76 | 1331.76 | 1331.76 | 1331.76 | 0 | 0 | 0 | 0 | 0 | 0 | 0 | 0 | 0 | 0 | 0 | 0 | 0 | 0 | 0 | 0 | 13453.3487
Business Incentives & Services | Reflective Window Film - Coastal | Work Papers | 10 | Misc._Commercial | Reduce_Cooling_Load-Ret | TRUE | Reflective Window Film: NR - 10 | Express Efficiency (rebates) 0.96 | ft2 | 1.35 | 0 | 0 | 1.79 | 13 | System | kW | 0.0023 | [5 empty] | 10 | 96% | 0% | 2079.5229 | 3313.3732 | 3535.2058 | [5 empty] | 519.8807 | 519.8807 | 519.8807 | 519.8807 | 828.3433 | 828.3433 | 828.3433 | 828.3433 | 883.8015 | 883.8015 | 883.8015 | 883.8015 | 0 | 0 | 0 | 0 | 0 | 0 | 0 | 0 | 0 | 0 | 0 | 0 | 0 | 0 | 0 | 0 | 8928.102
Business Incentives & Services | Reflective Window Film - Coastal | Work Papers | 14 | Misc._Commercial | Reduce_Cooling_Load-Ret | TRUE | Reflective Window Film: NR - 10 | Express Efficiency (rebates) 0.96 | ft2 | 1.35 | 0 | 0 | 1.79 | 13 | System | kW | 0.0023 | [5 empty] | 10 | 96% | 0% | 1242.9765 | 1980.476 | 2113.0702 | [5 empty] | 310.7441 | 310.7441 | 310.7441 | 310.7441 | 495.119 | 495.119 | 495.119 | 495.119 | 528.2675 | 528.2675 | 528.2675 | 528.2675 | 0 | 0 | 0 | 0 | 0 | 0 | 0 | 0 | 0 | 0 | 0 | 0 | 0 | 0 | 0 | 0 | 5336.5226
Business Incentives & Services | Reflective Window Film - Desert | Work Papers | 8 | Misc._Commercial | Reduce_Cooling_Load-Ret | TRUE | Reflective Window Film: NR - 10 | Express Efficiency (rebates) 0.96 | ft2 | 1.35 | 0 | 0 | 1.79 | 24 | System | kW | 0.0023 | [5 empty] | 10 | 96% | 0% | 6462.5521 | 10296.9997 | 10985.7268 | [5 empty] | 1615.638 | 1615.638 | 1615.638 | 1615.638 | 2574.2499 | 2574.2499 | 2574.2499 | 2574.2499 | 2746.4317 | 2746.4317 | 2746.4317 | 2746.4317 | 0 | 0 | 0 | 0 | 0 | 0 | 0 | 0 | 0 | 0 | 0 | 0 | 0 | 0 | 0 | 0 | 27745.2786
Business Incentives & Services | Reflective Window Film - Desert | Work Papers | 9 | Misc._Commercial | Reduce_Cooling_Load-Ret | TRUE | Reflective Window Film: NR - 10 | Express Efficiency (rebates) 0.96 | ft2 | 1.35 | 0 | 0 | 1.79 | 24 | System | kW | 0.0023 | [5 empty] | 10 | 96% | 0% | 4055.4273 | 6461.6476 | 6893.8426 | [5 empty] | 1013.8568 | 1013.8568 | 1013.8568 | 1013.8568 | 1615.4119 | 1615.4119 | 1615.4119 | 1615.4119 | 1723.4606 | 1723.4606 | 1723.4606 | 1723.4606 | 0 | 0 | 0 | 0 | 0 | 0 | 0 | 0 | 0 | 0 | 0 | 0 | 0 | 0 | 0 | 0 | 17410.9175
Business Incentives & Services | Reflective Window Film - Desert | Work Papers | 10 | Misc._Commercial | Reduce_Cooling_Load-Ret | TRUE | Reflective Window Film: NR - 10 | Express Efficiency (rebates) 0.96 | ft2 | 1.35 | 0 | 0 | 1.79 | 24 | System | kW | 0.0023 | [5 empty] | 10 | 96% | 0% | 5367.0339 | 8551.4741 | 9123.4496 | [5 empty] | 1341.7585 | 1341.7585 | 1341.7585 | 1341.7585 | 2137.8685 | 2137.8685 | 2137.8685 | 2137.8685 | 2280.8624 | 2280.8624 | 2280.8624 | 2280.8624 | 0 | 0 | 0 | 0 | 0 | 0 | 0 | 0 | 0 | 0 | 0 | 0 | 0 | 0 | 0 | 0 | 23041.9577
Business Incentives & Services | Reflective Window Film - Desert | Work Papers | 14 | Misc._Commercial | Reduce_Cooling_Load-Ret | TRUE | Reflective Window Film: NR - 10 | Express Efficiency (rebates) 0.96 | ft2 | 1.35 | 0 | 0 | 1.79 | 24 | System | kW | 0.0023 | [5 empty] | 10 | 96% | 0% | 9955.1444 | 15861.8635 | 16922.8031 | [5 empty] | 2488.7861 | 2488.7861 | 2488.7861 | 2488.7861 | 3965.4659 | 3965.4659 | 3965.4659 | 3965.4659 | 4230.7008 | 4230.7008 | 4230.7008 | 4230.7008 | 0 | 0 | 0 | 0 | 0 | 0 | 0 | 0 | 0 | 0 | 0 | 0 | 0 | 0 | 0 | 0 | 42739.811
Business Incentives & Services | Reflective Window Film - Desert | Work Papers | 15 | Misc._Commercial | Reduce_Cooling_Load-Ret | TRUE | Reflective Window Film: NR - 10 | Express Efficiency (rebates) 0.96 | ft2 | 1.35 | 0 | 0 | 1.79 | 24 | System | kW | 0.0023 | [5 empty] | 10 | 96% | 0% | 7909.8422 | 12603.0152 | 13445.9829 | [5 empty] | 1977.4605 | 1977.4605 | 1977.4605 | 1977.4605 | 3150.7538 | 3150.7538 | 3150.7538 | 3150.7538 | 3361.4957 | 3361.4957 | 3361.4957 | 3361.4957 | 0 | 0 | 0 | 0 | 0 | 0 | 0 | 0 | 0 | 0 | 0 | 0 | 0 | 0 | 0 | 0 | 33958.8402
Business Incentives & Services | Reflective Window Film - Inland | Work Papers | 6 | Misc._Commercial | Reduce_Cooling_Load-Ret | TRUE | Reflective Window Film: NR - 10 | Express Efficiency (rebates) 0.96 | ft2 | 1.35 | 0 | 0 | 1.79 | 16 | System | kW | 0.0023 | [5 empty] | 10 | 96% | 0% | 3102.2308 | 4942.8877 | 5274.0508 | [5 empty] | 775.5577 | 775.5577 | 775.5577 | 775.5577 | 1235.7219 | 1235.7219 | 1235.7219 | 1235.7219 | 1318.5127 | 1318.5127 | 1318.5127 | 1318.5127 | 0 | 0 | 0 | 0 | 0 | 0 | 0 | 0 | 0 | 0 | 0 | 0 | 0 | 0 | 0 | 0 | 13319.1693
Business Incentives & Services | Reflective Window Film - Inland | Work Papers | 8 | Misc._Commercial | Reduce_Cooling_Load-Ret | TRUE | Reflective Window Film: NR - 10 | Express Efficiency (rebates) 0.96 | ft2 | 1.35 | 0 | 0 | 1.79 | 16 | System | kW | 0.0023 | [5 empty] | 10 | 96% | 0% | 7788.477 | 12409.64 | 13241.0599 | [5 empty] | 1947.1192 | 1947.1192 | 1947.1192 | 1947.1192 | 3102.41 | 3102.41 | 3102.41 | 3102.41 | 3310.265 | 3310.265 | 3310.265 | 3310.265 | 0 | 0 | 0 | 0 | 0 | 0 | 0 | 0 | 0 | 0 | 0 | 0 | 0 | 0 | 0 | 0 | 33439.1768
Business Incentives & Services | Reflective Window Film - Inland | Work Papers | 9 | Misc._Commercial | Reduce_Cooling_Load-Ret | TRUE | Reflective Window Film: NR - 10 | Express Efficiency (rebates) 0.96 | ft2 | 1.35 | 0 | 0 | 1.79 | 16 | System | kW | 0.0023 | [5 empty] | 10 | 96% | 0% | 40582.571 | 64661.5632 | 68993.7526 | [5 empty] | 10145.6428 | 10145.6428 | 10145.6428 | 10145.6428 | 16165.3908 | 16165.3908 | 16165.3908 | 16165.3908 | 17248.4382 | 17248.4382 | 17248.4382 | 17248.4382 | 0 | 0 | 0 | 0 | 0 | 0 | 0 | 0 | 0 | 0 | 0 | 0 | 0 | 0 | 0 | 0 | 174237.8868
Business Incentives & Services | Reflective Window Film - Inland | Work Papers | 10 | Misc._Commercial | Reduce_Cooling_Load-Ret | TRUE | Reflective Window Film: NR - 10 | Express Efficiency (rebates) 0.96 | ft2 | 1.35 | 0 | 0 | 1.79 | 16 | System | kW | 0.0023 | [5 empty] | 10 | 96% | 0% | 6732.4667 | 10727.0636 | 11445.7544 | [5 empty] | 1683.1167 | 1683.1167 | 1683.1167 | 1683.1167 | 2681.7659 | 2681.7659 | 2681.7659 | 2681.7659 | 2861.4386 | 2861.4386 | 2861.4386 | 2861.4386 | 0 | 0 | 0 | 0 | 0 | 0 | 0 | 0 | 0 | 0 | 0 | 0 | 0 | 0 | 0 | 0 | 28905.2847
Business Incentives & Services | Reflective Window Film - Inland | Work Papers | 13 | Misc._Commercial | Reduce_Cooling_Load-Ret | TRUE | Reflective Window Film: NR - 10 | Express Efficiency (rebates) 0.96 | ft2 | 1.35 | 0 | 0 | 1.79 | 16 | System | kW | 0.0023 | [5 empty] | 10 | 96% | 0% | 337.0246 | 536.9925 | 572.9698 | [5 empty] | 84.2561 | 84.2561 | 84.2561 | 84.2561 | 134.2481 | 134.2481 | 134.2481 | 134.2481 | 143.2425 | 143.2425 | 143.2425 | 143.2425 | 0 | 0 | 0 | 0 | 0 | 0 | 0 | 0 | 0 | 0 | 0 | 0 | 0 | 0 | 0 | 0 | 1446.9868
Business Incentives & Services | Reflective Window Film - Inland | Work Papers | 14 | Misc._Commercial | Reduce_Cooling_Load-Ret | TRUE | Reflective Window Film: NR - 10 | Express Efficiency (rebates) 0.96 | ft2 | 1.35 | 0 | 0 | 1.79 | 16 | System | kW | 0.0023 | [5 empty] | 10 | 96% | 0% | 884.2882 | 1408.9659 | 1503.3637 | [5 empty] | 221.0721 | 221.0721 | 221.0721 | 221.0721 | 352.2415 | 352.2415 | 352.2415 | 352.2415 | 375.8409 | 375.8409 | 375.8409 | 375.8409 | 0 | 0 | 0 | 0 | 0 | 0 | 0 | 0 | 0 | 0 | 0 | 0 | 0 | 0 | 0 | 0 | 3796.6179
Business Incentives & Services | Reflective Window Film - Inland | Work Papers | 15 | Misc._Commercial | Reduce_Cooling_Load-Ret | TRUE | Reflective Window Film: NR - 10 | Express Efficiency (rebates) 0.96 | ft2 | 1.35 | 0 | 0 | 1.79 | 16 | System | kW | 0.0023 | [5 empty] | 10 | 96% | 0% | 572.9417 | 912.8872 | 974.0487 | [5 empty] | 143.2354 | 143.2354 | 143.2354 | 143.2354 | 228.2218 | 228.2218 | 228.2218 | 228.2218 | 243.5122 | 243.5122 | 243.5122 | 243.5122 | 0 | 0 | 0 | 0 | 0 | 0 | 0 | 0 | 0 | 0 | 0 | 0 | 0 | 0 | 0 | 0 | 2459.8776
Business Incentives & Services | Cold Cathode Fluorescent Lamp, 3-5 watts | Work Papers | System | Restaurant | IndoorLt | TRUE | 5 | Express Efficiency (rebates) 0.96 | lamp | 2 | 0 | 0 | 1.81 | 63 | System | kW | 0.01 | [5 empty] | 5 | 96% | 0% | 75 | 212.5 | 312.5 | [5 empty] | 18.75 | 18.75 | 18.75 | 18.75 | 53.125 | 53.125 | 53.125 | 53.125 | 78.125 | 78.125 | 78.125 | 78.125 | 0 | 0 | 0 | 0 | 0 | 0 | 0 | 0 | 0 | 0 | 0 | 0 | 0 | 0 | 0 | 0 | 600
Business Incentives & Services | Cold Cathode Fluorescent Lamp, 3-5 watts | Work Papers | System | Hotel_Motel | IndoorLt | TRUE | 5 | Express Efficiency (rebates) 0.96 | lamp | 2 | 0 | 0 | 1.81 | 75 | System | kW | 0.009 | [5 empty] | 5 | 96% | 0% | 75 | 212.5 | 312.5 | [5 empty] | 18.75 | 18.75 | 18.75 | 18.75 | 53.125 | 53.125 | 53.125 | 53.125 | 78.125 | 78.125 | 78.125 | 78.125 | 0 | 0 | 0 | 0 | 0 | 0 | 0 | 0 | 0 | 0 | 0 | 0 | 0 | 0 | 0 | 0 | 600
Business Incentives & Services | Screw-in Compact Fluorescent Lamp, 5 - 13 watts | CRTL00AVI13SS | System | Misc._Commercial | IndoorLt | TRUE | Screw-in CFL: Office - Small: NR - 3.2 | Express Efficiency (rebates) 0.96 | lamp | 1.5 | 0 | 0 | 4.2063 | 227.8786 | System | kW | 0.22788 | [5 empty] | 3.2 | 96% | 0% | 118.1963 | 188.3262 | 200.9966 | [5 empty] | 29.5491 | 29.5491 | 29.5491 | 29.5491 | 47.0815 | 47.0815 | 47.0815 | 47.0815 | 50.2492 | 50.2492 | 50.2492 | 50.2492 | 0 | 0 | 0 | 0 | 0 | 0 | 0 | 0 | 0 | 0 | 0 | 0 | 0 | 0 | 0 | 0 | 507.5191
Business Incentives & Services | Screw-in Compact Fluorescent Lamp, 5 - 13 watts | CEPR00AVI13SS | System | School | Lighting-NC | TRUE | Screw-in CFL: Education - Secondary School: NR - 3.5 | Express Efficiency (rebates) 0.96 | lamp | 1.5 | 0 | 0 | 4.2063 | 77.832 | System | kW | 0.077832 | [5 empty] | 3.5 | 96% | 0% | 26.6895 | 42.5253 | 45.3863 | [5 empty] | 6.6724 | 6.6724 | 6.6724 | 6.6724 | 10.6313 | 10.6313 | 10.6313 | 10.6313 | 11.3466 | 11.3466 | 11.3466 | 11.3466 | 0 | 0 | 0 | 0 | 0 | 0 | 0 | 0 | 0 | 0 | 0 | 0 | 0 | 0 | 0 | 0 | 114.6011
Business Incentives & Services | Screw-in Compact Fluorescent Lamp, 5 - 13 watts | CHSP00AVI13SS | System | Hospital | IndoorLt | TRUE | Screw-in CFL: Health/Medical - Hospital: NR - 0.9 | Express Efficiency (rebates) 0.96 | lamp | 1.5 | 0 | 0 | 4.2063 | 484.4986 | System | kW | 0.4845 | [5 empty] | 0.9 | 96% | 0% | 213.516 | 340.2021 | 363.0907 | [5 empty] | 53.379 | 53.379 | 53.379 | 53.379 | 85.0505 | 85.0505 | 85.0505 | 85.0505 | 90.7727 | 90.7727 | 90.7727 | 90.7727 | 0 | 0 | 0 | 0 | 0 | 0 | 0 | 0 | 0 | 0 | 0 | 0 | 0 | 0 | 0 | 0 | 916.8088
Business Incentives & Services | Screw-in Compact Fluorescent Lamp, 5 - 13 watts | CHTL00AVI13SS | System | Hotel_Motel | IndoorLt | TRUE | Screw-in CFL: Lodging - Hotel: NR - 0.9 | Express Efficiency (rebates) 0.96 | lamp | 1.5 | 0 | 0 | 4.2063 | 468.0749 | System | kW | 0.46807 | [5 empty] | 0.9 | 96% | 0% | 45.7534 | 72.9005 | 77.8051 | [5 empty] | 11.4384 | 11.4384 | 11.4384 | 11.4384 | 18.2251 | 18.2251 | 18.2251 | 18.2251 | 19.4513 | 19.4513 | 19.4513 | 19.4513 | 0 | 0 | 0 | 0 | 0 | 0 | 0 | 0 | 0 | 0 | 0 | 0 | 0 | 0 | 0 | 0 | 196.459
Business Incentives & Services | Screw-in Compact Fluorescent Lamp, 5 - 13 watts | COFL00AVI13SS | System | Large_Office | IndoorLt | TRUE | Screw-in CFL: Office - Large: NR - 2.9 | Express Efficiency (rebates) 0.96 | lamp | 1.5 | 0 | 0 | 4.2063 | 150.6176 | System | kW | 0.15062 | [5 empty] | 2.9 | 96% | 0% | 3.8128 | 6.075 | 6.4838 | [5 empty] | 0.9532 | 0.9532 | 0.9532 | 0.9532 | 1.5188 | 1.5188 | 1.5188 | 1.5188 | 1.6209 | 1.6209 | 1.6209 | 1.6209 | 0 | 0 | 0 | 0 | 0 | 0 | 0 | 0 | 0 | 0 | 0 | 0 | 0 | 0 | 0 | 0 | 16.3716
Business Incentives & Services | Screw-in Compact Fluorescent Lamp, 5 - 13 watts | CRFF00AVI13SS | System | Restaurant | IndoorLt | TRUE | Screw-in CFL: Restaurant - Sit-Down: NR - 2.3 | Express Efficiency (rebates) 0.96 | lamp | 1.5 | 0 | 0 | 4.2063 | 334.4614 | System | kW | 0.33446 | [5 empty] | 2.3 | 96% | 0% | 486.1301 | 774.5674 | 826.6796 | [5 empty] | 121.5325 | 121.5325 | 121.5325 | 121.5325 | 193.6418 | 193.6418 | 193.6418 | 193.6418 | 206.6699 | 206.6699 | 206.6699 | 206.6699 | 0 | 0 | 0 | 0 | 0 | 0 | 0 | 0 | 0 | 0 | 0 | 0 | 0 | 0 | 0 | 0 | 2087.3771
Business Incentives & Services | Screw-in Compact Fluorescent Lamp, 5 - 13 watts | CRTS00AVI13SS | System | Small_Retail_Store | IndoorLt | TRUE | Screw-in CFL: Retail - Small: NR - 2.1 | Express Efficiency (rebates) 0.96 | lamp | 1.5 | 0 | 0 | 4.2063 | 194.2811 | System | kW | 0.19428 | [5 empty] | 2.1 | 96% | 0% | 343.1507 | 546.7534 | 583.5386 | [5 empty] | 85.7877 | 85.7877 | 85.7877 | 85.7877 | 136.6884 | 136.6884 | 136.6884 | 136.6884 | 145.8846 | 145.8846 | 145.8846 | 145.8846 | 0 | 0 | 0 | 0 | 0 | 0 | 0 | 0 | 0 | 0 | 0 | 0 | 0 | 0 | 0 | 0 | 1473.4427
Business Incentives & Services | Screw-in Compact Fluorescent Lamp, 5 - 13 watts | CSUN00AVI13SS | System | Storage_Building | Lighting-NC | TRUE | Screw-in CFL: Storage - Conditioned: NR - 2.8 | Express Efficiency (rebates) 0.96 | lamp | 1.5 | 0 | 0 | 4.2063 | 142.4852 | System | kW | 0.14249 | [5 empty] | 2.8 | 96% | 0% | 15.2511 | 24.3002 | 25.935 | [5 empty] | 3.8128 | 3.8128 | 3.8128 | 3.8128 | 6.075 | 6.075 | 6.075 | 6.075 | 6.4838 | 6.4838 | 6.4838 | 6.4838 | 0 | 0 | 0 | 0 | 0 | 0 | 0 | 0 | 0 | 0 | 0 | 0 | 0 | 0 | 0 | 0 | 65.4863
Business Incentives & Services | Screw-in Compact Fluorescent Lamp, 14-26 watts | CGRO00AVI18LS | System | Agricultural | IndoorLt | TRUE | Screw-in CFL: Manufacturing - Light Industrial: NR - 2.8 | Express Efficiency (rebates) 0.96 | lamp | 2.5 | 0 | 0 | 4.9755 | 276.407 | System | kW | 0.27641 | [5 empty] | 2.8 | 96% | 0% | 2737.624 | 4361.9475 | 4654.4827 | [5 empty] | 684.406 | 684.406 | 684.406 | 684.406 | 1090.4869 | 1090.4869 | 1090.4869 | 1090.4869 | 1163.6207 | 1163.6207 | 1163.6207 | 1163.6207 | 0 | 0 | 0 | 0 | 0 | 0 | 0 | 0 | 0 | 0 | 0 | 0 | 0 | 0 | 0 | 0 | 11754.0543
Business Incentives & Services | Screw-in Compact Fluorescent Lamp, 14-26 watts | CGRO00AVI18LS | System | Misc._Commercial | IndoorLt | TRUE | Screw-in CFL: Manufacturing - Light Industrial: NR - 2.8 | Express Efficiency (rebates) 0.96 | lamp | 2.5 | 0 | 0 | 4.9755 | 276.407 | System | kW | 0.27641 | [5 empty] | 2.8 | 96% | 0% | 3327.711 | 5302.1529 | 5657.7432 | [5 empty] | 831.9278 | 831.9278 | 831.9278 | 831.9278 | 1325.5382 | 1325.5382 | 1325.5382 | 1325.5382 | 1414.4358 | 1414.4358 | 1414.4358 | 1414.4358 | 0 | 0 | 0 | 0 | 0 | 0 | 0 | 0 | 0 | 0 | 0 | 0 | 0 | 0 | 0 | 0 | 14287.6071
Business Incentives & Services | Screw-in Compact Fluorescent Lamp, 14-26 watts | CGRO00AVI18LS | System | Assembly | Lighting-NC | TRUE | Screw-in CFL: Manufacturing - Light Industrial: NR - 2.8 | Express Efficiency (rebates) 0.96 | lamp | 2.5 | 0 | 0 | 4.9755 | 276.407 | System | kW | 0.27641 | [5 empty] | 2.8 | 96% | 0% | 1097.2943 | 1748.3555 | 1865.6095 | [5 empty] | 274.3236 | 274.3236 | 274.3236 | 274.3236 | 437.0889 | 437.0889 | 437.0889 | 437.0889 | 466.4024 | 466.4024 | 466.4024 | 466.4024 | 0 | 0 | 0 | 0 | 0 | 0 | 0 | 0 | 0 | 0 | 0 | 0 | 0 | 0 | 0 | 0 | 4711.2592
Business Incentives & Services | Screw-in Compact Fluorescent Lamp, 14-26 watts | CEPR00AVI18LS | System | School | Lighting-NC | TRUE | Screw-in CFL: Education - Primary School: NR - 5.6 | Express Efficiency (rebates) 0.96 | lamp | 2.5 | 0 | 0 | 4.9755 | 69.552 | System | kW | 0.069552 | [5 empty] | 5.6 | 96% | 0% | 786.4949 | 1253.1486 | 1337.1914 | [5 empty] | 196.6237 | 196.6237 | 196.6237 | 196.6237 | 313.2872 | 313.2872 | 313.2872 | 313.2872 | 334.2978 | 334.2978 | 334.2978 | 334.2978 | 0 | 0 | 0 | 0 | 0 | 0 | 0 | 0 | 0 | 0 | 0 | 0 | 0 | 0 | 0 | 0 | 3376.8349
Business Incentives & Services | Screw-in Compact Fluorescent Lamp, 14-26 watts | CESE00AVI18LS | System | K_thru_12_School | IndoorLt | TRUE | Screw-in CFL: Education - Secondary School: NR - 3.5 | Express Efficiency (rebates) 0.96 | lamp | 2.5 | 0 | 0 | 4.9755 | 111.318 | System | kW | 0.11132 | [5 empty] | 3.5 | 96% | 0% | 3602.6821 | 5740.2735 | 6125.2465 | [5 empty] | 900.6705 | 900.6705 | 900.6705 | 900.6705 | 1435.0684 | 1435.0684 | 1435.0684 | 1435.0684 | 1531.3116 | 1531.3116 | 1531.3116 | 1531.3116 | 0 | 0 | 0 | 0 | 0 | 0 | 0 | 0 | 0 | 0 | 0 | 0 | 0 | 0 | 0 | 0 | 15468.202
Business Incentives & Services | Screw-in Compact Fluorescent Lamp, 14-26 watts | CEUN00AVI18LS | System | College_University | IndoorLt | TRUE | Screw-in CFL: Education - University: NR - 2.6 | Express Efficiency (rebates) 0.96 | lamp | 2.5 | 0 | 0 | 4.9755 | 148.424 | System | kW | 0.14842 | [5 empty] | 2.6 | 96% | 0% | 145.4713 | 231.7843 | 247.329 | [5 empty] | 36.3678 | 36.3678 | 36.3678 | 36.3678 | 57.9461 | 57.9461 | 57.9461 | 57.9461 | 61.8323 | 61.8323 | 61.8323 | 61.8323 | 0 | 0 | 0 | 0 | 0 | 0 | 0 | 0 | 0 | 0 | 0 | 0 | 0 | 0 | 0 | 0 | 624.5847
Business Incentives & Services | Screw-in Compact Fluorescent Lamp, 14-26 watts | CGRO00AVI18LS | System | Grocery_Store | Lighting-NC | TRUE | Screw-in CFL: Grocery: NR - 1.4 | Express Efficiency (rebates) 0.96 | lamp | 2.5 | 0 | 0 | 4.9755 | 276.407 | System | kW | 0.27641 | [5 empty] | 1.4 | 96% | 0% | 121.7297 | 193.956 | 206.9638 | [5 empty] | 30.4324 | 30.4324 | 30.4324 | 30.4324 | 48.489 | 48.489 | 48.489 | 48.489 | 51.7409 | 51.7409 | 51.7409 | 51.7409 | 0 | 0 | 0 | 0 | 0 | 0 | 0 | 0 | 0 | 0 | 0 | 0 | 0 | 0 | 0 | 0 | 522.6495
Business Incentives & Services | Screw-in Compact Fluorescent Lamp, 14-26 watts | CHSP00AVI18LS | System | Hospital | IndoorLt | TRUE | Screw-in CFL: Health/Medical - Hospital: NR - 0.9 | Express Efficiency (rebates) 0.96 | lamp | 2.5 | 0 | 0 | 4.9755 | 432.9562 | System | kW | 0.43296 | [5 empty] | 0.9 | 96% | 0% | 6598.5 | 10582.75 | 11368.75 | [5 empty] | 1649.625 | 1649.625 | 1649.625 | 1649.625 | 2645.6875 | 2645.6875 | 2645.6875 | 2645.6875 | 2842.1875 | 2842.1875 | 2842.1875 | 2842.1875 | 0 | 0 | 0 | 0 | 0 | 0 | 0 | 0 | 0 | 0 | 0 | 0 | 0 | 0 | 0 | 0 | 28550
Business Incentives & Services | Screw-in Compact Fluorescent Lamp, 14-26 watts | CHTL00AVI18LS | System | Hotel_Motel | IndoorLt | TRUE | Screw-in CFL: Lodging - Motel: NR - 0.9 | Express Efficiency (rebates) 0.96 | lamp | 2.5 | 0 | 0 | 4.9755 | 418.2797 | System | kW | 0.41828 | [5 empty] | 0.9 | 96% | 0% | 30000 | 48000 | 53000 | [5 empty] | 7500 | 7500 | 7500 | 7500 | 12000 | 12000 | 12000 | 12000 | 13250 | 13250 | 13250 | 13250 | 0 | 0 | 0 | 0 | 0 | 0 | 0 | 0 | 0 | 0 | 0 | 0 | 0 | 0 | 0 | 0 | 131000
Business Incentives & Services | Screw-in Compact Fluorescent Lamp, 14-26 watts | COFL00AVI18LS | System | Large_Office | IndoorLt | TRUE | Screw-in CFL: Office - Large: NR - 2.9 | Express Efficiency (rebates) 0.96 | lamp | 2.5 | 0 | 0 | 4.9755 | 134.5945 | System | kW | 0.13459 | [5 empty] | 2.9 | 96% | 0% | 33.2383 | 52.9596 | 56.5114 | [5 empty] | 8.3096 | 8.3096 | 8.3096 | 8.3096 | 13.2399 | 13.2399 | 13.2399 | 13.2399 | 14.1278 | 14.1278 | 14.1278 | 14.1278 | 0 | 0 | 0 | 0 | 0 | 0 | 0 | 0 | 0 | 0 | 0 | 0 | 0 | 0 | 0 | 0 | 142.7093
Business Incentives & Services | Screw-in Compact Fluorescent Lamp, 14-26 watts | COFS00AVI18LS | System | Small_Office | IndoorLt | TRUE | Screw-in CFL: Office - Small: NR - 3.2 | Express Efficiency (rebates) 0.96 | lamp | 2.5 | 0 | 0 | 4.9755 | 122.4569 | System | kW | 0.12246 | [5 empty] | 3.2 | 96% | 0% | 3931.5 | 6334.25 | 6667.25 | [5 empty] | 982.875 | 982.875 | 982.875 | 982.875 | 1583.5625 | 1583.5625 | 1583.5625 | 1583.5625 | 1666.8125 | 1666.8125 | 1666.8125 | 1666.8125 | 0 | 0 | 0 | 0 | 0 | 0 | 0 | 0 | 0 | 0 | 0 | 0 | 0 | 0 | 0 | 0 | 16933
Business Incentives & Services | Screw-in Compact Fluorescent Lamp, 14-26 watts | CRFF00AVI18LS | System | Restaurant | IndoorLt | TRUE | Screw-in CFL: Restaurant - Sit-Down: NR - 2.3 | Express Efficiency (rebates) 0.96 | lamp | 2.5 | 0 | 0 | 4.9755 | 298.8804 | System | kW | 0.29888 | [5 empty] | 2.3 | 96% | 0% | 3804 | 6096 | 6543 | [5 empty] | 951 | 951 | 951 | 951 | 1524 | 1524 | 1524 | 1524 | 1635.75 | 1635.75 | 1635.75 | 1635.75 | 0 | 0 | 0 | 0 | 0 | 0 | 0 | 0 | 0 | 0 | 0 | 0 | 0 | 0 | 0 | 0 | 16443
Business Incentives & Services | Screw-in Compact Fluorescent Lamp, 14-26 watts | CRSD00AVI18LS | System | Sit_Down_Restaurant | Lighting-NC | TRUE | Screw-in CFL: Restaurant - Sit-Down: NR - 2.3 | Express Efficiency (rebates) 0.96 | lamp | 2.5 | 0 | 0 | 4.9755 | 166.3452 | System | kW | 0.16635 | [5 empty] | 2.3 | 96% | 0% | 54.3899 | 86.6612 | 92.4732 | [5 empty] | 13.5975 | 13.5975 | 13.5975 | 13.5975 | 21.6653 | 21.6653 | 21.6653 | 21.6653 | 23.1183 | 23.1183 | 23.1183 | 23.1183 | 0 | 0 | 0 | 0 | 0 | 0 | 0 | 0 | 0 | 0 | 0 | 0 | 0 | 0 | 0 | 0 | 233.5243
Business Incentives & Services | Screw-in Compact Fluorescent Lamp, 14-26 watts | CRTL00AVI18LS | System | Large_Retail_Store | IndoorLt | TRUE | Screw-in CFL: Retail - Single-Story Large: NR - 1.8 | Express Efficiency (rebates) 0.96 | lamp | 2.5 | 0 | 0 | 4.9755 | 203.6362 | System | kW | 0.20364 | [5 empty] | 1.8 | 96% | 0% | 44.0299 | 70.1543 | 74.8592 | [5 empty] | 11.0075 | 11.0075 | 11.0075 | 11.0075 | 17.5386 | 17.5386 | 17.5386 | 17.5386 | 18.7148 | 18.7148 | 18.7148 | 18.7148 | 0 | 0 | 0 | 0 | 0 | 0 | 0 | 0 | 0 | 0 | 0 | 0 | 0 | 0 | 0 | 0 | 189.0434
Business Incentives & Services | Screw-in Compact Fluorescent Lamp, 14-26 watts | CRTS00AVI18LS | System | Small_Retail_Store | IndoorLt | TRUE | Screw-in CFL: Retail - Small: NR - 2.1 | Express Efficiency (rebates) 0.96 | lamp | 2.5 | 0 | 0 | 4.9755 | 173.6129 | System | kW | 0.17361 | [5 empty] | 2.1 | 96% | 0% | 4315.7938 | 6876.4982 | 7337.6724 | [5 empty] | 1078.9485 | 1078.9485 | 1078.9485 | 1078.9485 | 1719.1245 | 1719.1245 | 1719.1245 | 1719.1245 | 1834.4181 | 1834.4181 | 1834.4181 | 1834.4181 | 0 | 0 | 0 | 0 | 0 | 0 | 0 | 0 | 0 | 0 | 0 | 0 | 0 | 0 | 0 | 0 | 18529.9645
Business Incentives & Services | Screw-in Compact Fluorescent Lamp, 14-26 watts | CSCN00AVI18LS | System | Storage_Building | Lighting-NC | TRUE | Screw-in CFL: Storage - Conditioned: NR - 2.8 | Express Efficiency (rebates) 0.96 | lamp | 2.5 | 0 | 0 | 4.9755 | 127.3272 | System | kW | 0.12733 | [5 empty] | 2.8 | 96% | 0% | 129.4997 | 206.3362 | 220.1742 | [5 empty] | 32.3749 | 32.3749 | 32.3749 | 32.3749 | 51.5841 | 51.5841 | 51.5841 | 51.5841 | 55.0436 | 55.0436 | 55.0436 | 55.0436 | 0 | 0 | 0 | 0 | 0 | 0 | 0 | 0 | 0 | 0 | 0 | 0 | 0 | 0 | 0 | 0 | 556.0101
Business Incentives & Services | Screw-in Compact Fluorescent Lamp, 14-26 watts | CSUN00AVI15SS | System | Storage_Building | Lighting-NC | TRUE | Screw-in CFL: Storage - Conditioned: NR - 2.8 | Express Efficiency (rebates) 0.96 | lamp | 2.5 | 0 | 0 | 4.0449 | 136.422 | System | kW | 0.13642 | [5 empty] | 2.8 | 96% | 0% | 361.3042 | 575.678 | 614.286 | [5 empty] | 90.3261 | 90.3261 | 90.3261 | 90.3261 | 143.9195 | 143.9195 | 143.9195 | 143.9195 | 153.5715 | 153.5715 | 153.5715 | 153.5715 | 0 | 0 | 0 | 0 | 0 | 0 | 0 | 0 | 0 | 0 | 0 | 0 | 0 | 0 | 0 | 0 | 1551.2683
Business Incentives & Services | Screw-in Compact Fluorescent Lamp, 14-26 watts | CWRF00AVI18LS | System | Refrigerated_Warehouse | IndoorLt | TRUE | Screw-in CFL: Warehouse - Refrigerated: NR - 3.1 | Express Efficiency (rebates) 0.96 | lamp | 2.5 | 0 | 0 | 4.9755 | 115.752 | System | kW | 0.11575 | [5 empty] | 3.1 | 96% | 0% | 19.8566 | 31.6382 | 33.76 | [5 empty] | 4.9642 | 4.9642 | 4.9642 | 4.9642 | 7.9096 | 7.9096 | 7.9096 | 7.9096 | 8.44 | 8.44 | 8.44 | 8.44 | 0 | 0 | 0 | 0 | 0 | 0 | 0 | 0 | 0 | 0 | 0 | 0 | 0 | 0 | 0 | 0 | 85.2549
Business Incentives & Services | Screw-in Compact Fluorescent Lamp, 14-26 watts | CGRO00AVI18LS | System | Industrial | IndoorLt | TRUE | Screw-in CFL: Manufacturing - Light Industrial: NR - 2.8 | Express Efficiency (rebates) 0.96 | lamp | 2.5 | 0 | 0 | 4.9755 | 276.407 | System | kW | 0.27641 | [5 empty] | 2.8 | 96% | 0% | 174.393 | 277.8661 | 296.5013 | [5 empty] | 43.5982 | 43.5982 | 43.5982 | 43.5982 | 69.4665 | 69.4665 | 69.4665 | 69.4665 | 74.1253 | 74.1253 | 74.1253 | 74.1253 | 0 | 0 | 0 | 0 | 0 | 0 | 0 | 0 | 0 | 0 | 0 | 0 | 0 | 0 | 0 | 0 | 748.7603
Business Incentives & Services | Screw-in Compact Fluorescent Lamp, 14-26 watts Reflector Lamp | CGRO00AVI18LS | System | Agricultural | IndoorLt | TRUE | Screw-in CFL: Manufacturing - Light Industrial: NR - 2.8 | Express Efficiency (rebates) 0.96 | lamp | 5 | 0 | 0 | 4.9755 | 276.407 | System | kW | 0.27641 | [5 empty] | 2.8 | 96% | 0% | 8388.6362 | 13365.8937 | 14260.8448 | [5 empty] | 2097.159 | 2097.159 | 2097.159 | 2097.159 | 3341.4734 | 3341.4734 | 3341.4734 | 3341.4734 | 3565.2112 | 3565.2112 | 3565.2112 | 3565.2112 | 0 | 0 | 0 | 0 | 0 | 0 | 0 | 0 | 0 | 0 | 0 | 0 | 0 | 0 | 0 | 0 | 36015.3747
Business Incentives & Services | Screw-in Compact Fluorescent Lamp, 14-26 watts Reflector Lamp | CGRO00AVI18LS | System | Misc._Commercial | IndoorLt | TRUE | Screw-in CFL: Manufacturing - Light Industrial: NR - 2.8 | Express Efficiency (rebates) 0.96 | lamp | 5 | 0 | 0 | 4.9755 | 276.407 | System | kW | 0.27641 | [5 empty] | 2.8 | 96% | 0% | 5636.045 | 8980.0984 | 9581.3863 | [5 empty] | 1409.0113 | 1409.0113 | 1409.0113 | 1409.0113 | 2245.0246 | 2245.0246 | 2245.0246 | 2245.0246 | 2395.3466 | 2395.3466 | 2395.3466 | 2395.3466 | 0 | 0 | 0 | 0 | 0 | 0 | 0 | 0 | 0 | 0 | 0 | 0 | 0 | 0 | 0 | 0 | 24197.5297
Business Incentives & Services | Screw-in Compact Fluorescent Lamp, 14-26 watts Reflector Lamp | CGRO00AVI18LS | System | Assembly | Lighting-NC | TRUE | Screw-in CFL: Manufacturing - Light Industrial: NR - 2.8 | Express Efficiency (rebates) 0.96 | lamp | 5 | 0 | 0 | 4.9755 | 276.407 | System | kW | 0.27641 | [5 empty] | 2.8 | 96% | 0% | 874.0959 | 1392.7261 | 1485.98 | [5 empty] | 218.524 | 218.524 | 218.524 | 218.524 | 348.1815 | 348.1815 | 348.1815 | 348.1815 | 371.495 | 371.495 | 371.495 | 371.495 | 0 | 0 | 0 | 0 | 0 | 0 | 0 | 0 | 0 | 0 | 0 | 0 | 0 | 0 | 0 | 0 | 3752.802
Business Incentives & Services | Screw-in Compact Fluorescent Lamp, 14-26 watts Reflector Lamp | CEPR00AVI18LS | System | School | Lighting-NC | TRUE | Screw-in CFL: Education - Primary School: NR - 5.6 | Express Efficiency (rebates) 0.96 | lamp | 5 | 0 | 0 | 4.9755 | 69.552 | System | kW | 0.069552 | [5 empty] | 5.6 | 96% | 0% | 138.1329 | 220.0917 | 234.8286 | [5 empty] | 34.5332 | 34.5332 | 34.5332 | 34.5332 | 55.0229 | 55.0229 | 55.0229 | 55.0229 | 58.7071 | 58.7071 | 58.7071 | 58.7071 | 0 | 0 | 0 | 0 | 0 | 0 | 0 | 0 | 0 | 0 | 0 | 0 | 0 | 0 | 0 | 0 | 593.0532
Business Incentives & Services | Screw-in Compact Fluorescent Lamp, 14-26 watts Reflector Lamp | CESE00AVI18LS | System | K_thru_12_School | IndoorLt | TRUE | Screw-in CFL: Education - Secondary School: NR - 3.5 | Express Efficiency (rebates) 0.96 | lamp | 5 | 0 | 0 | 4.9755 | 111.318 | System | kW | 0.11132 | [5 empty] | 3.5 | 96% | 0% | 1478.6369 | 2355.9615 | 2513.7116 | [5 empty] | 369.6592 | 369.6592 | 369.6592 | 369.6592 | 588.9904 | 588.9904 | 588.9904 | 588.9904 | 628.4279 | 628.4279 | 628.4279 | 628.4279 | 0 | 0 | 0 | 0 | 0 | 0 | 0 | 0 | 0 | 0 | 0 | 0 | 0 | 0 | 0 | 0 | 6348.31
Business Incentives & Services | Screw-in Compact Fluorescent Lamp, 14-26 watts Reflector Lamp | CEUN00AVI18LS | System | College_University | IndoorLt | TRUE | Screw-in CFL: Education - University: NR - 2.6 | Express Efficiency (rebates) 0.96 | lamp | 5 | 0 | 0 | 4.9755 | 148.424 | System | kW | 0.14842 | [5 empty] | 2.6 | 96% | 0% | 49.2133 | 78.4132 | 83.6636 | [5 empty] | 12.3033 | 12.3033 | 12.3033 | 12.3033 | 19.6033 | 19.6033 | 19.6033 | 19.6033 | 20.9159 | 20.9159 | 20.9159 | 20.9159 | 0 | 0 | 0 | 0 | 0 | 0 | 0 | 0 | 0 | 0 | 0 | 0 | 0 | 0 | 0 | 0 | 211.2902
Business Incentives & Services | Screw-in Compact Fluorescent Lamp, 14-26 watts Reflector Lamp | CGRO00AVI18LS | System | Grocery_Store | Lighting-NC | TRUE | Screw-in CFL: Grocery: NR - 1.4 | Express Efficiency (rebates) 0.96 | lamp | 5 | 0 | 0 | 4.9755 | 276.407 | System | kW | 0.27641 | [5 empty] | 1.4 | 96% | 0% | 182.8723 | 291.3765 | 310.8864 | [5 empty] | 45.7181 | 45.7181 | 45.7181 | 45.7181 | 72.8441 | 72.8441 | 72.8441 | 72.8441 | 77.7216 | 77.7216 | 77.7216 | 77.7216 | 0 | 0 | 0 | 0 | 0 | 0 | 0 | 0 | 0 | 0 | 0 | 0 | 0 | 0 | 0 | 0 | 785.1352
Business Incentives & Services | Screw-in Compact Fluorescent Lamp, 14-26 watts Reflector Lamp | CHSP00AVI18LS | System | Hospital | IndoorLt | TRUE | Screw-in CFL: Health/Medical - Hospital: NR - 0.9 | Express Efficiency (rebates) 0.96 | lamp | 5 | 0 | 0 | 4.9755 | 432.9562 | System | kW | 0.43296 | [5 empty] | 0.9 | 96% | 0% | 1020.6174 | 1626.1837 | 1735.0695 | [5 empty] | 255.1544 | 255.1544 | 255.1544 | 255.1544 | 406.5459 | 406.5459 | 406.5459 | 406.5459 | 433.7674 | 433.7674 | 433.7674 | 433.7674 | 0 | 0 | 0 | 0 | 0 | 0 | 0 | 0 | 0 | 0 | 0 | 0 | 0 | 0 | 0 | 0 | 4381.8706
Business Incentives & Services | Screw-in Compact Fluorescent Lamp, 14-26 watts Reflector Lamp | CHTL00AVI18LS | System | Hotel_Motel | IndoorLt | TRUE | Screw-in CFL: Lodging - Hotel: NR - 0.9 | Express Efficiency (rebates) 0.96 | lamp | 5 | 0 | 0 | 4.9755 | 418.2797 | System | kW | 0.41828 | [5 empty] | 0.9 | 96% | 0% | 10053.5009 | 16018.578 | 17091.1472 | [5 empty] | 2513.3752 | 2513.3752 | 2513.3752 | 2513.3752 | 4004.6445 | 4004.6445 | 4004.6445 | 4004.6445 | 4272.7868 | 4272.7868 | 4272.7868 | 4272.7868 | 0 | 0 | 0 | 0 | 0 | 0 | 0 | 0 | 0 | 0 | 0 | 0 | 0 | 0 | 0 | 0 | 43163.2261
Business Incentives & Services | Screw-in Compact Fluorescent Lamp, 14-26 watts Reflector Lamp | COFL00AVI18LS | System | Large_Office | IndoorLt | TRUE | Screw-in CFL: Office - Large: NR - 2.9 | Express Efficiency (rebates) 0.96 | lamp | 5 | 0 | 0 | 4.9755 | 134.5945 | System | kW | 0.13459 | [5 empty] | 2.9 | 96% | 0% | 58.7205 | 93.5613 | 99.8259 | [5 empty] | 14.6801 | 14.6801 | 14.6801 | 14.6801 | 23.3903 | 23.3903 | 23.3903 | 23.3903 | 24.9565 | 24.9565 | 24.9565 | 24.9565 | 0 | 0 | 0 | 0 | 0 | 0 | 0 | 0 | 0 | 0 | 0 | 0 | 0 | 0 | 0 | 0 | 252.1076
Business Incentives & Services | Screw-in Compact Fluorescent Lamp, 14-26 watts Reflector Lamp | COFS00AVI18LS | System | Small_Office | IndoorLt | TRUE | Screw-in CFL: Office - Small: NR - 3.2 | Express Efficiency (rebates) 0.96 | lamp | 5 | 0 | 0 | 4.9755 | 122.4569 | System | kW | 0.12246 | [5 empty] | 3.2 | 96% | 0% | 1441.7269 | 2297.1516 | 2450.9639 | [5 empty] | 360.4317 | 360.4317 | 360.4317 | 360.4317 | 574.2879 | 574.2879 | 574.2879 | 574.2879 | 612.741 | 612.741 | 612.741 | 612.741 | 0 | 0 | 0 | 0 | 0 | 0 | 0 | 0 | 0 | 0 | 0 | 0 | 0 | 0 | 0 | 0 | 6189.8424
Business Incentives & Services | Screw-in Compact Fluorescent Lamp, 14-26 watts Reflector Lamp | CRFF00AVI13SS | System | Restaurant | IndoorLt | TRUE | Screw-in CFL: Restaurant - Sit-Down: NR - 2.3 | Express Efficiency (rebates) 0.96 | lamp | 5 | 0 | 0 | 3.4245 | 334.4614 | System | kW | 0.33446 | [5 empty] | 2.3 | 96% | 0% | 5424.6514 | 8643.2779 | 9222.013 | [5 empty] | 1356.1629 | 1356.1629 | 1356.1629 | 1356.1629 | 2160.8195 | 2160.8195 | 2160.8195 | 2160.8195 | 2305.5032 | 2305.5032 | 2305.5032 | 2305.5032 | 0 | 0 | 0 | 0 | 0 | 0 | 0 | 0 | 0 | 0 | 0 | 0 | 0 | 0 | 0 | 0 | 23289.9423
Business Incentives & Services | Screw-in Compact Fluorescent Lamp, 14-26 watts Reflector Lamp | CRTL00AVI18LS | System | Large_Retail_Store | IndoorLt | TRUE | Screw-in CFL: Retail - Single-Story Large: NR - 1.8 | Express Efficiency (rebates) 0.96 | lamp | 5 | 0 | 0 | 4.9755 | 203.6362 | System | kW | 0.20364 | [5 empty] | 1.8 | 96% | 0% | 24.6067 | 39.2066 | 41.8318 | [5 empty] | 6.1517 | 6.1517 | 6.1517 | 6.1517 | 9.8017 | 9.8017 | 9.8017 | 9.8017 | 10.458 | 10.458 | 10.458 | 10.458 | 0 | 0 | 0 | 0 | 0 | 0 | 0 | 0 | 0 | 0 | 0 | 0 | 0 | 0 | 0 | 0 | 105.6451
Business Incentives & Services | Screw-in Compact Fluorescent Lamp, 14-26 watts Reflector Lamp | CRTS00AVI18LS | System | Small_Retail_Store | IndoorLt | TRUE | Screw-in CFL: Retail - Small: NR - 2.1 | Express Efficiency (rebates) 0.96 | lamp | 5 | 0 | 0 | 4.9755 | 173.6129 | System | kW | 0.17361 | [5 empty] | 2.1 | 96% | 0% | 2492.5434 | 3971.4525 | 4237.3724 | [5 empty] | 623.1359 | 623.1359 | 623.1359 | 623.1359 | 992.8631 | 992.8631 | 992.8631 | 992.8631 | 1059.3431 | 1059.3431 | 1059.3431 | 1059.3431 | 0 | 0 | 0 | 0 | 0 | 0 | 0 | 0 | 0 | 0 | 0 | 0 | 0 | 0 | 0 | 0 | 10701.3683
Business Incentives & Services | Screw-in Compact Fluorescent Lamp, 14-26 watts Reflector Lamp | CSUN00AVI18LS | System | Storage_Building | Lighting-NC | TRUE | Screw-in CFL: Storage - Conditioned: NR - 2.8 | Express Efficiency (rebates) 0.96 | lamp | 5 | 0 | 0 | 4.9755 | 127.3272 | System | kW | 0.12733 | [5 empty] | 2.8 | 96% | 0% | 113.5262 | 180.8851 | 192.9968 | [5 empty] | 28.3816 | 28.3816 | 28.3816 | 28.3816 | 45.2213 | 45.2213 | 45.2213 | 45.2213 | 48.2492 | 48.2492 | 48.2492 | 48.2492 | 0 | 0 | 0 | 0 | 0 | 0 | 0 | 0 | 0 | 0 | 0 | 0 | 0 | 0 | 0 | 0 | 487.4081
Business Incentives & Services | Screw-in Compact Fluorescent Lamp, 14-26 watts Reflector Lamp | CGRO00AVI18LS | System | Industrial | IndoorLt | TRUE | Screw-in CFL: Manufacturing - Light Industrial: NR - 2.8 | Express Efficiency (rebates) 0.96 | lamp | 5 | 0 | 0 | 4.9755 | 276.407 | System | kW | 0.27641 | [5 empty] | 2.8 | 96% | 0% | 122.4741 | 195.142 | 208.2083 | [5 empty] | 30.6185 | 30.6185 | 30.6185 | 30.6185 | 48.7855 | 48.7855 | 48.7855 | 48.7855 | 52.0521 | 52.0521 | 52.0521 | 52.0521 | 0 | 0 | 0 | 0 | 0 | 0 | 0 | 0 | 0 | 0 | 0 | 0 | 0 | 0 | 0 | 0 | 525.8245
Business Incentives & Services | Screw-in Compact Fluorescent Lamp, >=27watts | CRTL00AVI30SS | System | Agricultural | IndoorLt | TRUE | Screw-in CFL: Manufacturing - Light Industrial: NR - 2.8 | Express Efficiency (rebates) 0.96 | lamp | 3.5 | 0 | 0 | 8.0086 | 339.3936 | System | kW | 0.33939 | [5 empty] | 2.8 | 96% | 0% | 2363.7517 | 3766.2443 | 4018.684 | [5 empty] | 590.9379 | 590.9379 | 590.9379 | 590.9379 | 941.5611 | 941.5611 | 941.5611 | 941.5611 | 1004.671 | 1004.671 | 1004.671 | 1004.671 | 0 | 0 | 0 | 0 | 0 | 0 | 0 | 0 | 0 | 0 | 0 | 0 | 0 | 0 | 0 | 0 | 10148.68
Business Incentives & Services | Screw-in Compact Fluorescent Lamp, >=27watts | CRTL00AVI30SS | System | Misc._Commercial | IndoorLt | TRUE | Screw-in CFL: Manufacturing - Light Industrial: NR - 2.8 | Express Efficiency (rebates) 0.96 | lamp | 3.5 | 0 | 0 | 8.0086 | 339.3936 | System | kW | 0.33939 | [5 empty] | 2.8 | 96% | 0% | 487.0323 | 776.0049 | 828.0181 | [5 empty] | 121.7581 | 121.7581 | 121.7581 | 121.7581 | 194.0012 | 194.0012 | 194.0012 | 194.0012 | 207.0045 | 207.0045 | 207.0045 | 207.0045 | 0 | 0 | 0 | 0 | 0 | 0 | 0 | 0 | 0 | 0 | 0 | 0 | 0 | 0 | 0 | 0 | 2091.0553
Business Incentives & Services | Screw-in Compact Fluorescent Lamp, >=27watts | CRTL00AVI30SS | System | Assembly | Lighting-NC | TRUE | Screw-in CFL: Manufacturing - Light Industrial: NR - 2.8 | Express Efficiency (rebates) 0.96 | lamp | 3.5 | 0 | 0 | 8.0086 | 339.3936 | System | kW | 0.33939 | [5 empty] | 2.8 | 96% | 0% | 316.9321 | 504.9785 | 538.8256 | [5 empty] | 79.233 | 79.233 | 79.233 | 79.233 | 126.2446 | 126.2446 | 126.2446 | 126.2446 | 134.7064 | 134.7064 | 134.7064 | 134.7064 | 0 | 0 | 0 | 0 | 0 | 0 | 0 | 0 | 0 | 0 | 0 | 0 | 0 | 0 | 0 | 0 | 1360.7361
Business Incentives & Services | Screw-in Compact Fluorescent Lamp, >=27watts | CESE00AVI30SS | System | K_thru_12_School | IndoorLt | TRUE | Screw-in CFL: Education - Secondary School: NR - 3.5 | Express Efficiency (rebates) 0.96 | lamp | 3.5 | 0 | 0 | 8.0086 | 185.53 | System | kW | 0.18553 | [5 empty] | 3.5 | 96% | 0% | 6.4189 | 10.2274 | 10.9129 | [5 empty] | 1.6047 | 1.6047 | 1.6047 | 1.6047 | 2.5569 | 2.5569 | 2.5569 | 2.5569 | 2.7282 | 2.7282 | 2.7282 | 2.7282 | 0 | 0 | 0 | 0 | 0 | 0 | 0 | 0 | 0 | 0 | 0 | 0 | 0 | 0 | 0 | 0 | 27.5592
Business Incentives & Services | Screw-in Compact Fluorescent Lamp, >=27watts | CGRO00AVI30SS | System | Grocery_Store | Lighting-NC | TRUE | Screw-in CFL: Grocery: NR - 1.4 | Express Efficiency (rebates) 0.96 | lamp | 3.5 | 0 | 0 | 8.0086 | 460.6784 | System | kW | 0.46068 | [5 empty] | 1.4 | 96% | 0% | 17.6519 | 28.1254 | 30.0105 | [5 empty] | 4.413 | 4.413 | 4.413 | 4.413 | 7.0313 | 7.0313 | 7.0313 | 7.0313 | 7.5026 | 7.5026 | 7.5026 | 7.5026 | 0 | 0 | 0 | 0 | 0 | 0 | 0 | 0 | 0 | 0 | 0 | 0 | 0 | 0 | 0 | 0 | 75.7878
Business Incentives & Services | Screw-in Compact Fluorescent Lamp, >=27watts | CHSP00AVI30SS | System | Hospital | IndoorLt | TRUE | Screw-in CFL: Health/Medical - Hospital: NR - 0.9 | Express Efficiency (rebates) 0.96 | lamp | 3.5 | 0 | 0 | 8.0086 | 721.5936 | System | kW | 0.72159 | [5 empty] | 0.9 | 96% | 0% | 2930.2176 | 4668.8134 | 4981.7495 | [5 empty] | 732.5544 | 732.5544 | 732.5544 | 732.5544 | 1167.2034 | 1167.2034 | 1167.2034 | 1167.2034 | 1245.4374 | 1245.4374 | 1245.4374 | 1245.4374 | 0 | 0 | 0 | 0 | 0 | 0 | 0 | 0 | 0 | 0 | 0 | 0 | 0 | 0 | 0 | 0 | 12580.7806
Business Incentives & Services | Screw-in Compact Fluorescent Lamp, >=27watts | CHTL00AVI30SS | System | Hotel_Motel | IndoorLt | TRUE | Screw-in CFL: Lodging - Hotel: NR - 0.9 | Express Efficiency (rebates) 0.96 | lamp | 3.5 | 0 | 0 | 8.0086 | 697.1328 | System | kW | 0.69713 | [5 empty] | 0.9 | 96% | 0% | 17825.2231 | 28401.5222 | 30305.1881 | [5 empty] | 4456.3058 | 4456.3058 | 4456.3058 | 4456.3058 | 7100.3805 | 7100.3805 | 7100.3805 | 7100.3805 | 7576.297 | 7576.297 | 7576.297 | 7576.297 | 0 | 0 | 0 | 0 | 0 | 0 | 0 | 0 | 0 | 0 | 0 | 0 | 0 | 0 | 0 | 0 | 76531.9334
Business Incentives & Services | Screw-in Compact Fluorescent Lamp, >=27watts | COFL00AVI30SS | System | Large_Office | IndoorLt | TRUE | Screw-in CFL: Office - Large: NR - 2.9 | Express Efficiency (rebates) 0.96 | lamp | 3.5 | 0 | 0 | 8.0086 | 224.3241 | System | kW | 0.22432 | [5 empty] | 2.9 | 96% | 0% | 11.233 | 17.898 | 19.0976 | [5 empty] | 2.8083 | 2.8083 | 2.8083 | 2.8083 | 4.4745 | 4.4745 | 4.4745 | 4.4745 | 4.7744 | 4.7744 | 4.7744 | 4.7744 | 0 | 0 | 0 | 0 | 0 | 0 | 0 | 0 | 0 | 0 | 0 | 0 | 0 | 0 | 0 | 0 | 48.2286
Business Incentives & Services | Screw-in Compact Fluorescent Lamp, >=27watts | COFS00AVI30SS | System | Small_Office | IndoorLt | TRUE | Screw-in CFL: Office - Small: NR - 3.2 | Express Efficiency (rebates) 0.96 | lamp | 3.5 | 0 | 0 | 8.0086 | 204.0948 | System | kW | 0.20409 | [5 empty] | 3.2 | 96% | 0% | 1079.1738 | 1719.4836 | 1834.7352 | [5 empty] | 269.7934 | 269.7934 | 269.7934 | 269.7934 | 429.8709 | 429.8709 | 429.8709 | 429.8709 | 458.6838 | 458.6838 | 458.6838 | 458.6838 | 0 | 0 | 0 | 0 | 0 | 0 | 0 | 0 | 0 | 0 | 0 | 0 | 0 | 0 | 0 | 0 | 4633.3926
Business Incentives & Services | Screw-in Compact Fluorescent Lamp, >=27watts | CRFF00AVI30SS | System | Restaurant | IndoorLt | TRUE | Screw-in CFL: Restaurant - Sit-Down: NR - 2.3 | Express Efficiency (rebates) 0.96 | lamp | 3.5 | 0 | 0 | 8.0086 | 498.134 | System | kW | 0.49813 | [5 empty] | 2.3 | 96% | 0% | 710.0883 | 1131.4074 | 1207.2421 | [5 empty] | 177.5221 | 177.5221 | 177.5221 | 177.5221 | 282.8519 | 282.8519 | 282.8519 | 282.8519 | 301.8105 | 301.8105 | 301.8105 | 301.8105 | 0 | 0 | 0 | 0 | 0 | 0 | 0 | 0 | 0 | 0 | 0 | 0 | 0 | 0 | 0 | 0 | 3048.7379
Business Incentives & Services | Screw-in Compact Fluorescent Lamp, >=27watts | CRTL00AVI30SS | System | Large_Retail_Store | IndoorLt | TRUE | Screw-in CFL: Retail - Single-Story Large: NR - 1.8 | Express Efficiency (rebates) 0.96 | lamp | 3.5 | 0 | 0 | 8.0086 | 339.3936 | System | kW | 0.33939 | [5 empty] | 1.8 | 96% | 0% | 3.2094 | 5.1137 | 5.4565 | [5 empty] | 0.80236 | 0.80236 | 0.80236 | 0.80236 | 1.2784 | 1.2784 | 1.2784 | 1.2784 | 1.3641 | 1.3641 | 1.3641 | 1.3641 | 0 | 0 | 0 | 0 | 0 | 0 | 0 | 0 | 0 | 0 | 0 | 0 | 0 | 0 | 0 | 0 | 13.7796
Business Incentives & Services | Screw-in Compact Fluorescent Lamp, >=27watts | CRTS00AVI30SS | System | Small_Retail_Store | IndoorLt | TRUE | Screw-in CFL: Retail - Small: NR - 2.1 | Express Efficiency (rebates) 0.96 | lamp | 3.5 | 0 | 0 | 8.0086 | 289.3548 | System | kW | 0.28935 | [5 empty] | 2.1 | 96% | 0% | 465.3686 | 741.4873 | 791.1869 | [5 empty] | 116.3422 | 116.3422 | 116.3422 | 116.3422 | 185.3718 | 185.3718 | 185.3718 | 185.3718 | 197.7967 | 197.7967 | 197.7967 | 197.7967 | 0 | 0 | 0 | 0 | 0 | 0 | 0 | 0 | 0 | 0 | 0 | 0 | 0 | 0 | 0 | 0 | 1998.0429
Business Incentives & Services | Screw-in Compact Fluorescent Lamp, >=27watts | CSUN00AVI30SS | System | Storage_Building | Lighting-NC | TRUE | Screw-in CFL: Storage - Unconditioned: NR - 2.8 | Express Efficiency (rebates) 0.96 | lamp | 3.5 | 0 | 0 | 8.0086 | 212.212 | System | kW | 0.21221 | [5 empty] | 2.8 | 96% | 0% | 32.0944 | 51.1371 | 54.5646 | [5 empty] | 8.0236 | 8.0236 | 8.0236 | 8.0236 | 12.7843 | 12.7843 | 12.7843 | 12.7843 | 13.6412 | 13.6412 | 13.6412 | 13.6412 | 0 | 0 | 0 | 0 | 0 | 0 | 0 | 0 | 0 | 0 | 0 | 0 | 0 | 0 | 0 | 0 | 137.7961
Business Incentives & Services | Screw-in Compact Fluorescent Lamp, >=27watts | CRTL00AVI30SS | System | Industrial | IndoorLt | TRUE | Screw-in CFL: Manufacturing - Light Industrial: NR - 2.8 | Express Efficiency (rebates) 0.96 | lamp | 3.5 | 0 | 0 | 8.0086 | 339.3936 | System | kW | 0.33939 | [5 empty] | 2.8 | 96% | 0% | 1.6047 | 2.5569 | 2.7282 | [5 empty] | 0.40118 | 0.40118 | 0.40118 | 0.40118 | 0.63921 | 0.63921 | 0.63921 | 0.63921 | 0.68206 | 0.68206 | 0.68206 | 0.68206 | 0 | 0 | 0 | 0 | 0 | 0 | 0 | 0 | 0 | 0 | 0 | 0 | 0 | 0 | 0 | 0 | 6.8898
Business Incentives & Services | Hardwired Fluorescent Fixture, 5-13 watts | CRTL00AVI13SS | System | Misc._Commercial | IndoorLt | TRUE | CFL Fixture: Pin based CFL fixture: Com - 12.0 | Express Efficiency (rebates) 0.96 | fixture | 9 | 0 | 0 | 4.2063 | 227.8786 | System | kW | 0.22788 | [5 empty] | 12 | 96% | 0% | 81.6754 | 130.1361 | 138.8681 | [5 empty] | 20.4188 | 20.4188 | 20.4188 | 20.4188 | 32.534 | 32.534 | 32.534 | 32.534 | 34.717 | 34.717 | 34.717 | 34.717 | 0 | 0 | 0 | 0 | 0 | 0 | 0 | 0 | 0 | 0 | 0 | 0 | 0 | 0 | 0 | 0 | 350.6796
Business Incentives & Services | Hardwired Fluorescent Fixture, 5-13 watts | CESE00AVI13SS | System | K_thru_12_School | IndoorLt | TRUE | CFL Fixture: Pin based CFL fixture: Com - 12.0 | Express Efficiency (rebates) 0.96 | fixture | 9 | 0 | 0 | 4.2063 | 124.5701 | System | kW | 0.12457 | [5 empty] | 12 | 96% | 0% | 42.9319 | 68.4049 | 72.9948 | [5 empty] | 10.733 | 10.733 | 10.733 | 10.733 | 17.1012 | 17.1012 | 17.1012 | 17.1012 | 18.2487 | 18.2487 | 18.2487 | 18.2487 | 0 | 0 | 0 | 0 | 0 | 0 | 0 | 0 | 0 | 0 | 0 | 0 | 0 | 0 | 0 | 0 | 184.3316
Business Incentives & Services | Hardwired Fluorescent Fixture, 5-13 watts | CEUN00AVI16SS | System | College_University | IndoorLt | TRUE | CFL Fixture: Pin based CFL fixture: Com - 12.0 | Express Efficiency (rebates) 0.96 | fixture | 9 | 0 | 0 | 5.3172 | 155.4918 | System | kW | 0.15549 | [5 empty] | 12 | 96% | 0% | 151.8325 | 241.9197 | 258.1523 | [5 empty] | 37.9581 | 37.9581 | 37.9581 | 37.9581 | 60.4799 | 60.4799 | 60.4799 | 60.4799 | 64.5381 | 64.5381 | 64.5381 | 64.5381 | 0 | 0 | 0 | 0 | 0 | 0 | 0 | 0 | 0 | 0 | 0 | 0 | 0 | 0 | 0 | 0 | 651.9044
Business Incentives & Services | Hardwired Fluorescent Fixture, 5-13 watts | CHTL00AVI13SS | System | Hotel_Motel | IndoorLt | TRUE | CFL Fixture: Pin based CFL fixture: Com - 12.0 | Express Efficiency (rebates) 0.96 | fixture | 9 | 0 | 0 | 4.2063 | 468.0749 | System | kW | 0.46807 | [5 empty] | 12 | 96% | 0% | 2.0942 | 3.3368 | 3.5607 | [5 empty] | 0.52356 | 0.52356 | 0.52356 | 0.52356 | 0.83421 | 0.83421 | 0.83421 | 0.83421 | 0.89018 | 0.89018 | 0.89018 | 0.89018 | 0 | 0 | 0 | 0 | 0 | 0 | 0 | 0 | 0 | 0 | 0 | 0 | 0 | 0 | 0 | 0 | 8.9918
Business Incentives & Services | Hardwired Fluorescent Fixture, 5-13 watts | COFS00AVI13SS | System | Small_Office | IndoorLt | TRUE | CFL Fixture: Pin based CFL fixture: Com - 12.0 | Express Efficiency (rebates) 0.96 | fixture | 9 | 0 | 0 | 4.2063 | 137.0351 | System | kW | 0.13704 | [5 empty] | 12 | 96% | 0% | 298.4293 | 475.4974 | 507.4027 | [5 empty] | 74.6073 | 74.6073 | 74.6073 | 74.6073 | 118.8743 | 118.8743 | 118.8743 | 118.8743 | 126.8507 | 126.8507 | 126.8507 | 126.8507 | 0 | 0 | 0 | 0 | 0 | 0 | 0 | 0 | 0 | 0 | 0 | 0 | 0 | 0 | 0 | 0 | 1281.3294
Business Incentives & Services | Hardwired Fluorescent Fixture, 5-13 watts | CRTS00AVI13SS | System | Small_Retail_Store | IndoorLt | TRUE | CFL Fixture: Pin based CFL fixture: Com - 12.0 | Express Efficiency (rebates) 0.96 | fixture | 9 | 0 | 0 | 4.2063 | 194.2811 | System | kW | 0.19428 | [5 empty] | 12 | 96% | 0% | 23.0366 | 36.7051 | 39.1679 | [5 empty] | 5.7592 | 5.7592 | 5.7592 | 5.7592 | 9.1763 | 9.1763 | 9.1763 | 9.1763 | 9.792 | 9.792 | 9.792 | 9.792 | 0 | 0 | 0 | 0 | 0 | 0 | 0 | 0 | 0 | 0 | 0 | 0 | 0 | 0 | 0 | 0 | 98.9096
Business Incentives & Services | Hardwired Fluorescent Fixture, 14-26 watts | CGRO00AVI18LS | System | Misc._Commercial | IndoorLt | TRUE | CFL Fixture: Pin based CFL fixture: Com - 12.0 | Express Efficiency (rebates) 0.96 | fixture | 11 | 0 | 0 | 4.9755 | 276.407 | System | kW | 0.27641 | [5 empty] | 12 | 96% | 0% | 60.1783 | 95.8841 | 102.3146 | [5 empty] | 15.0446 | 15.0446 | 15.0446 | 15.0446 | 23.971 | 23.971 | 23.971 | 23.971 | 25.5786 | 25.5786 | 25.5786 | 25.5786 | 0 | 0 | 0 | 0 | 0 | 0 | 0 | 0 | 0 | 0 | 0 | 0 | 0 | 0 | 0 | 0 | 258.377
Business Incentives & Services | Hardwired Fluorescent Fixture, 14-26 watts | CGRO00AVI18LS | System | Assembly | Lighting-NC | TRUE | CFL Fixture: Pin based CFL fixture: Com - 12.0 | Express Efficiency (rebates) 0.96 | fixture | 11 | 0 | 0 | 4.9755 | 276.407 | System | kW | 0.27641 | [5 empty] | 12 | 96% | 0% | 3.3432 | 5.3269 | 5.6841 | [5 empty] | 0.83581 | 0.83581 | 0.83581 | 0.83581 | 1.3317 | 1.3317 | 1.3317 | 1.3317 | 1.421 | 1.421 | 1.421 | 1.421 | 0 | 0 | 0 | 0 | 0 | 0 | 0 | 0 | 0 | 0 | 0 | 0 | 0 | 0 | 0 | 0 | 14.3543
Business Incentives & Services | Hardwired Fluorescent Fixture, 14-26 watts | CEPR00AVI18LS | System | School | Lighting-NC | TRUE | CFL Fixture: Pin based CFL fixture: Com - 12.0 | Express Efficiency (rebates) 0.96 | fixture | 11 | 0 | 0 | 4.9755 | 69.552 | System | kW | 0.069552 | [5 empty] | 12 | 96% | 0% | 21.7311 | 34.6248 | 36.9469 | [5 empty] | 5.4328 | 5.4328 | 5.4328 | 5.4328 | 8.6562 | 8.6562 | 8.6562 | 8.6562 | 9.2367 | 9.2367 | 9.2367 | 9.2367 | 0 | 0 | 0 | 0 | 0 | 0 | 0 | 0 | 0 | 0 | 0 | 0 | 0 | 0 | 0 | 0 | 93.3028
Business Incentives & Services | Hardwired Fluorescent Fixture, 14-26 watts | CESE00AVI18LS | System | K_thru_12_School | IndoorLt | TRUE | CFL Fixture: Pin based CFL fixture: Com - 12.0 | Express Efficiency (rebates) 0.96 | fixture | 11 | 0 | 0 | 4.9755 | 111.318 | System | kW | 0.11132 | [5 empty] | 12 | 96% | 0% | 124.5357 | 198.4268 | 211.7344 | [5 empty] | 31.1339 | 31.1339 | 31.1339 | 31.1339 | 49.6067 | 49.6067 | 49.6067 | 49.6067 | 52.9336 | 52.9336 | 52.9336 | 52.9336 | 0 | 0 | 0 | 0 | 0 | 0 | 0 | 0 | 0 | 0 | 0 | 0 | 0 | 0 | 0 | 0 | 534.6969
Business Incentives & Services | Hardwired Fluorescent Fixture, 14-26 watts | CEUN00AVI18LS | System | College_University | IndoorLt | TRUE | CFL Fixture: Pin based CFL fixture: Com - 12.0 | Express Efficiency (rebates) 0.96 | fixture | 11 | 0 | 0 | 4.9755 | 148.424 | System | kW | 0.14842 | [5 empty] | 12 | 96% | 0% | 3.3432 | 5.3269 | 5.6841 | [5 empty] | 0.83581 | 0.83581 | 0.83581 | 0.83581 | 1.3317 | 1.3317 | 1.3317 | 1.3317 | 1.421 | 1.421 | 1.421 | 1.421 | 0 | 0 | 0 | 0 | 0 | 0 | 0 | 0 | 0 | 0 | 0 | 0 | 0 | 0 | 0 | 0 | 14.3543
Business Incentives & Services | Hardwired Fluorescent Fixture, 14-26 watts | CHSP00AVI18LS | System | Hospital | IndoorLt | TRUE | CFL Fixture: Pin based CFL fixture: Com - 12.0 | Express Efficiency (rebates) 0.96 | fixture | 11 | 0 | 0 | 4.9755 | 432.9562 | System | kW | 0.43296 | [5 empty] | 12 | 96% | 0% | 30.925 | 49.2738 | 52.5783 | [5 empty] | 7.7312 | 7.7312 | 7.7312 | 7.7312 | 12.3184 | 12.3184 | 12.3184 | 12.3184 | 13.1446 | 13.1446 | 13.1446 | 13.1446 | 0 | 0 | 0 | 0 | 0 | 0 | 0 | 0 | 0 | 0 | 0 | 0 | 0 | 0 | 0 | 0 | 132.7771
Business Incentives & Services | Hardwired Fluorescent Fixture, 14-26 watts | CHTL00AVI18LS | System | Hotel_Motel | IndoorLt | TRUE | CFL Fixture: Pin based CFL fixture: Com - 12.0 | Express Efficiency (rebates) 0.96 | fixture | 11 | 0 | 0 | 4.9755 | 418.2797 | System | kW | 0.41828 | [5 empty] | 12 | 96% | 0% | 18.3878 | 29.2979 | 31.2628 | [5 empty] | 4.597 | 4.597 | 4.597 | 4.597 | 7.3245 | 7.3245 | 7.3245 | 7.3245 | 7.8157 | 7.8157 | 7.8157 | 7.8157 | 0 | 0 | 0 | 0 | 0 | 0 | 0 | 0 | 0 | 0 | 0 | 0 | 0 | 0 | 0 | 0 | 78.9485
Business Incentives & Services | Hardwired Fluorescent Fixture, 14-26 watts | COFS00AVI18LS | System | Small_Office | IndoorLt | TRUE | CFL Fixture: Pin based CFL fixture: Com - 12.0 | Express Efficiency (rebates) 0.96 | fixture | 11 | 0 | 0 | 4.9755 | 122.4569 | System | kW | 0.12246 | [5 empty] | 12 | 96% | 0% | 534.9183 | 852.3031 | 909.4631 | [5 empty] | 133.7296 | 133.7296 | 133.7296 | 133.7296 | 213.0758 | 213.0758 | 213.0758 | 213.0758 | 227.3658 | 227.3658 | 227.3658 | 227.3658 | 0 | 0 | 0 | 0 | 0 | 0 | 0 | 0 | 0 | 0 | 0 | 0 | 0 | 0 | 0 | 0 | 2296.6845
Business Incentives & Services | Hardwired Fluorescent Fixture, 14-26 watts | CRFF00AVI18LS | System | Restaurant | IndoorLt | TRUE | CFL Fixture: Pin based CFL fixture: Com - 12.0 | Express Efficiency (rebates) 0.96 | fixture | 11 | 0 | 0 | 4.9755 | 298.8804 | System | kW | 0.29888 | [5 empty] | 12 | 96% | 0% | 96.9539 | 154.4799 | 164.8402 | [5 empty] | 24.2385 | 24.2385 | 24.2385 | 24.2385 | 38.62 | 38.62 | 38.62 | 38.62 | 41.21 | 41.21 | 41.21 | 41.21 | 0 | 0 | 0 | 0 | 0 | 0 | 0 | 0 | 0 | 0 | 0 | 0 | 0 | 0 | 0 | 0 | 416.2741
Business Incentives & Services | Hardwired Fluorescent Fixture, 14-26 watts | CRTS00AVI18LS | System | Small_Retail_Store | IndoorLt | TRUE | CFL Fixture: Pin based CFL fixture: Com - 12.0 | Express Efficiency (rebates) 0.96 | fixture | 11 | 0 | 0 | 4.9755 | 173.6129 | System | kW | 0.17361 | [5 empty] | 12 | 96% | 0% | 213.1315 | 339.5895 | 362.3642 | [5 empty] | 53.2829 | 53.2829 | 53.2829 | 53.2829 | 84.8974 | 84.8974 | 84.8974 | 84.8974 | 90.591 | 90.591 | 90.591 | 90.591 | 0 | 0 | 0 | 0 | 0 | 0 | 0 | 0 | 0 | 0 | 0 | 0 | 0 | 0 | 0 | 0 | 915.0852
Business Incentives & Services | Hardwired Fluorescent Fixture, 14-26 watts | CSUN00AVI18LS | System | Storage_Building | Lighting-NC | TRUE | CFL Fixture: Pin based CFL fixture: Com - 12.0 | Express Efficiency (rebates) 0.96 | fixture | 11 | 0 | 0 | 4.9755 | 127.3272 | System | kW | 0.12733 | [5 empty] | 12 | 96% | 0% | 11.7013 | 18.6441 | 19.8945 | [5 empty] | 2.9253 | 2.9253 | 2.9253 | 2.9253 | 4.661 | 4.661 | 4.661 | 4.661 | 4.9736 | 4.9736 | 4.9736 | 4.9736 | 0 | 0 | 0 | 0 | 0 | 0 | 0 | 0 | 0 | 0 | 0 | 0 | 0 | 0 | 0 | 0 | 50.24
Business Incentives & Services | Hardwired Fluorescent Fixture, 14-26 watts | CWRF00AVI18LS | System | Refrigerated_Warehouse | IndoorLt | TRUE | CFL Fixture: Pin based CFL fixture: Com - 12.0 | Express Efficiency (rebates) 0.96 | fixture | 11 | 0 | 0 | 4.9755 | 115.752 | System | kW | 0.11575 | [5 empty] | 12 | 96% | 0% | 2.5074 | 3.9952 | 4.2631 | [5 empty] | 0.62686 | 0.62686 | 0.62686 | 0.62686 | 0.99879 | 0.99879 | 0.99879 | 0.99879 | 1.0658 | 1.0658 | 1.0658 | 1.0658 | 0 | 0 | 0 | 0 | 0 | 0 | 0 | 0 | 0 | 0 | 0 | 0 | 0 | 0 | 0 | 0 | 10.7657
Business Incentives & Services | Hardwired Fluorescent Fixture, 14-26 watts | CGRO00AVI18LS | System | Industrial | IndoorLt | TRUE | CFL Fixture: Pin based CFL fixture: Com - 12.0 | Express Efficiency (rebates) 0.96 | fixture | 11 | 0 | 0 | 4.9755 | 276.407 | System | kW | 0.27641 | [5 empty] | 12 | 96% | 0% | 3.3432 | 5.3269 | 5.6841 | [5 empty] | 0.83581 | 0.83581 | 0.83581 | 0.83581 | 1.3317 | 1.3317 | 1.3317 | 1.3317 | 1.421 | 1.421 | 1.421 | 1.421 | 0 | 0 | 0 | 0 | 0 | 0 | 0 | 0 | 0 | 0 | 0 | 0 | 0 | 0 | 0 | 0 | 14.3543
Business Incentives & Services | Hardwired Fluorescent Fixture, 27-65 watts(incandescent basecase) | Work Papers | System | Misc._Commercial | IndoorLt | TRUE | CFL Fixture: Pin based CFL fixture: Com - 12.0 | Express Efficiency (rebates) 0.96 | fixture | 12.5 | 0 | 0 | 91 | 665.27 | System | kW | 0.142 | [5 empty] | 12 | 96% | 0% | 38.854 | 61.9074 | 66.0592 | [5 empty] | 9.7135 | 9.7135 | 9.7135 | 9.7135 | 15.4768 | 15.4768 | 15.4768 | 15.4768 | 16.5148 | 16.5148 | 16.5148 | 16.5148 | 0 | 0 | 0 | 0 | 0 | 0 | 0 | 0 | 0 | 0 | 0 | 0 | 0 | 0 | 0 | 0 | 166.8206
Business Incentives & Services | Hardwired Fluorescent Fixture, 27-65 watts(incandescent basecase) | Work Papers | System | Assembly | Lighting-NC | TRUE | CFL Fixture: Pin based CFL fixture: Com - 12.0 | Express Efficiency (rebates) 0.96 | fixture | 12.5 | 0 | 0 | 91 | 665.27 | System | kW | 0.142 | [5 empty] | 12 | 96% | 0% | 21.1931 | 33.7677 | 36.0323 | [5 empty] | 5.2983 | 5.2983 | 5.2983 | 5.2983 | 8.4419 | 8.4419 | 8.4419 | 8.4419 | 9.0081 | 9.0081 | 9.0081 | 9.0081 | 0 | 0 | 0 | 0 | 0 | 0 | 0 | 0 | 0 | 0 | 0 | 0 | 0 | 0 | 0 | 0 | 90.9931
Business Incentives & Services | Hardwired Fluorescent Fixture, 27-65 watts(incandescent basecase) | Work Papers | System | School | Lighting-NC | TRUE | CFL Fixture: Pin based CFL fixture: Com - 12.0 | Express Efficiency (rebates) 0.96 | fixture | 12.5 | 0 | 0 | 91 | 665.27 | System | kW | 0.142 | [5 empty] | 12 | 96% | 0% | 3.5322 | 5.6279 | 6.0054 | [5 empty] | 0.88305 | 0.88305 | 0.88305 | 0.88305 | 1.407 | 1.407 | 1.407 | 1.407 | 1.5013 | 1.5013 | 1.5013 | 1.5013 | 0 | 0 | 0 | 0 | 0 | 0 | 0 | 0 | 0 | 0 | 0 | 0 | 0 | 0 | 0 | 0 | 15.1655
Business Incentives & Services | Hardwired Fluorescent Fixture, 27-65 watts(incandescent basecase) | Work Papers | System | K_thru_12_School | IndoorLt | TRUE | CFL Fixture: Pin based CFL fixture: Com - 12.0 | Express Efficiency (rebates) 0.96 | fixture | 12.5 | 0 | 0 | 91 | 665.27 | System | kW | 0.142 | [5 empty] | 12 | 96% | 0% | 42.3862 | 67.5353 | 72.0646 | [5 empty] | 10.5965 | 10.5965 | 10.5965 | 10.5965 | 16.8838 | 16.8838 | 16.8838 | 16.8838 | 18.0161 | 18.0161 | 18.0161 | 18.0161 | 0 | 0 | 0 | 0 | 0 | 0 | 0 | 0 | 0 | 0 | 0 | 0 | 0 | 0 | 0 | 0 | 181.9861
Business Incentives & Services | Hardwired Fluorescent Fixture, 27-65 watts(incandescent basecase) | Work Papers | System | College_University | IndoorLt | TRUE | CFL Fixture: Pin based CFL fixture: Com - 12.0 | Express Efficiency (rebates) 0.96 | fixture | 12.5 | 0 | 0 | 91 | 665.27 | System | kW | 0.142 | [5 empty] | 12 | 96% | 0% | 15.3061 | 24.3878 | 26.0233 | [5 empty] | 3.8265 | 3.8265 | 3.8265 | 3.8265 | 6.0969 | 6.0969 | 6.0969 | 6.0969 | 6.5058 | 6.5058 | 6.5058 | 6.5058 | 0 | 0 | 0 | 0 | 0 | 0 | 0 | 0 | 0 | 0 | 0 | 0 | 0 | 0 | 0 | 0 | 65.7172
Business Incentives & Services | Hardwired Fluorescent Fixture, 27-65 watts(incandescent basecase) | Work Papers | System | Hospital | IndoorLt | TRUE | CFL Fixture: Pin based CFL fixture: Com - 12.0 | Express Efficiency (rebates) 0.96 | fixture | 12.5 | 0 | 0 | 91 | 665.27 | System | kW | 0.142 | [5 empty] | 12 | 96% | 0% | 57.1036 | 90.9851 | 97.087 | [5 empty] | 14.2759 | 14.2759 | 14.2759 | 14.2759 | 22.7463 | 22.7463 | 22.7463 | 22.7463 | 24.2718 | 24.2718 | 24.2718 | 24.2718 | 0 | 0 | 0 | 0 | 0 | 0 | 0 | 0 | 0 | 0 | 0 | 0 | 0 | 0 | 0 | 0 | 245.1757
Business Incentives & Services | Hardwired Fluorescent Fixture, 27-65 watts(incandescent basecase) | Work Papers | System | Hotel_Motel | IndoorLt | TRUE | CFL Fixture: Pin based CFL fixture: Com - 12.0 | Express Efficiency (rebates) 0.96 | fixture | 12.5 | 0 | 0 | 91 | 665.27 | System | kW | 0.142 | [5 empty] | 12 | 96% | 0% | 452.1193 | 720.3768 | 768.689 | [5 empty] | 113.0298 | 113.0298 | 113.0298 | 113.0298 | 180.0942 | 180.0942 | 180.0942 | 180.0942 | 192.1723 | 192.1723 | 192.1723 | 192.1723 | 0 | 0 | 0 | 0 | 0 | 0 | 0 | 0 | 0 | 0 | 0 | 0 | 0 | 0 | 0 | 0 | 1941.1851
Business Incentives & Services | Hardwired Fluorescent Fixture, 27-65 watts(incandescent basecase) | Work Papers | System | Restaurant | IndoorLt | TRUE | CFL Fixture: Pin based CFL fixture: Com - 12.0 | Express Efficiency (rebates) 0.96 | fixture | 12.5 | 0 | 0 | 91 | 665.27 | System | kW | 0.142 | [5 empty] | 12 | 96% | 0% | 15.3061 | 24.3878 | 26.0233 | [5 empty] | 3.8265 | 3.8265 | 3.8265 | 3.8265 | 6.0969 | 6.0969 | 6.0969 | 6.0969 | 6.5058 | 6.5058 | 6.5058 | 6.5058 | 0 | 0 | 0 | 0 | 0 | 0 | 0 | 0 | 0 | 0 | 0 | 0 | 0 | 0 | 0 | 0 | 65.7172
Business Incentives & Services | Hardwired Fluorescent Fixture, 27-65 watts(incandescent basecase) | Work Papers | System | Small_Retail_Store | IndoorLt | TRUE | CFL Fixture: Pin based CFL fixture: Com - 12.0 | Express Efficiency (rebates) 0.96 | fixture | 12.5 | 0 | 0 | 91 | 665.27 | System | kW | 0.142 | [5 empty] | 12 | 96% | 0% | 214.8744 | 342.3666 | 365.3275 | [5 empty] | 53.7186 | 53.7186 | 53.7186 | 53.7186 | 85.5916 | 85.5916 | 85.5916 | 85.5916 | 91.3319 | 91.3319 | 91.3319 | 91.3319 | 0 | 0 | 0 | 0 | 0 | 0 | 0 | 0 | 0 | 0 | 0 | 0 | 0 | 0 | 0 | 0 | 922.5684
Business Incentives & Services | Hardwired Fluorescent Fixture, 27-65 watts(incandescent basecase) | Work Papers | System | Refrigerated_Warehouse | IndoorLt | TRUE | CFL Fixture: Pin based CFL fixture: Com - 12.0 | Express Efficiency (rebates) 0.96 | fixture | 12.5 | 0 | 0 | 91 | 665.27 | System | kW | 0.142 | [5 empty] | 12 | 96% | 0% | 5.887 | 9.3799 | 10.009 | [5 empty] | 1.4717 | 1.4717 | 1.4717 | 1.4717 | 2.345 | 2.345 | 2.345 | 2.345 | 2.5022 | 2.5022 | 2.5022 | 2.5022 | 0 | 0 | 0 | 0 | 0 | 0 | 0 | 0 | 0 | 0 | 0 | 0 | 0 | 0 | 0 | 0 | 25.2758
Business Incentives & Services | Hardwired Fluorescent Fixture, 27-65 watts(incandescent basecase) | Work Papers | System | Industrial | IndoorLt | TRUE | CFL Fixture: Pin based CFL fixture: Com - 12.0 | Express Efficiency (rebates) 0.96 | fixture | 12.5 | 0 | 0 | 91 | 665.27 | System | kW | 0.142 | [5 empty] | 12 | 96% | 0% | 10.0078 | 15.9458 | 17.0153 | [5 empty] | 2.502 | 2.502 | 2.502 | 2.502 | 3.9865 | 3.9865 | 3.9865 | 3.9865 | 4.2538 | 4.2538 | 4.2538 | 4.2538 | 0 | 0 | 0 | 0 | 0 | 0 | 0 | 0 | 0 | 0 | 0 | 0 | 0 | 0 | 0 | 0 | 42.9689
Business Incentives & Services | Hardwired Fluorescent Fixture, 27-65 watts(incandescent basecase) | Work Papers | System | Large_Office | IndoorLt | TRUE | CFL Fixture: Pin based CFL fixture: Com - 12.0 | Express Efficiency (rebates) 0.96 | fixture | 12.5 | 0 | 0 | 91 | 665.27 | System | kW | 0.142 | [5 empty] | 12 | 96% | 0% | 36.4992 | 58.1554 | 62.0556 | [5 empty] | 9.1248 | 9.1248 | 9.1248 | 9.1248 | 14.5389 | 14.5389 | 14.5389 | 14.5389 | 15.5139 | 15.5139 | 15.5139 | 15.5139 | 0 | 0 | 0 | 0 | 0 | 0 | 0 | 0 | 0 | 0 | 0 | 0 | 0 | 0 | 0 | 0 | 156.7103
Business Incentives & Services | Hardwired Fluorescent Fixture, 27-65 watts(incandescent basecase) | Work Papers | System | Small_Office | IndoorLt | TRUE | CFL Fixture: Pin based CFL fixture: Com - 12.0 | Express Efficiency (rebates) 0.96 | fixture | 12.5 | 0 | 0 | 91 | 665.27 | System | kW | 0.142 | [5 empty] | 12 | 96% | 0% | 211.9309 | 337.6766 | 360.323 | [5 empty] | 52.9827 | 52.9827 | 52.9827 | 52.9827 | 84.4192 | 84.4192 | 84.4192 | 84.4192 | 90.0807 | 90.0807 | 90.0807 | 90.0807 | 0 | 0 | 0 | 0 | 0 | 0 | 0 | 0 | 0 | 0 | 0 | 0 | 0 | 0 | 0 | 0 | 909.9305
Business Incentives & Services | Hardwired Fluorescent Fixture, 27-65 watts(Mercury Vapor basecase) | Work Papers | System | Misc._Commercial | IndoorLt | TRUE | CFL Fixture: Pin based CFL fixture: Com - 12.0 | Express Efficiency (rebates) 0.96 | fixture | 11.5 | 0 | 0 | 91 | 313.895 | System | kW | 0.067 | [5 empty] | 12 | 96% | 0% | 10.3611 | 16.5086 | 17.618 | [5 empty] | 2.5903 | 2.5903 | 2.5903 | 2.5903 | 4.1272 | 4.1272 | 4.1272 | 4.1272 | 4.4045 | 4.4045 | 4.4045 | 4.4045 | 0 | 0 | 0 | 0 | 0 | 0 | 0 | 0 | 0 | 0 | 0 | 0 | 0 | 0 | 0 | 0 | 44.4877
Business Incentives & Services | Hardwired Fluorescent Fixture, 27-65 watts(Mercury Vapor basecase) | Work Papers | System | Assembly | Lighting-NC | TRUE | CFL Fixture: Pin based CFL fixture: Com - 12.0 | Express Efficiency (rebates) 0.96 | fixture | 11.5 | 0 | 0 | 91 | 313.895 | System | kW | 0.067 | [5 empty] | 12 | 96% | 0% | 5.6515 | 9.0047 | 9.6098 | [5 empty] | 1.4129 | 1.4129 | 1.4129 | 1.4129 | 2.2512 | 2.2512 | 2.2512 | 2.2512 | 2.4025 | 2.4025 | 2.4025 | 2.4025 | 0 | 0 | 0 | 0 | 0 | 0 | 0 | 0 | 0 | 0 | 0 | 0 | 0 | 0 | 0 | 0 | 24.266
Business Incentives & Services | Hardwired Fluorescent Fixture, 27-65 watts(Mercury Vapor basecase) | Work Papers | System | School | Lighting-NC | TRUE | CFL Fixture: Pin based CFL fixture: Com - 12.0 | Express Efficiency (rebates) 0.96 | fixture | 11.5 | 0 | 0 | 91 | 313.895 | System | kW | 0.067 | [5 empty] | 12 | 96% | 0% | 0.94192 | 1.5008 | 1.6016 | [5 empty] | 0.23548 | 0.23548 | 0.23548 | 0.23548 | 0.3752 | 0.3752 | 0.3752 | 0.3752 | 0.40041 | 0.40041 | 0.40041 | 0.40041 | 0 | 0 | 0 | 0 | 0 | 0 | 0 | 0 | 0 | 0 | 0 | 0 | 0 | 0 | 0 | 0 | 4.0443
Business Incentives & Services | Hardwired Fluorescent Fixture, 27-65 watts(Mercury Vapor basecase) | Work Papers | System | K_thru_12_School | IndoorLt | TRUE | CFL Fixture: Pin based CFL fixture: Com - 12.0 | Express Efficiency (rebates) 0.96 | fixture | 11.5 | 0 | 0 | 91 | 313.895 | System | kW | 0.067 | [5 empty] | 12 | 96% | 0% | 11.303 | 18.0094 | 19.2196 | [5 empty] | 2.8257 | 2.8257 | 2.8257 | 2.8257 | 4.5024 | 4.5024 | 4.5024 | 4.5024 | 4.8049 | 4.8049 | 4.8049 | 4.8049 | 0 | 0 | 0 | 0 | 0 | 0 | 0 | 0 | 0 | 0 | 0 | 0 | 0 | 0 | 0 | 0 | 48.532
Business Incentives & Services | Hardwired Fluorescent Fixture, 27-65 watts(Mercury Vapor basecase) | Work Papers | System | College_University | IndoorLt | TRUE | CFL Fixture: Pin based CFL fixture: Com - 12.0 | Express Efficiency (rebates) 0.96 | fixture | 11.5 | 0 | 0 | 91 | 313.895 | System | kW | 0.067 | [5 empty] | 12 | 96% | 0% | 4.0816 | 6.5034 | 6.9404 | [5 empty] | 1.0204 | 1.0204 | 1.0204 | 1.0204 | 1.6259 | 1.6259 | 1.6259 | 1.6259 | 1.7351 | 1.7351 | 1.7351 | 1.7351 | 0 | 0 | 0 | 0 | 0 | 0 | 0 | 0 | 0 | 0 | 0 | 0 | 0 | 0 | 0 | 0 | 17.5255
Business Incentives & Services | Hardwired Fluorescent Fixture, 27-65 watts(Mercury Vapor basecase) | Work Papers | System | Hospital | IndoorLt | TRUE | CFL Fixture: Pin based CFL fixture: Com - 12.0 | Express Efficiency (rebates) 0.96 | fixture | 11.5 | 0 | 0 | 91 | 313.895 | System | kW | 0.067 | [5 empty] | 12 | 96% | 0% | 15.2276 | 24.2627 | 25.8931 | [5 empty] | 3.8069 | 3.8069 | 3.8069 | 3.8069 | 6.0657 | 6.0657 | 6.0657 | 6.0657 | 6.4733 | 6.4733 | 6.4733 | 6.4733 | 0 | 0 | 0 | 0 | 0 | 0 | 0 | 0 | 0 | 0 | 0 | 0 | 0 | 0 | 0 | 0 | 65.3835
Business Incentives & Services | Hardwired Fluorescent Fixture, 27-65 watts(Mercury Vapor basecase) | Work Papers | System | Hotel_Motel | IndoorLt | TRUE | CFL Fixture: Pin based CFL fixture: Com - 12.0 | Express Efficiency (rebates) 0.96 | fixture | 11.5 | 0 | 0 | 91 | 313.895 | System | kW | 0.067 | [5 empty] | 12 | 96% | 0% | 120.5651 | 192.1005 | 205.0095 | [5 empty] | 30.1413 | 30.1413 | 30.1413 | 30.1413 | 48.0251 | 48.0251 | 48.0251 | 48.0251 | 51.2524 | 51.2524 | 51.2524 | 51.2524 | 0 | 0 | 0 | 0 | 0 | 0 | 0 | 0 | 0 | 0 | 0 | 0 | 0 | 0 | 0 | 0 | 517.6752
Business Incentives & Services | Hardwired Fluorescent Fixture, 27-65 watts(Mercury Vapor basecase) | Work Papers | System | Restaurant | IndoorLt | TRUE | CFL Fixture: Pin based CFL fixture: Com - 12.0 | Express Efficiency (rebates) 0.96 | fixture | 11.5 | 0 | 0 | 91 | 313.895 | System | kW | 0.067 | [5 empty] | 12 | 96% | 0% | 4.0816 | 6.5034 | 6.9404 | [5 empty] | 1.0204 | 1.0204 | 1.0204 | 1.0204 | 1.6259 | 1.6259 | 1.6259 | 1.6259 | 1.7351 | 1.7351 | 1.7351 | 1.7351 | 0 | 0 | 0 | 0 | 0 | 0 | 0 | 0 | 0 | 0 | 0 | 0 | 0 | 0 | 0 | 0 | 17.5255
Business Incentives & Services | Hardwired Fluorescent Fixture, 27-65 watts(Mercury Vapor basecase) | Work Papers | System | Small_Retail_Store | IndoorLt | TRUE | CFL Fixture: Pin based CFL fixture: Com - 12.0 | Express Efficiency (rebates) 0.96 | fixture | 11.5 | 0 | 0 | 91 | 313.895 | System | kW | 0.067 | [5 empty] | 12 | 96% | 0% | 57.2998 | 91.2977 | 97.4329 | [5 empty] | 14.325 | 14.325 | 14.325 | 14.325 | 22.8244 | 22.8244 | 22.8244 | 22.8244 | 24.3582 | 24.3582 | 24.3582 | 24.3582 | 0 | 0 | 0 | 0 | 0 | 0 | 0 | 0 | 0 | 0 | 0 | 0 | 0 | 0 | 0 | 0 | 246.0305
Business Incentives & Services | Hardwired Fluorescent Fixture, 27-65 watts(Mercury Vapor basecase) | Work Papers | System | Refrigerated_Warehouse | IndoorLt | TRUE | CFL Fixture: Pin based CFL fixture: Com - 12.0 | Express Efficiency (rebates) 0.96 | fixture | 11.5 | 0 | 0 | 91 | 313.895 | System | kW | 0.067 | [5 empty] | 12 | 96% | 0% | 1.5699 | 2.5013 | 2.6694 | [5 empty] | 0.39246 | 0.39246 | 0.39246 | 0.39246 | 0.62533 | 0.62533 | 0.62533 | 0.62533 | 0.66735 | 0.66735 | 0.66735 | 0.66735 | 0 | 0 | 0 | 0 | 0 | 0 | 0 | 0 | 0 | 0 | 0 | 0 | 0 | 0 | 0 | 0 | 6.7406
Business Incentives & Services | Hardwired Fluorescent Fixture, 27-65 watts(Mercury Vapor basecase) | Work Papers | System | Industrial | IndoorLt | TRUE | CFL Fixture: Pin based CFL fixture: Com - 12.0 | Express Efficiency (rebates) 0.96 | fixture | 11.5 | 0 | 0 | 91 | 313.895 | System | kW | 0.067 | [5 empty] | 12 | 96% | 0% | 2.6688 | 4.2522 | 4.538 | [5 empty] | 0.66719 | 0.66719 | 0.66719 | 0.66719 | 1.0631 | 1.0631 | 1.0631 | 1.0631 | 1.1345 | 1.1345 | 1.1345 | 1.1345 | 0 | 0 | 0 | 0 | 0 | 0 | 0 | 0 | 0 | 0 | 0 | 0 | 0 | 0 | 0 | 0 | 11.459
Business Incentives & Services | Hardwired Fluorescent Fixture, 27-65 watts(Mercury Vapor basecase) | Work Papers | System | Large_Office | IndoorLt | TRUE | CFL Fixture: Pin based CFL fixture: Com - 12.0 | Express Efficiency (rebates) 0.96 | fixture | 11.5 | 0 | 0 | 91 | 313.895 | System | kW | 0.067 | [5 empty] | 12 | 96% | 0% | 9.7331 | 15.5081 | 16.5502 | [5 empty] | 2.4333 | 2.4333 | 2.4333 | 2.4333 | 3.877 | 3.877 | 3.877 | 3.877 | 4.1376 | 4.1376 | 4.1376 | 4.1376 | 0 | 0 | 0 | 0 | 0 | 0 | 0 | 0 | 0 | 0 | 0 | 0 | 0 | 0 | 0 | 0 | 41.7915
Business Incentives & Services | Hardwired Fluorescent Fixture, 27-65 watts(Mercury Vapor basecase) | Work Papers | System | Small_Office | IndoorLt | TRUE | CFL Fixture: Pin based CFL fixture: Com - 12.0 | Express Efficiency (rebates) 0.96 | fixture | 11.5 | 0 | 0 | 91 | 313.895 | System | kW | 0.067 | [5 empty] | 12 | 96% | 0% | 56.5149 | 90.0471 | 96.0982 | [5 empty] | 14.1287 | 14.1287 | 14.1287 | 14.1287 | 22.5118 | 22.5118 | 22.5118 | 22.5118 | 24.0246 | 24.0246 | 24.0246 | 24.0246 | 0 | 0 | 0 | 0 | 0 | 0 | 0 | 0 | 0 | 0 | 0 | 0 | 0 | 0 | 0 | 0 | 242.6602
Business Incentives & Services | Hardwired Fluorescent Fixture, 66-90 watts(incandescent basecase) | Work Papers | System | Small_Office | IndoorLt | TRUE | CFL Fixture: Pin based CFL fixture: Com - 12.0 | Express Efficiency (rebates) 0.96 | fixture | 18 | 0 | 0 | 141 | 1011.96 | System | kW | 0.216 | [5 empty] | 12 | 96% | 0% | 64.2146 | 102.3153 | 109.2046 | [5 empty] | 16.0537 | 16.0537 | 16.0537 | 16.0537 | 25.5788 | 25.5788 | 25.5788 | 25.5788 | 27.3011 | 27.3011 | 27.3011 | 27.3011 | 0 | 0 | 0 | 0 | 0 | 0 | 0 | 0 | 0 | 0 | 0 | 0 | 0 | 0 | 0 | 0 | 275.7344
Business Incentives & Services | Hardwired Fluorescent Fixture, 66-90 watts(incandescent basecase) | Work Papers | System | Small_Retail_Store | IndoorLt | TRUE | CFL Fixture: Pin based CFL fixture: Com - 12.0 | Express Efficiency (rebates) 0.96 | fixture | 18 | 0 | 0 | 141 | 1011.96 | System | kW | 0.216 | [5 empty] | 12 | 96% | 0% | 273.2854 | 435.4347 | 464.7542 | [5 empty] | 68.3213 | 68.3213 | 68.3213 | 68.3213 | 108.8587 | 108.8587 | 108.8587 | 108.8587 | 116.1886 | 116.1886 | 116.1886 | 116.1886 | 0 | 0 | 0 | 0 | 0 | 0 | 0 | 0 | 0 | 0 | 0 | 0 | 0 | 0 | 0 | 0 | 1173.4744
Business Incentives & Services | Hardwired Fluorescent Fixture, 66-90 watts(Mercury Vapor basecase) | Work Papers | System | Small_Office | IndoorLt | TRUE | CFL Fixture: Pin based CFL fixture: Com - 12.0 | Express Efficiency (rebates) 0.96 | fixture | 17 | 0 | 0 | 141 | 543.46 | System | kW | 0.116 | [5 empty] | 12 | 96% | 0% | 0 | 0 | 0 | [5 empty] | 0 | 0 | 0 | 0 | 0 | 0 | 0 | 0 | 0 | 0 | 0 | 0 | 0 | 0 | 0 | 0 | 0 | 0 | 0 | 0 | 0 | 0 | 0 | 0 | 0 | 0 | 0 | 0 | 0
Business Incentives & Services | Hardwired Fluorescent Fixture, 66-90 watts(Mercury Vapor basecase) | Work Papers | System | Small_Retail_Store | IndoorLt | TRUE | CFL Fixture: Pin based CFL fixture: Com - 12.0 | Express Efficiency (rebates) 0.96 | fixture | 17 | 0 | 0 | 141 | 543.46 | System | kW | 0.116 | [5 empty] | 12 | 96% | 0% | 0 | 0 | 0 | [5 empty] | 0 | 0 | 0 | 0 | 0 | 0 | 0 | 0 | 0 | 0 | 0 | 0 | 0 | 0 | 0 | 0 | 0 | 0 | 0 | 0 | 0 | 0 | 0 | 0 | 0 | 0 | 0 | 0 | 0
Business Incentives & Services | Hardwired flourescent Fixture, > 90 watts(incandescent basecase) | Work Papers | System | K_thru_12_School | IndoorLt | TRUE | CFL Fixture: Pin based CFL fixture: Com - 12.0 | Express Efficiency (rebates) 0.96 | fixture | 22.5 | 0 | 0 | 141 | 1011.96 | System | kW | 0.216 | [5 empty] | 12 | 96% | 0% | 0.5042 | 0.80336 | 0.85735 | [5 empty] | 0.12605 | 0.12605 | 0.12605 | 0.12605 | 0.20084 | 0.20084 | 0.20084 | 0.20084 | 0.21434 | 0.21434 | 0.21434 | 0.21434 | 0 | 0 | 0 | 0 | 0 | 0 | 0 | 0 | 0 | 0 | 0 | 0 | 0 | 0 | 0 | 0 | 2.1649
Business Incentives & Services | Hardwired flourescent Fixture, > 90 watts(incandescent basecase) | Work Papers | System | Small_Office | IndoorLt | TRUE | CFL Fixture: Pin based CFL fixture: Com - 12.0 | Express Efficiency (rebates) 0.96 | fixture | 22.5 | 0 | 0 | 141 | 1011.96 | System | kW | 0.216 | [5 empty] | 12 | 96% | 0% | 153.2773 | 244.2218 | 260.6335 | [5 empty] | 38.3193 | 38.3193 | 38.3193 | 38.3193 | 61.0555 | 61.0555 | 61.0555 | 61.0555 | 65.1584 | 65.1584 | 65.1584 | 65.1584 | 0 | 0 | 0 | 0 | 0 | 0 | 0 | 0 | 0 | 0 | 0 | 0 | 0 | 0 | 0 | 0 | 658.1326
Business Incentives & Services | Hardwired flourescent Fixture, > 90 watts(incandescent basecase) | Work Papers | System | Small_Retail_Store | IndoorLt | TRUE | CFL Fixture: Pin based CFL fixture: Com - 12.0 | Express Efficiency (rebates) 0.96 | fixture | 22.5 | 0 | 0 | 141 | 1011.96 | System | kW | 0.216 | [5 empty] | 12 | 96% | 0% | 146.2185 | 232.9748 | 248.6306 | [5 empty] | 36.5546 | 36.5546 | 36.5546 | 36.5546 | 58.2437 | 58.2437 | 58.2437 | 58.2437 | 62.1576 | 62.1576 | 62.1576 | 62.1576 | 0 | 0 | 0 | 0 | 0 | 0 | 0 | 0 | 0 | 0 | 0 | 0 | 0 | 0 | 0 | 0 | 627.8239
Business Incentives & Services | Hardwired flourescent Fixture, > 90 watts(mercury vapor basecase) | Work Papers | System | Assembly | Lighting-NC | TRUE | CFL Fixture: Pin based CFL fixture: Com - 12.0 | Express Efficiency (rebates) 0.96 | fixture | 21.5 | 0 | 0 | 141 | 773 | System | kW | 0.168 | [5 empty] | 12 | 96% | 0% | 225 | 358.5 | 382.5429 | [5 empty] | 56.25 | 56.25 | 56.25 | 56.25 | 89.625 | 89.625 | 89.625 | 89.625 | 95.6357 | 95.6357 | 95.6357 | 95.6357 | 0 | 0 | 0 | 0 | 0 | 0 | 0 | 0 | 0 | 0 | 0 | 0 | 0 | 0 | 0 | 0 | 966.0429
Business Incentives & Services | Induction Lamps and Fixtures 55-100 watts | Work Papers | System | Misc._Commercial | IndoorLt | TRUE | Induction Fixture: NR - 16 | Express Efficiency (rebates) 0.96 | fixture | 35 | 0 | 0 | 135 | 843.3 | System | kW | 0.18 | [5 empty] | 16 | 96% | 0% | 75 | 119.5 | 127.4822 | [5 empty] | 18.75 | 18.75 | 18.75 | 18.75 | 29.875 | 29.875 | 29.875 | 29.875 | 31.8706 | 31.8706 | 31.8706 | 31.8706 | 0 | 0 | 0 | 0 | 0 | 0 | 0 | 0 | 0 | 0 | 0 | 0 | 0 | 0 | 0 | 0 | 321.9822
Business Incentives & Services | Induction Lamps and Fixtures >100 watts | Work Papers | System | Misc._Commercial | IndoorLt | TRUE | Induction Fixture: NR - 16 | Express Efficiency (rebates) 0.96 | fixture | 50 | 0 | 0 | 295 | 646 | System | kW | 0.114 | [5 empty] | 16 | 96% | 0% | 37.5 | 59.75 | 63.7411 | [5 empty] | 9.375 | 9.375 | 9.375 | 9.375 | 14.9375 | 14.9375 | 14.9375 | 14.9375 | 15.9353 | 15.9353 | 15.9353 | 15.9353 | 0 | 0 | 0 | 0 | 0 | 0 | 0 | 0 | 0 | 0 | 0 | 0 | 0 | 0 | 0 | 0 | 160.9911
Business Incentives & Services | High Efficiency Exit Sign - LED | CALC00AVETS01 | System | Misc._Commercial | IndoorLt | TRUE | Exit Sign – CF Hardware Kit/LED/ Electro-Luminescent: NR - 16 | Express Efficiency (rebates) 0.96 | fixture | 27 | 0 | 0 | 111 | 351.311 | System | kW | 0.35131 | [5 empty] | 16 | 96% | 0% | 569.7096 | 907.7373 | 968.5399 | [5 empty] | 142.4274 | 142.4274 | 142.4274 | 142.4274 | 226.9343 | 226.9343 | 226.9343 | 226.9343 | 242.135 | 242.135 | 242.135 | 242.135 | 0 | 0 | 0 | 0 | 0 | 0 | 0 | 0 | 0 | 0 | 0 | 0 | 0 | 0 | 0 | 0 | 2445.9869
Business Incentives & Services | High Efficiency Exit Sign - LED | CALC00AVETS01 | System | Assembly | Lighting-NC | TRUE | Exit Sign – CF Hardware Kit/LED/ Electro-Luminescent: NR - 16 | Express Efficiency (rebates) 0.96 | fixture | 27 | 0 | 0 | 111 | 351.311 | System | kW | 0.35131 | [5 empty] | 16 | 96% | 0% | 441.5682 | 703.5654 | 750.6921 | [5 empty] | 110.3921 | 110.3921 | 110.3921 | 110.3921 | 175.8914 | 175.8914 | 175.8914 | 175.8914 | 187.673 | 187.673 | 187.673 | 187.673 | 0 | 0 | 0 | 0 | 0 | 0 | 0 | 0 | 0 | 0 | 0 | 0 | 0 | 0 | 0 | 0 | 1895.8257
Business Incentives & Services | High Efficiency Exit Sign - LED | CALC00AVETS01 | System | School | Lighting-NC | TRUE | Exit Sign – CF Hardware Kit/LED/ Electro-Luminescent: NR - 16 | Express Efficiency (rebates) 0.96 | fixture | 27 | 0 | 0 | 111 | 351.311 | System | kW | 0.35131 | [5 empty] | 16 | 96% | 0% | 211.2601 | 336.6078 | 359.1546 | [5 empty] | 52.815 | 52.815 | 52.815 | 52.815 | 84.1519 | 84.1519 | 84.1519 | 84.1519 | 89.7887 | 89.7887 | 89.7887 | 89.7887 | 0 | 0 | 0 | 0 | 0 | 0 | 0 | 0 | 0 | 0 | 0 | 0 | 0 | 0 | 0 | 0 | 907.0225
Business Incentives & Services | High Efficiency Exit Sign - LED | CALC00AVETS01 | System | K_thru_12_School | IndoorLt | TRUE | Exit Sign – CF Hardware Kit/LED/ Electro-Luminescent: NR - 16 | Express Efficiency (rebates) 0.96 | fixture | 27 | 0 | 0 | 111 | 351.311 | System | kW | 0.35131 | [5 empty] | 16 | 96% | 0% | 265.8068 | 423.5188 | 451.8872 | [5 empty] | 66.4517 | 66.4517 | 66.4517 | 66.4517 | 105.8797 | 105.8797 | 105.8797 | 105.8797 | 112.9718 | 112.9718 | 112.9718 | 112.9718 | 0 | 0 | 0 | 0 | 0 | 0 | 0 | 0 | 0 | 0 | 0 | 0 | 0 | 0 | 0 | 0 | 1141.2127
Business Incentives & Services | High Efficiency Exit Sign - LED | CALC00AVETS01 | System | College_University | IndoorLt | TRUE | Exit Sign – CF Hardware Kit/LED/ Electro-Luminescent: NR - 16 | Express Efficiency (rebates) 0.96 | fixture | 27 | 0 | 0 | 111 | 351.311 | System | kW | 0.35131 | [5 empty] | 16 | 96% | 0% | 42.4252 | 67.5975 | 72.1253 | [5 empty] | 10.6063 | 10.6063 | 10.6063 | 10.6063 | 16.8994 | 16.8994 | 16.8994 | 16.8994 | 18.0313 | 18.0313 | 18.0313 | 18.0313 | 0 | 0 | 0 | 0 | 0 | 0 | 0 | 0 | 0 | 0 | 0 | 0 | 0 | 0 | 0 | 0 | 182.148
Business Incentives & Services | High Efficiency Exit Sign - LED | CALC00AVETS01 | System | Grocery_Store | Lighting-NC | TRUE | Exit Sign – CF Hardware Kit/LED/ Electro-Luminescent: NR - 16 | Express Efficiency (rebates) 0.96 | fixture | 27 | 0 | 0 | 111 | 351.311 | System | kW | 0.35131 | [5 empty] | 16 | 96% | 0% | 14.7189 | 23.4522 | 25.0231 | [5 empty] | 3.6797 | 3.6797 | 3.6797 | 3.6797 | 5.863 | 5.863 | 5.863 | 5.863 | 6.2558 | 6.2558 | 6.2558 | 6.2558 | 0 | 0 | 0 | 0 | 0 | 0 | 0 | 0 | 0 | 0 | 0 | 0 | 0 | 0 | 0 | 0 | 63.1942
Business Incentives & Services | High Efficiency Exit Sign - LED | CALC00AVETS01 | System | Hospital | IndoorLt | TRUE | Exit Sign – CF Hardware Kit/LED/ Electro-Luminescent: NR - 16 | Express Efficiency (rebates) 0.96 | fixture | 27 | 0 | 0 | 111 | 351.311 | System | kW | 0.35131 | [5 empty] | 16 | 96% | 0% | 2374.9445 | 3784.0782 | 4037.5457 | [5 empty] | 593.7361 | 593.7361 | 593.7361 | 593.7361 | 946.0196 | 946.0196 | 946.0196 | 946.0196 | 1009.3864 | 1009.3864 | 1009.3864 | 1009.3864 | 0 | 0 | 0 | 0 | 0 | 0 | 0 | 0 | 0 | 0 | 0 | 0 | 0 | 0 | 0 | 0 | 10196.5684
Business Incentives & Services | High Efficiency Exit Sign - LED | CALC00AVETS01 | System | Hotel_Motel | IndoorLt | TRUE | Exit Sign – CF Hardware Kit/LED/ Electro-Luminescent: NR - 16 | Express Efficiency (rebates) 0.96 | fixture | 27 | 0 | 0 | 111 | 351.311 | System | kW | 0.35131 | [5 empty] | 16 | 96% | 0% | 2438.1494 | 3884.7847 | 4144.9977 | [5 empty] | 609.5373 | 609.5373 | 609.5373 | 609.5373 | 971.1962 | 971.1962 | 971.1962 | 971.1962 | 1036.2494 | 1036.2494 | 1036.2494 | 1036.2494 | 0 | 0 | 0 | 0 | 0 | 0 | 0 | 0 | 0 | 0 | 0 | 0 | 0 | 0 | 0 | 0 | 10467.9317
Business Incentives & Services | High Efficiency Exit Sign - LED | CALC00AVETS01 | System | Large_Office | IndoorLt | TRUE | Exit Sign – CF Hardware Kit/LED/ Electro-Luminescent: NR - 16 | Express Efficiency (rebates) 0.96 | fixture | 27 | 0 | 0 | 111 | 351.311 | System | kW | 0.35131 | [5 empty] | 16 | 96% | 0% | 91.7769 | 146.2312 | 156.0262 | [5 empty] | 22.9442 | 22.9442 | 22.9442 | 22.9442 | 36.5578 | 36.5578 | 36.5578 | 36.5578 | 39.0065 | 39.0065 | 39.0065 | 39.0065 | 0 | 0 | 0 | 0 | 0 | 0 | 0 | 0 | 0 | 0 | 0 | 0 | 0 | 0 | 0 | 0 | 394.0344
Business Incentives & Services | High Efficiency Exit Sign - LED | CALC00AVETS01 | System | Small_Office | IndoorLt | TRUE | Exit Sign – CF Hardware Kit/LED/ Electro-Luminescent: NR - 16 | Express Efficiency (rebates) 0.96 | fixture | 27 | 0 | 0 | 111 | 351.311 | System | kW | 0.35131 | [5 empty] | 16 | 96% | 0% | 1768.8704 | 2818.4002 | 3007.1841 | [5 empty] | 442.2176 | 442.2176 | 442.2176 | 442.2176 | 704.6001 | 704.6001 | 704.6001 | 704.6001 | 751.796 | 751.796 | 751.796 | 751.796 | 0 | 0 | 0 | 0 | 0 | 0 | 0 | 0 | 0 | 0 | 0 | 0 | 0 | 0 | 0 | 0 | 7594.4547
Business Incentives & Services | High Efficiency Exit Sign - LED | CALC00AVETS01 | System | Restaurant | IndoorLt | TRUE | Exit Sign – CF Hardware Kit/LED/ Electro-Luminescent: NR - 16 | Express Efficiency (rebates) 0.96 | fixture | 27 | 0 | 0 | 111 | 351.311 | System | kW | 0.35131 | [5 empty] | 16 | 96% | 0% | 423.386 | 674.5951 | 719.7812 | [5 empty] | 105.8465 | 105.8465 | 105.8465 | 105.8465 | 168.6488 | 168.6488 | 168.6488 | 168.6488 | 179.9453 | 179.9453 | 179.9453 | 179.9453 | 0 | 0 | 0 | 0 | 0 | 0 | 0 | 0 | 0 | 0 | 0 | 0 | 0 | 0 | 0 | 0 | 1817.7623
Business Incentives & Services | High Efficiency Exit Sign - LED | CALC00AVETS01 | System | Large_Retail_Store | IndoorLt | TRUE | Exit Sign – CF Hardware Kit/LED/ Electro-Luminescent: NR - 16 | Express Efficiency (rebates) 0.96 | fixture | 27 | 0 | 0 | 111 | 351.311 | System | kW | 0.35131 | [5 empty] | 16 | 96% | 0% | 11.2557 | 17.934 | 19.1353 | [5 empty] | 2.8139 | 2.8139 | 2.8139 | 2.8139 | 4.4835 | 4.4835 | 4.4835 | 4.4835 | 4.7838 | 4.7838 | 4.7838 | 4.7838 | 0 | 0 | 0 | 0 | 0 | 0 | 0 | 0 | 0 | 0 | 0 | 0 | 0 | 0 | 0 | 0 | 48.325
Business Incentives & Services | High Efficiency Exit Sign - LED | CALC00AVETS01 | System | Small_Retail_Store | IndoorLt | TRUE | Exit Sign – CF Hardware Kit/LED/ Electro-Luminescent: NR - 16 | Express Efficiency (rebates) 0.96 | fixture | 27 | 0 | 0 | 111 | 351.311 | System | kW | 0.35131 | [5 empty] | 16 | 96% | 0% | 594.8184 | 947.744 | 1011.2264 | [5 empty] | 148.7046 | 148.7046 | 148.7046 | 148.7046 | 236.936 | 236.936 | 236.936 | 236.936 | 252.8066 | 252.8066 | 252.8066 | 252.8066 | 0 | 0 | 0 | 0 | 0 | 0 | 0 | 0 | 0 | 0 | 0 | 0 | 0 | 0 | 0 | 0 | 2553.7887
Business Incentives & Services | High Efficiency Exit Sign - LED | CALC00AVETS01 | System | Storage_Building | Lighting-NC | TRUE | Exit Sign – CF Hardware Kit/LED/ Electro-Luminescent: NR - 16 | Express Efficiency (rebates) 0.96 | fixture | 27 | 0 | 0 | 111 | 351.311 | System | kW | 0.35131 | [5 empty] | 16 | 96% | 0% | 21.6455 | 34.4885 | 36.7986 | [5 empty] | 5.4114 | 5.4114 | 5.4114 | 5.4114 | 8.6221 | 8.6221 | 8.6221 | 8.6221 | 9.1997 | 9.1997 | 9.1997 | 9.1997 | 0 | 0 | 0 | 0 | 0 | 0 | 0 | 0 | 0 | 0 | 0 | 0 | 0 | 0 | 0 | 0 | 92.9326
Business Incentives & Services | High Efficiency Exit Sign - LED | CALC00AVETS01 | System | Storage_Building | Lighting-NC | TRUE | Exit Sign – CF Hardware Kit/LED/ Electro-Luminescent: NR - 16 | Express Efficiency (rebates) 0.96 | fixture | 27 | 0 | 0 | 111 | 351.311 | System | kW | 0.35131 | [5 empty] | 16 | 96% | 0% | 301.3054 | 480.0799 | 512.2369 | [5 empty] | 75.3263 | 75.3263 | 75.3263 | 75.3263 | 120.02 | 120.02 | 120.02 | 120.02 | 128.0592 | 128.0592 | 128.0592 | 128.0592 | 0 | 0 | 0 | 0 | 0 | 0 | 0 | 0 | 0 | 0 | 0 | 0 | 0 | 0 | 0 | 0 | 1293.6222
Business Incentives & Services | High Efficiency Exit Sign - LED | CALC00AVETS01 | System | Refrigerated_Warehouse | IndoorLt | TRUE | Exit Sign – CF Hardware Kit/LED/ Electro-Luminescent: NR - 16 | Express Efficiency (rebates) 0.96 | fixture | 27 | 0 | 0 | 111 | 351.311 | System | kW | 0.35131 | [5 empty] | 16 | 96% | 0% | 67.534 | 107.6041 | 114.8117 | [5 empty] | 16.8835 | 16.8835 | 16.8835 | 16.8835 | 26.901 | 26.901 | 26.901 | 26.901 | 28.7029 | 28.7029 | 28.7029 | 28.7029 | 0 | 0 | 0 | 0 | 0 | 0 | 0 | 0 | 0 | 0 | 0 | 0 | 0 | 0 | 0 | 0 | 289.9498
Business Incentives & Services | High Efficiency Exit Sign - LED | CALC00AVETS01 | System | Industrial | IndoorLt | TRUE | Exit Sign – CF Hardware Kit/LED/ Electro-Luminescent: NR - 16 | Express Efficiency (rebates) 0.96 | fixture | 27 | 0 | 0 | 111 | 351.311 | System | kW | 0.35131 | [5 empty] | 16 | 96% | 0% | 107.3617 | 171.063 | 182.5212 | [5 empty] | 26.8404 | 26.8404 | 26.8404 | 26.8404 | 42.7657 | 42.7657 | 42.7657 | 42.7657 | 45.6303 | 45.6303 | 45.6303 | 45.6303 | 0 | 0 | 0 | 0 | 0 | 0 | 0 | 0 | 0 | 0 | 0 | 0 | 0 | 0 | 0 | 0 | 460.9459
Business Incentives & Services | High Efficiency Exit Sign - LED | CALC00AVETS01 | System | Sit_Down_Restaurant | Lighting-NC | TRUE | Exit Sign – CF Hardware Kit/LED/ Electro-Luminescent: NR - 16 | Express Efficiency (rebates) 0.96 | fixture | 27 | 0 | 0 | 111 | 351.311 | System | kW | 0.35131 | [5 empty] | 16 | 96% | 0% | 3.4633 | 5.5182 | 5.8878 | [5 empty] | 0.86582 | 0.86582 | 0.86582 | 0.86582 | 1.3795 | 1.3795 | 1.3795 | 1.3795 | 1.4719 | 1.4719 | 1.4719 | 1.4719 | 0 | 0 | 0 | 0 | 0 | 0 | 0 | 0 | 0 | 0 | 0 | 0 | 0 | 0 | 0 | 0 | 14.8692
Business Incentives & Services | LED Channel Signage (Red) indoor <2ft | Work Papers | System | Misc._Commercial | IndoorLt | TRUE | High Efficiency Lighting (HID): NR - 16 | Express Efficiency (rebates) 0.96 | foot | 4 | 0 | 0 | 18 | 43.68 | System | kW | 0.01 | [5 empty] | 16 | 96% | 0% | 75 | 119.5 | 127.4822 | [5 empty] | 18.75 | 18.75 | 18.75 | 18.75 | 29.875 | 29.875 | 29.875 | 29.875 | 31.8706 | 31.8706 | 31.8706 | 31.8706 | 0 | 0 | 0 | 0 | 0 | 0 | 0 | 0 | 0 | 0 | 0 | 0 | 0 | 0 | 0 | 0 | 321.9822
Business Incentives & Services | LED Channel Signage (Red) indoor >2ft | Work Papers | System | Misc._Commercial | IndoorLt | TRUE | High Efficiency Lighting (HID): NR - 16 | Express Efficiency (rebates) 0.96 | foot | 6 | 0 | 0 | 33 | 87.36 | System | kW | 0.02 | [5 empty] | 16 | 96% | 0% | 75 | 119.5 | 127.4822 | [5 empty] | 18.75 | 18.75 | 18.75 | 18.75 | 29.875 | 29.875 | 29.875 | 29.875 | 31.8706 | 31.8706 | 31.8706 | 31.8706 | 0 | 0 | 0 | 0 | 0 | 0 | 0 | 0 | 0 | 0 | 0 | 0 | 0 | 0 | 0 | 0 | 321.9822
Business Incentives & Services | LED Channel Signage (Red) outdoor <2ft | Work Papers | System | Misc._Commercial | Outdoor Lt | TRUE | High Efficiency Lighting (HID): NR - 16 | Express Efficiency (rebates) 0.96 | foot | 2 | 0 | 0 | 18 | 22 | System | kW | 0 | [5 empty] | 16 | 96% | 0% | 75 | 119.5 | 127.4822 | [5 empty] | 18.75 | 18.75 | 18.75 | 18.75 | 29.875 | 29.875 | 29.875 | 29.875 | 31.8706 | 31.8706 | 31.8706 | 31.8706 | 0 | 0 | 0 | 0 | 0 | 0 | 0 | 0 | 0 | 0 | 0 | 0 | 0 | 0 | 0 | 0 | 321.9822
Business Incentives & Services | LED Channel Signage (Red) outdoor >2ft | Work Papers | System | Misc._Commercial | Outdoor Lt | TRUE | High Efficiency Lighting (HID): NR - 16 | Express Efficiency (rebates) 0.96 | foot | 3 | 0 | 0 | 33 | 43.8 | System | kW | 0 | [5 empty] | 16 | 96% | 0% | 75 | 119.5 | 127.4822 | [5 empty] | 18.75 | 18.75 | 18.75 | 18.75 | 29.875 | 29.875 | 29.875 | 29.875 | 31.8706 | 31.8706 | 31.8706 | 31.8706 | 0 | 0 | 0 | 0 | 0 | 0 | 0 | 0 | 0 | 0 | 0 | 0 | 0 | 0 | 0 | 0 | 321.9822
Business Incentives & Services | T-8 or T-5 Lamp and Electronic, 2-foot lamp installed | Work Papers | System | Misc._Commercial | IndoorLt | TRUE | Fixture: T8 Lamp & Electronic Ballast: C/I/A - 11 | Express Efficiency (rebates) 0.96 | lamp | 3.5 | 0 | 0 | 21 | 46.3815 | System | kW | 0.0099 | [5 empty] | 11 | 96% | 0% | 13.1671 | 20.9795 | 22.3865 | [5 empty] | 3.2918 | 3.2918 | 3.2918 | 3.2918 | 5.2449 | 5.2449 | 5.2449 | 5.2449 | 5.5966 | 5.5966 | 5.5966 | 5.5966 | 0 | 0 | 0 | 0 | 0 | 0 | 0 | 0 | 0 | 0 | 0 | 0 | 0 | 0 | 0 | 0 | 56.5331
Business Incentives & Services | T-8 or T-5 Lamp and Electronic, 2-foot lamp installed | Work Papers | System | School | Lighting-NC | TRUE | Fixture: T8 Lamp & Electronic Ballast: C/I/A - 11 | Express Efficiency (rebates) 0.96 | lamp | 3.5 | 0 | 0 | 21 | 46.3815 | System | kW | 0.0099 | [5 empty] | 11 | 96% | 0% | 422.2865 | 672.8431 | 717.9675 | [5 empty] | 105.5716 | 105.5716 | 105.5716 | 105.5716 | 168.2108 | 168.2108 | 168.2108 | 168.2108 | 179.4919 | 179.4919 | 179.4919 | 179.4919 | 0 | 0 | 0 | 0 | 0 | 0 | 0 | 0 | 0 | 0 | 0 | 0 | 0 | 0 | 0 | 0 | 1813.0971
Business Incentives & Services | T-8 or T-5 Lamp and Electronic, 2-foot lamp installed | Work Papers | System | K_thru_12_School | IndoorLt | TRUE | Fixture: T8 Lamp & Electronic Ballast: C/I/A - 11 | Express Efficiency (rebates) 0.96 | lamp | 3.5 | 0 | 0 | 21 | 46.3815 | System | kW | 0.0099 | [5 empty] | 11 | 96% | 0% | 172.1123 | 274.2323 | 292.6237 | [5 empty] | 43.0281 | 43.0281 | 43.0281 | 43.0281 | 68.5581 | 68.5581 | 68.5581 | 68.5581 | 73.1559 | 73.1559 | 73.1559 | 73.1559 | 0 | 0 | 0 | 0 | 0 | 0 | 0 | 0 | 0 | 0 | 0 | 0 | 0 | 0 | 0 | 0 | 738.9683
Business Incentives & Services | T-8 or T-5 Lamp and Electronic, 2-foot lamp installed | Work Papers | System | College_University | IndoorLt | TRUE | Fixture: T8 Lamp & Electronic Ballast: C/I/A - 11 | Express Efficiency (rebates) 0.96 | lamp | 3.5 | 0 | 0 | 21 | 46.3815 | System | kW | 0.0099 | [5 empty] | 11 | 96% | 0% | 104.396 | 166.3376 | 177.4931 | [5 empty] | 26.099 | 26.099 | 26.099 | 26.099 | 41.5844 | 41.5844 | 41.5844 | 41.5844 | 44.3733 | 44.3733 | 44.3733 | 44.3733 | 0 | 0 | 0 | 0 | 0 | 0 | 0 | 0 | 0 | 0 | 0 | 0 | 0 | 0 | 0 | 0 | 448.2267
Business Incentives & Services | T-8 or T-5 Lamp and Electronic, 2-foot lamp installed | Work Papers | System | Hospital | IndoorLt | TRUE | Fixture: T8 Lamp & Electronic Ballast: C/I/A - 11 | Express Efficiency (rebates) 0.96 | lamp | 3.5 | 0 | 0 | 21 | 46.3815 | System | kW | 0.0099 | [5 empty] | 11 | 96% | 0% | 639.543 | 1019.0052 | 1087.345 | [5 empty] | 159.8857 | 159.8857 | 159.8857 | 159.8857 | 254.7513 | 254.7513 | 254.7513 | 254.7513 | 271.8363 | 271.8363 | 271.8363 | 271.8363 | 0 | 0 | 0 | 0 | 0 | 0 | 0 | 0 | 0 | 0 | 0 | 0 | 0 | 0 | 0 | 0 | 2745.8932
Business Incentives & Services | T-8 or T-5 Lamp and Electronic, 2-foot lamp installed | Work Papers | System | Hotel_Motel | IndoorLt | TRUE | Fixture: T8 Lamp & Electronic Ballast: C/I/A - 11 | Express Efficiency (rebates) 0.96 | lamp | 3.5 | 0 | 0 | 21 | 46.3815 | System | kW | 0.0099 | [5 empty] | 11 | 96% | 0% | 304.7234 | 485.526 | 518.0879 | [5 empty] | 76.1809 | 76.1809 | 76.1809 | 76.1809 | 121.3815 | 121.3815 | 121.3815 | 121.3815 | 129.522 | 129.522 | 129.522 | 129.522 | 0 | 0 | 0 | 0 | 0 | 0 | 0 | 0 | 0 | 0 | 0 | 0 | 0 | 0 | 0 | 0 | 1308.3373
Business Incentives & Services | T-8 or T-5 Lamp and Electronic, 2-foot lamp installed | Work Papers | System | Large_Office | IndoorLt | TRUE | Fixture: T8 Lamp & Electronic Ballast: C/I/A - 11 | Express Efficiency (rebates) 0.96 | lamp | 3.5 | 0 | 0 | 21 | 46.3815 | System | kW | 0.0099 | [5 empty] | 11 | 96% | 0% | 45.1442 | 71.9298 | 76.7538 | [5 empty] | 11.2861 | 11.2861 | 11.2861 | 11.2861 | 17.9824 | 17.9824 | 17.9824 | 17.9824 | 19.1884 | 19.1884 | 19.1884 | 19.1884 | 0 | 0 | 0 | 0 | 0 | 0 | 0 | 0 | 0 | 0 | 0 | 0 | 0 | 0 | 0 | 0 | 193.8278
Business Incentives & Services | T-8 or T-5 Lamp and Electronic, 2-foot lamp installed | Work Papers | System | Small_Office | IndoorLt | TRUE | Fixture: T8 Lamp & Electronic Ballast: C/I/A - 11 | Express Efficiency (rebates) 0.96 | lamp | 3.5 | 0 | 0 | 21 | 46.3815 | System | kW | 0.0099 | [5 empty] | 11 | 96% | 0% | 1907.3429 | 3039.033 | 3242.8466 | [5 empty] | 476.8357 | 476.8357 | 476.8357 | 476.8357 | 759.7583 | 759.7583 | 759.7583 | 759.7583 | 810.7116 | 810.7116 | 810.7116 | 810.7116 | 0 | 0 | 0 | 0 | 0 | 0 | 0 | 0 | 0 | 0 | 0 | 0 | 0 | 0 | 0 | 0 | 8189.2225
Business Incentives & Services | T-8 or T-5 Lamp and Electronic, 2-foot lamp installed | Work Papers | System | Small_Retail_Store | IndoorLt | TRUE | Fixture: T8 Lamp & Electronic Ballast: C/I/A - 11 | Express Efficiency (rebates) 0.96 | lamp | 3.5 | 0 | 0 | 21 | 46.3815 | System | kW | 0.0099 | [5 empty] | 11 | 96% | 0% | 1840.5671 | 2932.6369 | 3129.315 | [5 empty] | 460.1418 | 460.1418 | 460.1418 | 460.1418 | 733.1592 | 733.1592 | 733.1592 | 733.1592 | 782.3287 | 782.3287 | 782.3287 | 782.3287 | 0 | 0 | 0 | 0 | 0 | 0 | 0 | 0 | 0 | 0 | 0 | 0 | 0 | 0 | 0 | 0 | 7902.519
Business Incentives & Services | T-8 or T-5 Lamp and Electronic, 2-foot lamp installed | Work Papers | System | Storage_Building | Lighting-NC | TRUE | Fixture: T8 Lamp & Electronic Ballast: C/I/A - 11 | Express Efficiency (rebates) 0.96 | lamp | 3.5 | 0 | 0 | 21 | 46.3815 | System | kW | 0.0099 | [5 empty] | 11 | 96% | 0% | 518.2179 | 825.6939 | 881.0693 | [5 empty] | 129.5545 | 129.5545 | 129.5545 | 129.5545 | 206.4235 | 206.4235 | 206.4235 | 206.4235 | 220.2673 | 220.2673 | 220.2673 | 220.2673 | 0 | 0 | 0 | 0 | 0 | 0 | 0 | 0 | 0 | 0 | 0 | 0 | 0 | 0 | 0 | 0 | 2224.9811
Business Incentives & Services | T-8 or T-5 Lamp and Electronic, 2-foot lamp installed | Work Papers | System | Refrigerated_Warehouse | IndoorLt | TRUE | Fixture: T8 Lamp & Electronic Ballast: C/I/A - 11 | Express Efficiency (rebates) 0.96 | lamp | 3.5 | 0 | 0 | 21 | 46.3815 | System | kW | 0.0099 | [5 empty] | 11 | 96% | 0% | 33.8582 | 53.9473 | 57.5653 | [5 empty] | 8.4645 | 8.4645 | 8.4645 | 8.4645 | 13.4868 | 13.4868 | 13.4868 | 13.4868 | 14.3913 | 14.3913 | 14.3913 | 14.3913 | 0 | 0 | 0 | 0 | 0 | 0 | 0 | 0 | 0 | 0 | 0 | 0 | 0 | 0 | 0 | 0 | 145.3708
Business Incentives & Services | T-8 or T-5 Lamp and Electronic, 2-foot lamp installed | Work Papers | System | Industrial | IndoorLt | TRUE | Fixture: T8 Lamp & Electronic Ballast: C/I/A - 11 | Express Efficiency (rebates) 0.96 | lamp | 3.5 | 0 | 0 | 21 | 46.3815 | System | kW | 0.0099 | [5 empty] | 11 | 96% | 0% | 748.6415 | 1192.8354 | 1272.8333 | [5 empty] | 187.1604 | 187.1604 | 187.1604 | 187.1604 | 298.2089 | 298.2089 | 298.2089 | 298.2089 | 318.2083 | 318.2083 | 318.2083 | 318.2083 | 0 | 0 | 0 | 0 | 0 | 0 | 0 | 0 | 0 | 0 | 0 | 0 | 0 | 0 | 0 | 0 | 3214.3102
Business Incentives & Services | T-8 or T-5 Lamp and Electronic, 2-foot lamp removed | Work Papers | System | Misc._Commercial | IndoorLt | TRUE | Fixture: T8 Lamp & Electronic Ballast: C/I/A - 11 | Express Efficiency (rebates) 0.96 | lamp | 4 | 0 | 0 | 19 | 175.6875 | System | kW | 0.0375 | [5 empty] | 11 | 96% | 0% | 1.3966 | 2.2253 | 2.3743 | [5 empty] | 0.34916 | 0.34916 | 0.34916 | 0.34916 | 0.55633 | 0.55633 | 0.55633 | 0.55633 | 0.59358 | 0.59358 | 0.59358 | 0.59358 | 0 | 0 | 0 | 0 | 0 | 0 | 0 | 0 | 0 | 0 | 0 | 0 | 0 | 0 | 0 | 0 | 5.9963
Business Incentives & Services | T-8 or T-5 Lamp and Electronic, 2-foot lamp removed | Work Papers | System | K_thru_12_School | IndoorLt | TRUE | Fixture: T8 Lamp & Electronic Ballast: C/I/A - 11 | Express Efficiency (rebates) 0.96 | lamp | 4 | 0 | 0 | 19 | 175.6875 | System | kW | 0.0375 | [5 empty] | 11 | 96% | 0% | 11.8715 | 18.9153 | 20.1816 | [5 empty] | 2.9679 | 2.9679 | 2.9679 | 2.9679 | 4.7288 | 4.7288 | 4.7288 | 4.7288 | 5.0454 | 5.0454 | 5.0454 | 5.0454 | 0 | 0 | 0 | 0 | 0 | 0 | 0 | 0 | 0 | 0 | 0 | 0 | 0 | 0 | 0 | 0 | 50.9683
Business Incentives & Services | T-8 or T-5 Lamp and Electronic, 2-foot lamp removed | Work Papers | System | College_University | IndoorLt | TRUE | Fixture: T8 Lamp & Electronic Ballast: C/I/A - 11 | Express Efficiency (rebates) 0.96 | lamp | 4 | 0 | 0 | 19 | 175.6875 | System | kW | 0.0375 | [5 empty] | 11 | 96% | 0% | 20.9497 | 33.3799 | 35.6145 | [5 empty] | 5.2374 | 5.2374 | 5.2374 | 5.2374 | 8.345 | 8.345 | 8.345 | 8.345 | 8.9036 | 8.9036 | 8.9036 | 8.9036 | 0 | 0 | 0 | 0 | 0 | 0 | 0 | 0 | 0 | 0 | 0 | 0 | 0 | 0 | 0 | 0 | 89.9441
Business Incentives & Services | T-8 or T-5 Lamp and Electronic, 2-foot lamp removed | Work Papers | System | Grocery_Store | Lighting-NC | TRUE | Fixture: T8 Lamp & Electronic Ballast: C/I/A - 11 | Express Efficiency (rebates) 0.96 | lamp | 4 | 0 | 0 | 19 | 175.6875 | System | kW | 0.0375 | [5 empty] | 11 | 96% | 0% | 1.3966 | 2.2253 | 2.3743 | [5 empty] | 0.34916 | 0.34916 | 0.34916 | 0.34916 | 0.55633 | 0.55633 | 0.55633 | 0.55633 | 0.59358 | 0.59358 | 0.59358 | 0.59358 | 0 | 0 | 0 | 0 | 0 | 0 | 0 | 0 | 0 | 0 | 0 | 0 | 0 | 0 | 0 | 0 | 5.9963
Business Incentives & Services | T-8 or T-5 Lamp and Electronic, 2-foot lamp removed | Work Papers | System | Hospital | IndoorLt | TRUE | Fixture: T8 Lamp & Electronic Ballast: C/I/A - 11 | Express Efficiency (rebates) 0.96 | lamp | 4 | 0 | 0 | 19 | 175.6875 | System | kW | 0.0375 | [5 empty] | 11 | 96% | 0% | 272.3464 | 433.9385 | 462.9888 | [5 empty] | 68.0866 | 68.0866 | 68.0866 | 68.0866 | 108.4846 | 108.4846 | 108.4846 | 108.4846 | 115.7472 | 115.7472 | 115.7472 | 115.7472 | 0 | 0 | 0 | 0 | 0 | 0 | 0 | 0 | 0 | 0 | 0 | 0 | 0 | 0 | 0 | 0 | 1169.2737
Business Incentives & Services | T-8 or T-5 Lamp and Electronic, 2-foot lamp removed | Work Papers | System | Hotel_Motel | IndoorLt | TRUE | Fixture: T8 Lamp & Electronic Ballast: C/I/A - 11 | Express Efficiency (rebates) 0.96 | lamp | 4 | 0 | 0 | 19 | 175.6875 | System | kW | 0.0375 | [5 empty] | 11 | 96% | 0% | 226.257 | 360.5028 | 384.6369 | [5 empty] | 56.5642 | 56.5642 | 56.5642 | 56.5642 | 90.1257 | 90.1257 | 90.1257 | 90.1257 | 96.1592 | 96.1592 | 96.1592 | 96.1592 | 0 | 0 | 0 | 0 | 0 | 0 | 0 | 0 | 0 | 0 | 0 | 0 | 0 | 0 | 0 | 0 | 971.3966
Business Incentives & Services | T-8 or T-5 Lamp and Electronic, 2-foot lamp removed | Work Papers | System | Small_Office | IndoorLt | TRUE | Fixture: T8 Lamp & Electronic Ballast: C/I/A - 11 | Express Efficiency (rebates) 0.96 | lamp | 4 | 0 | 0 | 19 | 175.6875 | System | kW | 0.0375 | [5 empty] | 11 | 96% | 0% | 104.7486 | 166.8994 | 178.0726 | [5 empty] | 26.1872 | 26.1872 | 26.1872 | 26.1872 | 41.7249 | 41.7249 | 41.7249 | 41.7249 | 44.5182 | 44.5182 | 44.5182 | 44.5182 | 0 | 0 | 0 | 0 | 0 | 0 | 0 | 0 | 0 | 0 | 0 | 0 | 0 | 0 | 0 | 0 | 449.7207
Business Incentives & Services | T-8 or T-5 Lamp and Electronic, 2-foot lamp removed | Work Papers | System | Small_Retail_Store | IndoorLt | TRUE | Fixture: T8 Lamp & Electronic Ballast: C/I/A - 11 | Express Efficiency (rebates) 0.96 | lamp | 4 | 0 | 0 | 19 | 175.6875 | System | kW | 0.0375 | [5 empty] | 11 | 96% | 0% | 458.1006 | 729.9069 | 778.7709 | [5 empty] | 114.5251 | 114.5251 | 114.5251 | 114.5251 | 182.4767 | 182.4767 | 182.4767 | 182.4767 | 194.6927 | 194.6927 | 194.6927 | 194.6927 | 0 | 0 | 0 | 0 | 0 | 0 | 0 | 0 | 0 | 0 | 0 | 0 | 0 | 0 | 0 | 0 | 1966.7784
Business Incentives & Services | T-8 or T-5 Lamp and Electronic, 2-foot lamp removed | Work Papers | System | Storage_Building | Lighting-NC | TRUE | Fixture: T8 Lamp & Electronic Ballast: C/I/A - 11 | Express Efficiency (rebates) 0.96 | lamp | 4 | 0 | 0 | 19 | 175.6875 | System | kW | 0.0375 | [5 empty] | 11 | 96% | 0% | 223.4637 | 356.0521 | 379.8883 | [5 empty] | 55.8659 | 55.8659 | 55.8659 | 55.8659 | 89.013 | 89.013 | 89.013 | 89.013 | 94.9721 | 94.9721 | 94.9721 | 94.9721 | 0 | 0 | 0 | 0 | 0 | 0 | 0 | 0 | 0 | 0 | 0 | 0 | 0 | 0 | 0 | 0 | 959.4041
Business Incentives & Services | T-8 or T-5 Lamp and Electronic, 2-foot lamp removed | Work Papers | System | Industrial | IndoorLt | TRUE | Fixture: T8 Lamp & Electronic Ballast: C/I/A - 11 | Express Efficiency (rebates) 0.96 | lamp | 4 | 0 | 0 | 19 | 175.6875 | System | kW | 0.0375 | [5 empty] | 11 | 96% | 0% | 554.4693 | 883.4544 | 942.5978 | [5 empty] | 138.6173 | 138.6173 | 138.6173 | 138.6173 | 220.8636 | 220.8636 | 220.8636 | 220.8636 | 235.6494 | 235.6494 | 235.6494 | 235.6494 | 0 | 0 | 0 | 0 | 0 | 0 | 0 | 0 | 0 | 0 | 0 | 0 | 0 | 0 | 0 | 0 | 2380.5214
Business Incentives & Services | T-8 or T-5 Lamp and Electronic, 3-foot lamp installed | Work Papers | System | Assembly | Lighting-NC | TRUE | Fixture: T8 Lamp & Electronic Ballast: C/I/A - 11 | Express Efficiency (rebates) 0.96 | lamp | 4.25 | 0 | 0 | 21 | 54.346 | System | kW | 0.0116 | [5 empty] | 11 | 96% | 0% | 70.8075 | 112.8199 | 120.3727 | [5 empty] | 17.7019 | 17.7019 | 17.7019 | 17.7019 | 28.205 | 28.205 | 28.205 | 28.205 | 30.0932 | 30.0932 | 30.0932 | 30.0932 | 0 | 0 | 0 | 0 | 0 | 0 | 0 | 0 | 0 | 0 | 0 | 0 | 0 | 0 | 0 | 0 | 304
Business Incentives & Services | T-8 or T-5 Lamp and Electronic, 3-foot lamp installed | Work Papers | System | College_University | IndoorLt | TRUE | Fixture: T8 Lamp & Electronic Ballast: C/I/A - 11 | Express Efficiency (rebates) 0.96 | lamp | 4.25 | 0 | 0 | 21 | 54.346 | System | kW | 0.0116 | [5 empty] | 11 | 96% | 0% | 46.0248 | 73.3329 | 78.2422 | [5 empty] | 11.5062 | 11.5062 | 11.5062 | 11.5062 | 18.3332 | 18.3332 | 18.3332 | 18.3332 | 19.5606 | 19.5606 | 19.5606 | 19.5606 | 0 | 0 | 0 | 0 | 0 | 0 | 0 | 0 | 0 | 0 | 0 | 0 | 0 | 0 | 0 | 0 | 197.6
Business Incentives & Services | T-8 or T-5 Lamp and Electronic, 3-foot lamp installed | Work Papers | System | Grocery_Store | Lighting-NC | TRUE | Fixture: T8 Lamp & Electronic Ballast: C/I/A - 11 | Express Efficiency (rebates) 0.96 | lamp | 4.25 | 0 | 0 | 21 | 54.346 | System | kW | 0.0116 | [5 empty] | 11 | 96% | 0% | 53.1056 | 84.6149 | 90.2795 | [5 empty] | 13.2764 | 13.2764 | 13.2764 | 13.2764 | 21.1537 | 21.1537 | 21.1537 | 21.1537 | 22.5699 | 22.5699 | 22.5699 | 22.5699 | 0 | 0 | 0 | 0 | 0 | 0 | 0 | 0 | 0 | 0 | 0 | 0 | 0 | 0 | 0 | 0 | 228
Business Incentives & Services | T-8 or T-5 Lamp and Electronic, 3-foot lamp installed | Work Papers | System | Hospital | IndoorLt | TRUE | Fixture: T8 Lamp & Electronic Ballast: C/I/A - 11 | Express Efficiency (rebates) 0.96 | lamp | 4.25 | 0 | 0 | 21 | 54.346 | System | kW | 0.0116 | [5 empty] | 11 | 96% | 0% | 77.8882 | 124.1019 | 132.4099 | [5 empty] | 19.472 | 19.472 | 19.472 | 19.472 | 31.0255 | 31.0255 | 31.0255 | 31.0255 | 33.1025 | 33.1025 | 33.1025 | 33.1025 | 0 | 0 | 0 | 0 | 0 | 0 | 0 | 0 | 0 | 0 | 0 | 0 | 0 | 0 | 0 | 0 | 334.4
Business Incentives & Services | T-8 or T-5 Lamp and Electronic, 3-foot lamp installed | Work Papers | System | Hotel_Motel | IndoorLt | TRUE | Fixture: T8 Lamp & Electronic Ballast: C/I/A - 11 | Express Efficiency (rebates) 0.96 | lamp | 4.25 | 0 | 0 | 21 | 54.346 | System | kW | 0.0116 | [5 empty] | 11 | 96% | 0% | 7.0807 | 11.282 | 12.0373 | [5 empty] | 1.7702 | 1.7702 | 1.7702 | 1.7702 | 2.8205 | 2.8205 | 2.8205 | 2.8205 | 3.0093 | 3.0093 | 3.0093 | 3.0093 | 0 | 0 | 0 | 0 | 0 | 0 | 0 | 0 | 0 | 0 | 0 | 0 | 0 | 0 | 0 | 0 | 30.4
Business Incentives & Services | T-8 or T-5 Lamp and Electronic, 3-foot lamp installed | Work Papers | System | Large_Office | IndoorLt | TRUE | Fixture: T8 Lamp & Electronic Ballast: C/I/A - 11 | Express Efficiency (rebates) 0.96 | lamp | 4.25 | 0 | 0 | 21 | 54.346 | System | kW | 0.0116 | [5 empty] | 11 | 96% | 0% | 129.2236 | 205.8963 | 219.6801 | [5 empty] | 32.3059 | 32.3059 | 32.3059 | 32.3059 | 51.4741 | 51.4741 | 51.4741 | 51.4741 | 54.92 | 54.92 | 54.92 | 54.92 | 0 | 0 | 0 | 0 | 0 | 0 | 0 | 0 | 0 | 0 | 0 | 0 | 0 | 0 | 0 | 0 | 554.8
Business Incentives & Services | T-8 or T-5 Lamp and Electronic, 3-foot lamp installed | Work Papers | System | Small_Office | IndoorLt | TRUE | Fixture: T8 Lamp & Electronic Ballast: C/I/A - 11 | Express Efficiency (rebates) 0.96 | lamp | 4.25 | 0 | 0 | 21 | 54.346 | System | kW | 0.0116 | [5 empty] | 11 | 96% | 0% | 745.2484 | 1187.4292 | 1266.9224 | [5 empty] | 186.3121 | 186.3121 | 186.3121 | 186.3121 | 296.8573 | 296.8573 | 296.8573 | 296.8573 | 316.7306 | 316.7306 | 316.7306 | 316.7306 | 0 | 0 | 0 | 0 | 0 | 0 | 0 | 0 | 0 | 0 | 0 | 0 | 0 | 0 | 0 | 0 | 3199.6
Business Incentives & Services | T-8 or T-5 Lamp and Electronic, 3-foot lamp installed | Work Papers | System | Small_Retail_Store | IndoorLt | TRUE | Fixture: T8 Lamp & Electronic Ballast: C/I/A - 11 | Express Efficiency (rebates) 0.96 | lamp | 4.25 | 0 | 0 | 21 | 54.346 | System | kW | 0.0116 | [5 empty] | 11 | 96% | 0% | 281.4596 | 448.459 | 478.4814 | [5 empty] | 70.3649 | 70.3649 | 70.3649 | 70.3649 | 112.1148 | 112.1148 | 112.1148 | 112.1148 | 119.6203 | 119.6203 | 119.6203 | 119.6203 | 0 | 0 | 0 | 0 | 0 | 0 | 0 | 0 | 0 | 0 | 0 | 0 | 0 | 0 | 0 | 0 | 1208.4
Business Incentives & Services | T-8 or T-5 Lamp and Electronic, 3-foot lamp installed | Work Papers | System | Storage_Building | Lighting-NC | TRUE | Fixture: T8 Lamp & Electronic Ballast: C/I/A - 11 | Express Efficiency (rebates) 0.96 | lamp | 4.25 | 0 | 0 | 21 | 54.346 | System | kW | 0.0116 | [5 empty] | 11 | 96% | 0% | 10.6211 | 16.923 | 18.0559 | [5 empty] | 2.6553 | 2.6553 | 2.6553 | 2.6553 | 4.2307 | 4.2307 | 4.2307 | 4.2307 | 4.514 | 4.514 | 4.514 | 4.514 | 0 | 0 | 0 | 0 | 0 | 0 | 0 | 0 | 0 | 0 | 0 | 0 | 0 | 0 | 0 | 0 | 45.6
Business Incentives & Services | T-8 or T-5 Lamp and Electronic, 3-foot lamp installed | Work Papers | System | Industrial | IndoorLt | TRUE | Fixture: T8 Lamp & Electronic Ballast: C/I/A - 11 | Express Efficiency (rebates) 0.96 | lamp | 4.25 | 0 | 0 | 21 | 54.346 | System | kW | 0.0116 | [5 empty] | 11 | 96% | 0% | 3.5404 | 5.641 | 6.0186 | [5 empty] | 0.88509 | 0.88509 | 0.88509 | 0.88509 | 1.4102 | 1.4102 | 1.4102 | 1.4102 | 1.5047 | 1.5047 | 1.5047 | 1.5047 | 0 | 0 | 0 | 0 | 0 | 0 | 0 | 0 | 0 | 0 | 0 | 0 | 0 | 0 | 0 | 0 | 15.2
Business Incentives & Services | T-8 or T-5 Lamp and Electronic, 3-foot lamp removed | Work Papers | System | Hotel_Motel | IndoorLt | TRUE | Delamp/reflectors: C/I - 11 | Express Efficiency (rebates) 0.96 | lamp | 4 | 0 | 0 | 19 | 206.14 | System | kW | 0.044 | [5 empty] | 11 | 96% | 0% | 3.75 | 6.025 | 6.425 | [5 empty] | 0.9375 | 0.9375 | 0.9375 | 0.9375 | 1.5063 | 1.5063 | 1.5063 | 1.5063 | 1.6062 | 1.6062 | 1.6062 | 1.6062 | 0 | 0 | 0 | 0 | 0 | 0 | 0 | 0 | 0 | 0 | 0 | 0 | 0 | 0 | 0 | 0 | 16.2
Business Incentives & Services | T-8 or T-5 Lamp and Electronic, 3-foot lamp removed | Work Papers | System | Small_Retail_Store | IndoorLt | TRUE | Delamp/reflectors: C/I - 11 | Express Efficiency (rebates) 0.96 | lamp | 4 | 0 | 0 | 19 | 206.14 | System | kW | 0.044 | [5 empty] | 11 | 96% | 0% | 15 | 24.1 | 25.7 | [5 empty] | 3.75 | 3.75 | 3.75 | 3.75 | 6.025 | 6.025 | 6.025 | 6.025 | 6.425 | 6.425 | 6.425 | 6.425 | 0 | 0 | 0 | 0 | 0 | 0 | 0 | 0 | 0 | 0 | 0 | 0 | 0 | 0 | 0 | 0 | 64.8
Business Incentives & Services | T-8 or T-5 Lamp and Electronic, 4-foot lamp installed | Work Papers | System | Misc._Commercial | IndoorLt | TRUE | Fixture: T8 Lamp & Electronic Ballast: C/I/A - 11 | Express Efficiency (rebates) 0.96 | lamp | 4.25 | 0 | 0 | 4.49 | 50.1295 | System | kW | 0.0107 | [5 empty] | 11 | 96% | 0% | 16860.6668 | 26864.6624 | 28665.6266 | [5 empty] | 4215.1667 | 4215.1667 | 4215.1667 | 4215.1667 | 6716.1656 | 6716.1656 | 6716.1656 | 6716.1656 | 7166.4067 | 7166.4067 | 7166.4067 | 7166.4067 | 0 | 0 | 0 | 0 | 0 | 0 | 0 | 0 | 0 | 0 | 0 | 0 | 0 | 0 | 0 | 0 | 72390.9558
Business Incentives & Services | T-8 or T-5 Lamp and Electronic, 4-foot lamp installed | Work Papers | System | Assembly | Lighting-NC | TRUE | Fixture: T8 Lamp & Electronic Ballast: C/I/A - 11 | Express Efficiency (rebates) 0.96 | lamp | 4.25 | 0 | 0 | 4.49 | 50.1295 | System | kW | 0.0107 | [5 empty] | 11 | 96% | 0% | 6355.5266 | 10126.4723 | 10805.3349 | [5 empty] | 1588.8816 | 1588.8816 | 1588.8816 | 1588.8816 | 2531.6181 | 2531.6181 | 2531.6181 | 2531.6181 | 2701.3337 | 2701.3337 | 2701.3337 | 2701.3337 | 0 | 0 | 0 | 0 | 0 | 0 | 0 | 0 | 0 | 0 | 0 | 0 | 0 | 0 | 0 | 0 | 27287.3339
Business Incentives & Services | T-8 or T-5 Lamp and Electronic, 4-foot lamp installed | Work Papers | System | School | Lighting-NC | TRUE | Fixture: T8 Lamp & Electronic Ballast: C/I/A - 11 | Express Efficiency (rebates) 0.96 | lamp | 4.25 | 0 | 0 | 4.49 | 50.1295 | System | kW | 0.0107 | [5 empty] | 11 | 96% | 0% | 31421.7733 | 50065.3588 | 53421.6609 | [5 empty] | 7855.4433 | 7855.4433 | 7855.4433 | 7855.4433 | 12516.3397 | 12516.3397 | 12516.3397 | 12516.3397 | 13355.4152 | 13355.4152 | 13355.4152 | 13355.4152 | 0 | 0 | 0 | 0 | 0 | 0 | 0 | 0 | 0 | 0 | 0 | 0 | 0 | 0 | 0 | 0 | 134908.7931
Business Incentives & Services | T-8 or T-5 Lamp and Electronic, 4-foot lamp installed | Work Papers | System | K_thru_12_School | IndoorLt | TRUE | Fixture: T8 Lamp & Electronic Ballast: C/I/A - 11 | Express Efficiency (rebates) 0.96 | lamp | 4.25 | 0 | 0 | 4.49 | 50.1295 | System | kW | 0.0107 | [5 empty] | 11 | 96% | 0% | 37942.7434 | 60455.4378 | 64508.2742 | [5 empty] | 9485.6858 | 9485.6858 | 9485.6858 | 9485.6858 | 15113.8594 | 15113.8594 | 15113.8594 | 15113.8594 | 16127.0686 | 16127.0686 | 16127.0686 | 16127.0686 | 0 | 0 | 0 | 0 | 0 | 0 | 0 | 0 | 0 | 0 | 0 | 0 | 0 | 0 | 0 | 0 | 162906.4554
Business Incentives & Services | T-8 or T-5 Lamp and Electronic, 4-foot lamp installed | Work Papers | System | College_University | IndoorLt | TRUE | Fixture: T8 Lamp & Electronic Ballast: C/I/A - 11 | Express Efficiency (rebates) 0.96 | lamp | 4.25 | 0 | 0 | 4.49 | 50.1295 | System | kW | 0.0107 | [5 empty] | 11 | 96% | 0% | 2880.1731 | 4589.0759 | 4896.7202 | [5 empty] | 720.0433 | 720.0433 | 720.0433 | 720.0433 | 1147.269 | 1147.269 | 1147.269 | 1147.269 | 1224.1801 | 1224.1801 | 1224.1801 | 1224.1801 | 0 | 0 | 0 | 0 | 0 | 0 | 0 | 0 | 0 | 0 | 0 | 0 | 0 | 0 | 0 | 0 | 12365.9692
Business Incentives & Services | T-8 or T-5 Lamp and Electronic, 4-foot lamp installed | Work Papers | System | Grocery_Store | Lighting-NC | TRUE | Fixture: T8 Lamp & Electronic Ballast: C/I/A - 11 | Express Efficiency (rebates) 0.96 | lamp | 4.25 | 0 | 0 | 4.49 | 50.1295 | System | kW | 0.0107 | [5 empty] | 11 | 96% | 0% | 20705.4066 | 32990.6145 | 35202.2528 | [5 empty] | 5176.3516 | 5176.3516 | 5176.3516 | 5176.3516 | 8247.6536 | 8247.6536 | 8247.6536 | 8247.6536 | 8800.5632 | 8800.5632 | 8800.5632 | 8800.5632 | 0 | 0 | 0 | 0 | 0 | 0 | 0 | 0 | 0 | 0 | 0 | 0 | 0 | 0 | 0 | 0 | 88898.2738
Business Incentives & Services | T-8 or T-5 Lamp and Electronic, 4-foot lamp installed | Work Papers | System | Hospital | IndoorLt | TRUE | Fixture: T8 Lamp & Electronic Ballast: C/I/A - 11 | Express Efficiency (rebates) 0.96 | lamp | 4.25 | 0 | 0 | 4.49 | 50.1295 | System | kW | 0.0107 | [5 empty] | 11 | 96% | 0% | 29730.9202 | 47371.2662 | 50546.9606 | [5 empty] | 7432.7301 | 7432.7301 | 7432.7301 | 7432.7301 | 11842.8166 | 11842.8166 | 11842.8166 | 11842.8166 | 12636.7402 | 12636.7402 | 12636.7402 | 12636.7402 | 0 | 0 | 0 | 0 | 0 | 0 | 0 | 0 | 0 | 0 | 0 | 0 | 0 | 0 | 0 | 0 | 127649.1471
Business Incentives & Services | T-8 or T-5 Lamp and Electronic, 4-foot lamp installed | Work Papers | System | Hotel_Motel | IndoorLt | TRUE | Fixture: T8 Lamp & Electronic Ballast: C/I/A - 11 | Express Efficiency (rebates) 0.96 | lamp | 4.25 | 0 | 0 | 4.49 | 50.1295 | System | kW | 0.0107 | [5 empty] | 11 | 96% | 0% | 6273.3251 | 9995.498 | 10665.5803 | [5 empty] | 1568.3313 | 1568.3313 | 1568.3313 | 1568.3313 | 2498.8745 | 2498.8745 | 2498.8745 | 2498.8745 | 2666.3951 | 2666.3951 | 2666.3951 | 2666.3951 | 0 | 0 | 0 | 0 | 0 | 0 | 0 | 0 | 0 | 0 | 0 | 0 | 0 | 0 | 0 | 0 | 26934.4034
Business Incentives & Services | T-8 or T-5 Lamp and Electronic, 4-foot lamp installed | Work Papers | System | Large_Office | IndoorLt | TRUE | Fixture: T8 Lamp & Electronic Ballast: C/I/A - 11 | Express Efficiency (rebates) 0.96 | lamp | 4.25 | 0 | 0 | 4.49 | 50.1295 | System | kW | 0.0107 | [5 empty] | 11 | 96% | 0% | 3852.0235 | 6137.5574 | 6549.0095 | [5 empty] | 963.0059 | 963.0059 | 963.0059 | 963.0059 | 1534.3894 | 1534.3894 | 1534.3894 | 1534.3894 | 1637.2524 | 1637.2524 | 1637.2524 | 1637.2524 | 0 | 0 | 0 | 0 | 0 | 0 | 0 | 0 | 0 | 0 | 0 | 0 | 0 | 0 | 0 | 0 | 16538.5904
Business Incentives & Services | T-8 or T-5 Lamp and Electronic, 4-foot lamp installed | Work Papers | System | Small_Office | IndoorLt | TRUE | Fixture: T8 Lamp & Electronic Ballast: C/I/A - 11 | Express Efficiency (rebates) 0.96 | lamp | 4.25 | 0 | 0 | 4.49 | 50.1295 | System | kW | 0.0107 | [5 empty] | 11 | 96% | 0% | 82367.9574 | 131239.6121 | 140037.707 | [5 empty] | 20591.9893 | 20591.9893 | 20591.9893 | 20591.9893 | 32809.903 | 32809.903 | 32809.903 | 32809.903 | 35009.4268 | 35009.4268 | 35009.4268 | 35009.4268 | 0 | 0 | 0 | 0 | 0 | 0 | 0 | 0 | 0 | 0 | 0 | 0 | 0 | 0 | 0 | 0 | 353645.2765
Business Incentives & Services | T-8 or T-5 Lamp and Electronic, 4-foot lamp installed | Work Papers | System | Restaurant | IndoorLt | TRUE | Fixture: T8 Lamp & Electronic Ballast: C/I/A - 11 | Express Efficiency (rebates) 0.96 | lamp | 4.25 | 0 | 0 | 4.49 | 50.1295 | System | kW | 0.0107 | [5 empty] | 11 | 96% | 0% | 5161.0039 | 8223.1995 | 8774.4698 | [5 empty] | 1290.251 | 1290.251 | 1290.251 | 1290.251 | 2055.7999 | 2055.7999 | 2055.7999 | 2055.7999 | 2193.6174 | 2193.6174 | 2193.6174 | 2193.6174 | 0 | 0 | 0 | 0 | 0 | 0 | 0 | 0 | 0 | 0 | 0 | 0 | 0 | 0 | 0 | 0 | 22158.6732
Business Incentives & Services | T-8 or T-5 Lamp and Electronic, 4-foot lamp installed | Work Papers | System | Sit_Down_Restaurant | Lighting-NC | TRUE | Fixture: T8 Lamp & Electronic Ballast: C/I/A - 11 | Express Efficiency (rebates) 0.96 | lamp | 4.25 | 0 | 0 | 4.49 | 50.1295 | System | kW | 0.0107 | [5 empty] | 11 | 96% | 0% | 144.633 | 230.4485 | 245.8974 | [5 empty] | 36.1582 | 36.1582 | 36.1582 | 36.1582 | 57.6121 | 57.6121 | 57.6121 | 57.6121 | 61.4744 | 61.4744 | 61.4744 | 61.4744 | 0 | 0 | 0 | 0 | 0 | 0 | 0 | 0 | 0 | 0 | 0 | 0 | 0 | 0 | 0 | 0 | 620.9789
Business Incentives & Services | T-8 or T-5 Lamp and Electronic, 4-foot lamp installed | Work Papers | System | Large_Retail_Store | IndoorLt | TRUE | Fixture: T8 Lamp & Electronic Ballast: C/I/A - 11 | Express Efficiency (rebates) 0.96 | lamp | 4.25 | 0 | 0 | 4.49 | 50.1295 | System | kW | 0.0107 | [5 empty] | 11 | 96% | 0% | 2720.9728 | 4335.4167 | 4626.0561 | [5 empty] | 680.2432 | 680.2432 | 680.2432 | 680.2432 | 1083.8542 | 1083.8542 | 1083.8542 | 1083.8542 | 1156.514 | 1156.514 | 1156.514 | 1156.514 | 0 | 0 | 0 | 0 | 0 | 0 | 0 | 0 | 0 | 0 | 0 | 0 | 0 | 0 | 0 | 0 | 11682.4457
Business Incentives & Services | T-8 or T-5 Lamp and Electronic, 4-foot lamp installed | Work Papers | System | Small_Retail_Store | IndoorLt | TRUE | Fixture: T8 Lamp & Electronic Ballast: C/I/A - 11 | Express Efficiency (rebates) 0.96 | lamp | 4.25 | 0 | 0 | 4.49 | 50.1295 | System | kW | 0.0107 | [5 empty] | 11 | 96% | 0% | 102209.7282 | 162854.167 | 173771.6514 | [5 empty] | 25552.4321 | 25552.4321 | 25552.4321 | 25552.4321 | 40713.5417 | 40713.5417 | 40713.5417 | 40713.5417 | 43442.9128 | 43442.9128 | 43442.9128 | 43442.9128 | 0 | 0 | 0 | 0 | 0 | 0 | 0 | 0 | 0 | 0 | 0 | 0 | 0 | 0 | 0 | 0 | 438835.5465
Business Incentives & Services | T-8 or T-5 Lamp and Electronic, 4-foot lamp installed | Work Papers | System | Storage_Building | Lighting-NC | TRUE | Fixture: T8 Lamp & Electronic Ballast: C/I/A - 11 | Express Efficiency (rebates) 0.96 | lamp | 4.25 | 0 | 0 | 4.49 | 50.1295 | System | kW | 0.0107 | [5 empty] | 11 | 96% | 0% | 1091.5107 | 1739.1404 | 1855.7296 | [5 empty] | 272.8777 | 272.8777 | 272.8777 | 272.8777 | 434.7851 | 434.7851 | 434.7851 | 434.7851 | 463.9324 | 463.9324 | 463.9324 | 463.9324 | 0 | 0 | 0 | 0 | 0 | 0 | 0 | 0 | 0 | 0 | 0 | 0 | 0 | 0 | 0 | 0 | 4686.3807
Business Incentives & Services | T-8 or T-5 Lamp and Electronic, 4-foot lamp installed | Work Papers | System | Storage_Building | Lighting-NC | TRUE | Fixture: T8 Lamp & Electronic Ballast: C/I/A - 11 | Express Efficiency (rebates) 0.96 | lamp | 4.25 | 0 | 0 | 4.49 | 50.1295 | System | kW | 0.0107 | [5 empty] | 11 | 96% | 0% | 11857.8227 | 18893.4641 | 20160.0519 | [5 empty] | 2964.4557 | 2964.4557 | 2964.4557 | 2964.4557 | 4723.366 | 4723.366 | 4723.366 | 4723.366 | 5040.013 | 5040.013 | 5040.013 | 5040.013 | 0 | 0 | 0 | 0 | 0 | 0 | 0 | 0 | 0 | 0 | 0 | 0 | 0 | 0 | 0 | 0 | 50911.3387
Business Incentives & Services | T-8 or T-5 Lamp and Electronic, 4-foot lamp installed | Work Papers | System | Refrigerated_Warehouse | IndoorLt | TRUE | Fixture: T8 Lamp & Electronic Ballast: C/I/A - 11 | Express Efficiency (rebates) 0.96 | lamp | 4.25 | 0 | 0 | 4.49 | 50.1295 | System | kW | 0.0107 | [5 empty] | 11 | 96% | 0% | 1940.5791 | 3091.9893 | 3299.2714 | [5 empty] | 485.1448 | 485.1448 | 485.1448 | 485.1448 | 772.9973 | 772.9973 | 772.9973 | 772.9973 | 824.8178 | 824.8178 | 824.8178 | 824.8178 | 0 | 0 | 0 | 0 | 0 | 0 | 0 | 0 | 0 | 0 | 0 | 0 | 0 | 0 | 0 | 0 | 8331.8398
Business Incentives & Services | T-8 or T-5 Lamp and Electronic, 4-foot lamp installed | Work Papers | System | Industrial | IndoorLt | TRUE | Fixture: T8 Lamp & Electronic Ballast: C/I/A - 11 | Express Efficiency (rebates) 0.96 | lamp | 4.25 | 0 | 0 | 4.49 | 50.1295 | System | kW | 0.0107 | [5 empty] | 11 | 96% | 0% | 11483.2337 | 18296.619 | 19523.1952 | [5 empty] | 2870.8084 | 2870.8084 | 2870.8084 | 2870.8084 | 4574.1547 | 4574.1547 | 4574.1547 | 4574.1547 | 4880.7988 | 4880.7988 | 4880.7988 | 4880.7988 | 0 | 0 | 0 | 0 | 0 | 0 | 0 | 0 | 0 | 0 | 0 | 0 | 0 | 0 | 0 | 0 | 49303.0479
Business Incentives & Services | T-8 or T-5 Lamp and Electronic, 4-foot lamp removed | Work Papers | System | Misc._Commercial | IndoorLt | TRUE | Delamp/reflectors: C/I - 11 | Express Efficiency (rebates) 0.96 | lamp | 6 | 0 | 0 | 35 | 201.455 | System | kW | 0.043 | [5 empty] | 11 | 96% | 0% | 2519.7248 | 4014.7615 | 4283.8328 | [5 empty] | 629.9312 | 629.9312 | 629.9312 | 629.9312 | 1003.6904 | 1003.6904 | 1003.6904 | 1003.6904 | 1070.9582 | 1070.9582 | 1070.9582 | 1070.9582 | 0 | 0 | 0 | 0 | 0 | 0 | 0 | 0 | 0 | 0 | 0 | 0 | 0 | 0 | 0 | 0 | 10818.3191
Business Incentives & Services | T-8 or T-5 Lamp and Electronic, 4-foot lamp removed | Work Papers | System | Assembly | Lighting-NC | TRUE | Delamp/reflectors: C/I - 11 | Express Efficiency (rebates) 0.96 | lamp | 6 | 0 | 0 | 35 | 201.455 | System | kW | 0.043 | [5 empty] | 11 | 96% | 0% | 597.8018 | 952.4975 | 1016.3344 | [5 empty] | 149.4504 | 149.4504 | 149.4504 | 149.4504 | 238.1244 | 238.1244 | 238.1244 | 238.1244 | 254.0836 | 254.0836 | 254.0836 | 254.0836 | 0 | 0 | 0 | 0 | 0 | 0 | 0 | 0 | 0 | 0 | 0 | 0 | 0 | 0 | 0 | 0 | 2566.6337
Business Incentives & Services | T-8 or T-5 Lamp and Electronic, 4-foot lamp removed | Work Papers | System | School | Lighting-NC | TRUE | Delamp/reflectors: C/I - 11 | Express Efficiency (rebates) 0.96 | lamp | 6 | 0 | 0 | 35 | 201.455 | System | kW | 0.043 | [5 empty] | 11 | 96% | 0% | 3210.994 | 5116.1837 | 5459.0729 | [5 empty] | 802.7485 | 802.7485 | 802.7485 | 802.7485 | 1279.0459 | 1279.0459 | 1279.0459 | 1279.0459 | 1364.7682 | 1364.7682 | 1364.7682 | 1364.7682 | 0 | 0 | 0 | 0 | 0 | 0 | 0 | 0 | 0 | 0 | 0 | 0 | 0 | 0 | 0 | 0 | 13786.2506
Business Incentives & Services | T-8 or T-5 Lamp and Electronic, 4-foot lamp removed | Work Papers | System | K_thru_12_School | IndoorLt | TRUE | Delamp/reflectors: C/I - 11 | Express Efficiency (rebates) 0.96 | lamp | 6 | 0 | 0 | 35 | 201.455 | System | kW | 0.043 | [5 empty] | 11 | 96% | 0% | 6038.3822 | 9621.1556 | 10265.9703 | [5 empty] | 1509.5956 | 1509.5956 | 1509.5956 | 1509.5956 | 2405.2889 | 2405.2889 | 2405.2889 | 2405.2889 | 2566.4926 | 2566.4926 | 2566.4926 | 2566.4926 | 0 | 0 | 0 | 0 | 0 | 0 | 0 | 0 | 0 | 0 | 0 | 0 | 0 | 0 | 0 | 0 | 25925.5082
Business Incentives & Services | T-8 or T-5 Lamp and Electronic, 4-foot lamp removed | Work Papers | System | College_University | IndoorLt | TRUE | Delamp/reflectors: C/I - 11 | Express Efficiency (rebates) 0.96 | lamp | 6 | 0 | 0 | 35 | 201.455 | System | kW | 0.043 | [5 empty] | 11 | 96% | 0% | 658.1661 | 1048.678 | 1118.961 | [5 empty] | 164.5415 | 164.5415 | 164.5415 | 164.5415 | 262.1695 | 262.1695 | 262.1695 | 262.1695 | 279.7402 | 279.7402 | 279.7402 | 279.7402 | 0 | 0 | 0 | 0 | 0 | 0 | 0 | 0 | 0 | 0 | 0 | 0 | 0 | 0 | 0 | 0 | 2825.8051
Business Incentives & Services | T-8 or T-5 Lamp and Electronic, 4-foot lamp removed | Work Papers | System | Grocery_Store | Lighting-NC | TRUE | Delamp/reflectors: C/I - 11 | Express Efficiency (rebates) 0.96 | lamp | 6 | 0 | 0 | 35 | 201.455 | System | kW | 0.043 | [5 empty] | 11 | 96% | 0% | 1575.3148 | 2510.0016 | 2678.2232 | [5 empty] | 393.8287 | 393.8287 | 393.8287 | 393.8287 | 627.5004 | 627.5004 | 627.5004 | 627.5004 | 669.5558 | 669.5558 | 669.5558 | 669.5558 | 0 | 0 | 0 | 0 | 0 | 0 | 0 | 0 | 0 | 0 | 0 | 0 | 0 | 0 | 0 | 0 | 6763.5395
Business Incentives & Services | T-8 or T-5 Lamp and Electronic, 4-foot lamp removed | Work Papers | System | Hospital | IndoorLt | TRUE | Delamp/reflectors: C/I - 11 | Express Efficiency (rebates) 0.96 | lamp | 6 | 0 | 0 | 35 | 201.455 | System | kW | 0.043 | [5 empty] | 11 | 96% | 0% | 9796.5498 | 15609.1693 | 16655.3037 | [5 empty] | 2449.1374 | 2449.1374 | 2449.1374 | 2449.1374 | 3902.2923 | 3902.2923 | 3902.2923 | 3902.2923 | 4163.8259 | 4163.8259 | 4163.8259 | 4163.8259 | 0 | 0 | 0 | 0 | 0 | 0 | 0 | 0 | 0 | 0 | 0 | 0 | 0 | 0 | 0 | 0 | 42061.0228
Business Incentives & Services | T-8 or T-5 Lamp and Electronic, 4-foot lamp removed | Work Papers | System | Hotel_Motel | IndoorLt | TRUE | Delamp/reflectors: C/I - 11 | Express Efficiency (rebates) 0.96 | lamp | 6 | 0 | 0 | 35 | 201.455 | System | kW | 0.043 | [5 empty] | 11 | 96% | 0% | 2043.6253 | 3256.1763 | 3474.4069 | [5 empty] | 510.9063 | 510.9063 | 510.9063 | 510.9063 | 814.0441 | 814.0441 | 814.0441 | 814.0441 | 868.6017 | 868.6017 | 868.6017 | 868.6017 | 0 | 0 | 0 | 0 | 0 | 0 | 0 | 0 | 0 | 0 | 0 | 0 | 0 | 0 | 0 | 0 | 8774.2086
Business Incentives & Services | T-8 or T-5 Lamp and Electronic, 4-foot lamp removed | Work Papers | System | Large_Office | IndoorLt | TRUE | Delamp/reflectors: C/I - 11 | Express Efficiency (rebates) 0.96 | lamp | 6 | 0 | 0 | 35 | 201.455 | System | kW | 0.043 | [5 empty] | 11 | 96% | 0% | 2251.0061 | 3586.603 | 3826.9789 | [5 empty] | 562.7515 | 562.7515 | 562.7515 | 562.7515 | 896.6508 | 896.6508 | 896.6508 | 896.6508 | 956.7447 | 956.7447 | 956.7447 | 956.7447 | 0 | 0 | 0 | 0 | 0 | 0 | 0 | 0 | 0 | 0 | 0 | 0 | 0 | 0 | 0 | 0 | 9664.588
Business Incentives & Services | T-8 or T-5 Lamp and Electronic, 4-foot lamp removed | Work Papers | System | Small_Office | IndoorLt | TRUE | Delamp/reflectors: C/I - 11 | Express Efficiency (rebates) 0.96 | lamp | 6 | 0 | 0 | 35 | 201.455 | System | kW | 0.043 | [5 empty] | 11 | 96% | 0% | 20290.2104 | 32329.0686 | 34495.7791 | [5 empty] | 5072.5526 | 5072.5526 | 5072.5526 | 5072.5526 | 8082.2672 | 8082.2672 | 8082.2672 | 8082.2672 | 8623.9448 | 8623.9448 | 8623.9448 | 8623.9448 | 0 | 0 | 0 | 0 | 0 | 0 | 0 | 0 | 0 | 0 | 0 | 0 | 0 | 0 | 0 | 0 | 87115.0581
Business Incentives & Services | T-8 or T-5 Lamp and Electronic, 4-foot lamp removed | Work Papers | System | Restaurant | IndoorLt | TRUE | Delamp/reflectors: C/I - 11 | Express Efficiency (rebates) 0.96 | lamp | 6 | 0 | 0 | 35 | 201.455 | System | kW | 0.043 | [5 empty] | 11 | 96% | 0% | 769.1586 | 1225.5261 | 1307.6615 | [5 empty] | 192.2897 | 192.2897 | 192.2897 | 192.2897 | 306.3815 | 306.3815 | 306.3815 | 306.3815 | 326.9154 | 326.9154 | 326.9154 | 326.9154 | 0 | 0 | 0 | 0 | 0 | 0 | 0 | 0 | 0 | 0 | 0 | 0 | 0 | 0 | 0 | 0 | 3302.3463
Business Incentives & Services | T-8 or T5 Lamp and Electronic, 4-foot lamp removed | Work Papers | System | Sit_Down_Restaurant | Lighting-NC | TRUE | Delamp/reflectors: C/I - 11 | Express Efficiency (rebates) 0.96 | lamp | 6 | 0 | 0 | 35 | 201.455 | System | kW | 0.043 | [5 empty] | 11 | 96% | 0% | 29.2086 | 46.539 | 49.658 | [5 empty] | 7.3021 | 7.3021 | 7.3021 | 7.3021 | 11.6347 | 11.6347 | 11.6347 | 11.6347 | 12.4145 | 12.4145 | 12.4145 | 12.4145 | 0 | 0 | 0 | 0 | 0 | 0 | 0 | 0 | 0 | 0 | 0 | 0 | 0 | 0 | 0 | 0 | 125.4056
Business Incentives & Services | T-8 or T-5 Lamp and Electronic, 4-foot lamp removed | Work Papers | System | Large_Retail_Store | IndoorLt | TRUE | Delamp/reflectors: C/I - 11 | Express Efficiency (rebates) 0.96 | lamp | 6 | 0 | 0 | 35 | 201.455 | System | kW | 0.043 | [5 empty] | 11 | 96% | 0% | 477.0731 | 760.1365 | 811.0812 | [5 empty] | 119.2683 | 119.2683 | 119.2683 | 119.2683 | 190.0341 | 190.0341 | 190.0341 | 190.0341 | 202.7703 | 202.7703 | 202.7703 | 202.7703 | 0 | 0 | 0 | 0 | 0 | 0 | 0 | 0 | 0 | 0 | 0 | 0 | 0 | 0 | 0 | 0 | 2048.2907
Business Incentives & Services | T-8 or T-5 Lamp and Electronic, 4-foot lamp removed | Work Papers | System | Small_Retail_Store | IndoorLt | TRUE | Delamp/reflectors: C/I - 11 | Express Efficiency (rebates) 0.96 | lamp | 6 | 0 | 0 | 35 | 201.455 | System | kW | 0.043 | [5 empty] | 11 | 96% | 0% | 9767.3412 | 15562.6304 | 16605.6457 | [5 empty] | 2441.8353 | 2441.8353 | 2441.8353 | 2441.8353 | 3890.6576 | 3890.6576 | 3890.6576 | 3890.6576 | 4151.4114 | 4151.4114 | 4151.4114 | 4151.4114 | 0 | 0 | 0 | 0 | 0 | 0 | 0 | 0 | 0 | 0 | 0 | 0 | 0 | 0 | 0 | 0 | 41935.6172
Business Incentives & Services | T-8 or T-5 Lamp and Electronic, 4-foot lamp removed | Work Papers | System | Storage_Building | Lighting-NC | TRUE | Delamp/reflectors: C/I - 11 | Express Efficiency (rebates) 0.96 | lamp | 6 | 0 | 0 | 35 | 201.455 | System | kW | 0.043 | [5 empty] | 11 | 96% | 0% | 4271.2646 | 6805.5482 | 7261.6594 | [5 empty] | 1067.8161 | 1067.8161 | 1067.8161 | 1067.8161 | 1701.387 | 1701.387 | 1701.387 | 1701.387 | 1815.4149 | 1815.4149 | 1815.4149 | 1815.4149 | 0 | 0 | 0 | 0 | 0 | 0 | 0 | 0 | 0 | 0 | 0 | 0 | 0 | 0 | 0 | 0 | 18338.4722
Business Incentives & Services | T-8 or T-5 Lamp and Electronic, 4-foot lamp removed | Work Papers | System | Refrigerated_Warehouse | IndoorLt | TRUE | Delamp/reflectors: C/I - 11 | Express Efficiency (rebates) 0.96 | lamp | 6 | 0 | 0 | 35 | 201.455 | System | kW | 0.043 | [5 empty] | 11 | 96% | 0% | 162.5943 | 259.0669 | 276.4297 | [5 empty] | 40.6486 | 40.6486 | 40.6486 | 40.6486 | 64.7667 | 64.7667 | 64.7667 | 64.7667 | 69.1074 | 69.1074 | 69.1074 | 69.1074 | 0 | 0 | 0 | 0 | 0 | 0 | 0 | 0 | 0 | 0 | 0 | 0 | 0 | 0 | 0 | 0 | 698.0909
Business Incentives & Services | T-8 or T-5 Lamp and Electronic, 4-foot lamp removed | Work Papers | System | Industrial | IndoorLt | TRUE | Delamp/reflectors: C/I - 11 | Express Efficiency (rebates) 0.96 | lamp | 6 | 0 | 0 | 35 | 201.455 | System | kW | 0.043 | [5 empty] | 11 | 96% | 0% | 3041.5843 | 4846.2577 | 5171.0563 | [5 empty] | 760.3961 | 760.3961 | 760.3961 | 760.3961 | 1211.5644 | 1211.5644 | 1211.5644 | 1211.5644 | 1292.7641 | 1292.7641 | 1292.7641 | 1292.7641 | 0 | 0 | 0 | 0 | 0 | 0 | 0 | 0 | 0 | 0 | 0 | 0 | 0 | 0 | 0 | 0 | 13058.8984
Business Incentives & Services | T-8 or T-5 Lamp and Electronic, 8-foot lamp installed | Work Papers | System | Misc._Commercial | IndoorLt | TRUE | Fixture: T8 Lamp & Electronic Ballast: C/I/A - 11 | Express Efficiency (rebates) 0.96 | lamp | 7.5 | 0 | 0 | 19.5 | 42.165 | System | kW | 0.009 | [5 empty] | 11 | 96% | 0% | 316.2688 | 503.9217 | 537.7173 | [5 empty] | 79.0672 | 79.0672 | 79.0672 | 79.0672 | 125.9804 | 125.9804 | 125.9804 | 125.9804 | 134.4293 | 134.4293 | 134.4293 | 134.4293 | 0 | 0 | 0 | 0 | 0 | 0 | 0 | 0 | 0 | 0 | 0 | 0 | 0 | 0 | 0 | 0 | 1357.9078
Business Incentives & Services | T-8 or T-5 Lamp and Electronic, 8-foot lamp installed | Work Papers | System | Assembly | Lighting-NC | TRUE | Fixture: T8 Lamp & Electronic Ballast: C/I/A - 11 | Express Efficiency (rebates) 0.96 | lamp | 7.5 | 0 | 0 | 19.5 | 42.165 | System | kW | 0.009 | [5 empty] | 11 | 96% | 0% | 348.0828 | 554.612 | 591.8072 | [5 empty] | 87.0207 | 87.0207 | 87.0207 | 87.0207 | 138.653 | 138.653 | 138.653 | 138.653 | 147.9518 | 147.9518 | 147.9518 | 147.9518 | 0 | 0 | 0 | 0 | 0 | 0 | 0 | 0 | 0 | 0 | 0 | 0 | 0 | 0 | 0 | 0 | 1494.502
Business Incentives & Services | T-8 or T-5 Lamp and Electronic, 8-foot lamp installed | Work Papers | System | School | Lighting-NC | TRUE | Fixture: T8 Lamp & Electronic Ballast: C/I/A - 11 | Express Efficiency (rebates) 0.96 | lamp | 7.5 | 0 | 0 | 19.5 | 42.165 | System | kW | 0.009 | [5 empty] | 11 | 96% | 0% | 35.5568 | 56.6539 | 60.4534 | [5 empty] | 8.8892 | 8.8892 | 8.8892 | 8.8892 | 14.1635 | 14.1635 | 14.1635 | 14.1635 | 15.1134 | 15.1134 | 15.1134 | 15.1134 | 0 | 0 | 0 | 0 | 0 | 0 | 0 | 0 | 0 | 0 | 0 | 0 | 0 | 0 | 0 | 0 | 152.6642
Business Incentives & Services | T-8 or T-5 Lamp and Electronic, 8-foot lamp installed | Work Papers | System | K_thru_12_School | IndoorLt | TRUE | Fixture: T8 Lamp & Electronic Ballast: C/I/A - 11 | Express Efficiency (rebates) 0.96 | lamp | 7.5 | 0 | 0 | 19.5 | 42.165 | System | kW | 0.009 | [5 empty] | 11 | 96% | 0% | 102.9277 | 163.9982 | 174.9968 | [5 empty] | 25.7319 | 25.7319 | 25.7319 | 25.7319 | 40.9995 | 40.9995 | 40.9995 | 40.9995 | 43.7492 | 43.7492 | 43.7492 | 43.7492 | 0 | 0 | 0 | 0 | 0 | 0 | 0 | 0 | 0 | 0 | 0 | 0 | 0 | 0 | 0 | 0 | 441.9226
Business Incentives & Services | T-8 or T-5 Lamp and Electronic, 8-foot lamp installed | Work Papers | System | Grocery_Store | Lighting-NC | TRUE | Fixture: T8 Lamp & Electronic Ballast: C/I/A - 11 | Express Efficiency (rebates) 0.96 | lamp | 7.5 | 0 | 0 | 19.5 | 42.165 | System | kW | 0.009 | [5 empty] | 11 | 96% | 0% | 1495.2591 | 2382.4461 | 2542.2255 | [5 empty] | 373.8148 | 373.8148 | 373.8148 | 373.8148 | 595.6115 | 595.6115 | 595.6115 | 595.6115 | 635.5564 | 635.5564 | 635.5564 | 635.5564 | 0 | 0 | 0 | 0 | 0 | 0 | 0 | 0 | 0 | 0 | 0 | 0 | 0 | 0 | 0 | 0 | 6419.9308
Business Incentives & Services | T-8 or T-5 Lamp and Electronic, 8-foot lamp installed | Work Papers | System | Hospital | IndoorLt | TRUE | Fixture: T8 Lamp & Electronic Ballast: C/I/A - 11 | Express Efficiency (rebates) 0.96 | lamp | 7.5 | 0 | 0 | 19.5 | 42.165 | System | kW | 0.009 | [5 empty] | 11 | 96% | 0% | 24.3284 | 38.7632 | 41.3629 | [5 empty] | 6.0821 | 6.0821 | 6.0821 | 6.0821 | 9.6908 | 9.6908 | 9.6908 | 9.6908 | 10.3407 | 10.3407 | 10.3407 | 10.3407 | 0 | 0 | 0 | 0 | 0 | 0 | 0 | 0 | 0 | 0 | 0 | 0 | 0 | 0 | 0 | 0 | 104.4544
Business Incentives & Services | T-8 or T-5 Lamp and Electronic, 8-foot lamp installed | Work Papers | System | Hotel_Motel | IndoorLt | TRUE | Fixture: T8 Lamp & Electronic Ballast: C/I/A - 11 | Express Efficiency (rebates) 0.96 | lamp | 7.5 | 0 | 0 | 19.5 | 42.165 | System | kW | 0.009 | [5 empty] | 11 | 96% | 0% | 102.9277 | 163.9982 | 174.9968 | [5 empty] | 25.7319 | 25.7319 | 25.7319 | 25.7319 | 40.9995 | 40.9995 | 40.9995 | 40.9995 | 43.7492 | 43.7492 | 43.7492 | 43.7492 | 0 | 0 | 0 | 0 | 0 | 0 | 0 | 0 | 0 | 0 | 0 | 0 | 0 | 0 | 0 | 0 | 441.9226
Business Incentives & Services | T-8 or T-5 Lamp and Electronic, 8-foot lamp installed | Work Papers | System | Small_Office | IndoorLt | TRUE | Fixture: T8 Lamp & Electronic Ballast: C/I/A - 11 | Express Efficiency (rebates) 0.96 | lamp | 7.5 | 0 | 0 | 19.5 | 42.165 | System | kW | 0.009 | [5 empty] | 11 | 96% | 0% | 693.3586 | 1104.7513 | 1178.8418 | [5 empty] | 173.3396 | 173.3396 | 173.3396 | 173.3396 | 276.1878 | 276.1878 | 276.1878 | 276.1878 | 294.7104 | 294.7104 | 294.7104 | 294.7104 | 0 | 0 | 0 | 0 | 0 | 0 | 0 | 0 | 0 | 0 | 0 | 0 | 0 | 0 | 0 | 0 | 2976.9516
Business Incentives & Services | T-8 or T-5 Lamp and Electronic, 8-foot lamp installed | Work Papers | System | Restaurant | IndoorLt | TRUE | Fixture: T8 Lamp & Electronic Ballast: C/I/A - 11 | Express Efficiency (rebates) 0.96 | lamp | 7.5 | 0 | 0 | 19.5 | 42.165 | System | kW | 0.009 | [5 empty] | 11 | 96% | 0% | 131.9346 | 210.2158 | 224.314 | [5 empty] | 32.9837 | 32.9837 | 32.9837 | 32.9837 | 52.554 | 52.554 | 52.554 | 52.554 | 56.0785 | 56.0785 | 56.0785 | 56.0785 | 0 | 0 | 0 | 0 | 0 | 0 | 0 | 0 | 0 | 0 | 0 | 0 | 0 | 0 | 0 | 0 | 566.4645
Business Incentives & Services | T-8 or T-5 Lamp and Electronic, 8-foot lamp installed | Work Papers | System | Large_Retail_Store | IndoorLt | TRUE | Fixture: T8 Lamp & Electronic Ballast: C/I/A - 11 | Express Efficiency (rebates) 0.96 | lamp | 7.5 | 0 | 0 | 19.5 | 42.165 | System | kW | 0.009 | [5 empty] | 11 | 96% | 0% | 3.7428 | 5.9636 | 6.3635 | [5 empty] | 0.93571 | 0.93571 | 0.93571 | 0.93571 | 1.4909 | 1.4909 | 1.4909 | 1.4909 | 1.5909 | 1.5909 | 1.5909 | 1.5909 | 0 | 0 | 0 | 0 | 0 | 0 | 0 | 0 | 0 | 0 | 0 | 0 | 0 | 0 | 0 | 0 | 16.0699
Business Incentives & Services | T-8 or T-5 Lamp and Electronic, 8-foot lamp installed | Work Papers | System | Small_Retail_Store | IndoorLt | TRUE | Fixture: T8 Lamp & Electronic Ballast: C/I/A - 11 | Express Efficiency (rebates) 0.96 | lamp | 7.5 | 0 | 0 | 19.5 | 42.165 | System | kW | 0.009 | [5 empty] | 11 | 96% | 0% | 6124.1995 | 9757.8911 | 10412.3067 | [5 empty] | 1531.0499 | 1531.0499 | 1531.0499 | 1531.0499 | 2439.4728 | 2439.4728 | 2439.4728 | 2439.4728 | 2603.0767 | 2603.0767 | 2603.0767 | 2603.0767 | 0 | 0 | 0 | 0 | 0 | 0 | 0 | 0 | 0 | 0 | 0 | 0 | 0 | 0 | 0 | 0 | 26294.3973
Business Incentives & Services | T-8 or T-5 Lamp and Electronic, 8-foot lamp installed | Work Papers | System | Storage_Building | Lighting-NC | TRUE | Fixture: T8 Lamp & Electronic Ballast: C/I/A - 11 | Express Efficiency (rebates) 0.96 | lamp | 7.5 | 0 | 0 | 19.5 | 42.165 | System | kW | 0.009 | [5 empty] | 11 | 96% | 0% | 1469.995 | 2342.192 | 2499.2718 | [5 empty] | 367.4988 | 367.4988 | 367.4988 | 367.4988 | 585.548 | 585.548 | 585.548 | 585.548 | 624.8179 | 624.8179 | 624.8179 | 624.8179 | 0 | 0 | 0 | 0 | 0 | 0 | 0 | 0 | 0 | 0 | 0 | 0 | 0 | 0 | 0 | 0 | 6311.4589
Business Incentives & Services | T-8 or T-5 Lamp and Electronic, 8-foot lamp installed | Work Papers | System | Refrigerated_Warehouse | IndoorLt | TRUE | Fixture: T8 Lamp & Electronic Ballast: C/I/A - 11 | Express Efficiency (rebates) 0.96 | lamp | 7.5 | 0 | 0 | 19.5 | 42.165 | System | kW | 0.009 | [5 empty] | 11 | 96% | 0% | 73.9208 | 117.7805 | 125.6795 | [5 empty] | 18.4802 | 18.4802 | 18.4802 | 18.4802 | 29.4451 | 29.4451 | 29.4451 | 29.4451 | 31.4199 | 31.4199 | 31.4199 | 31.4199 | 0 | 0 | 0 | 0 | 0 | 0 | 0 | 0 | 0 | 0 | 0 | 0 | 0 | 0 | 0 | 0 | 317.3808
Business Incentives & Services | T-8 or T-5 Lamp and Electronic, 8-foot lamp installed | Work Papers | System | Industrial | IndoorLt | TRUE | Fixture: T8 Lamp & Electronic Ballast: C/I/A - 11 | Express Efficiency (rebates) 0.96 | lamp | 7.5 | 0 | 0 | 19.5 | 42.165 | System | kW | 0.009 | [5 empty] | 11 | 96% | 0% | 327.4973 | 521.8124 | 556.8078 | [5 empty] | 81.8743 | 81.8743 | 81.8743 | 81.8743 | 130.4531 | 130.4531 | 130.4531 | 130.4531 | 139.202 | 139.202 | 139.202 | 139.202 | 0 | 0 | 0 | 0 | 0 | 0 | 0 | 0 | 0 | 0 | 0 | 0 | 0 | 0 | 0 | 0 | 1406.1175
Business Incentives & Services | T-8 or T-5 Lamp and Electronic, 8-foot lamp removed | Work Papers | System | Misc._Commercial | IndoorLt | TRUE | Delamp/reflectors: C/I - 11 | Express Efficiency (rebates) 0.96 | lamp | 9 | 0 | 0 | 50 | 370.115 | System | kW | 0.079 | [5 empty] | 11 | 96% | 0% | 186.7645 | 297.5781 | 317.4953 | [5 empty] | 46.6911 | 46.6911 | 46.6911 | 46.6911 | 74.3945 | 74.3945 | 74.3945 | 74.3945 | 79.3738 | 79.3738 | 79.3738 | 79.3738 | 0 | 0 | 0 | 0 | 0 | 0 | 0 | 0 | 0 | 0 | 0 | 0 | 0 | 0 | 0 | 0 | 801.838
Business Incentives & Services | T-8 or T-5 Lamp and Electronic, 8-foot lamp removed | Work Papers | System | Assembly | Lighting-NC | TRUE | Delamp/reflectors: C/I - 11 | Express Efficiency (rebates) 0.96 | lamp | 9 | 0 | 0 | 50 | 370.115 | System | kW | 0.079 | [5 empty] | 11 | 96% | 0% | 5.694 | 9.0725 | 9.6797 | [5 empty] | 1.4235 | 1.4235 | 1.4235 | 1.4235 | 2.2681 | 2.2681 | 2.2681 | 2.2681 | 2.4199 | 2.4199 | 2.4199 | 2.4199 | 0 | 0 | 0 | 0 | 0 | 0 | 0 | 0 | 0 | 0 | 0 | 0 | 0 | 0 | 0 | 0 | 24.4463
Business Incentives & Services | T-8 or T-5 Lamp and Electronic, 8-foot lamp removed | Work Papers | System | K_thru_12_School | IndoorLt | TRUE | Delamp/reflectors: C/I - 11 | Express Efficiency (rebates) 0.96 | lamp | 9 | 0 | 0 | 50 | 370.115 | System | kW | 0.079 | [5 empty] | 11 | 96% | 0% | 129.8241 | 206.8531 | 220.698 | [5 empty] | 32.456 | 32.456 | 32.456 | 32.456 | 51.7133 | 51.7133 | 51.7133 | 51.7133 | 55.1745 | 55.1745 | 55.1745 | 55.1745 | 0 | 0 | 0 | 0 | 0 | 0 | 0 | 0 | 0 | 0 | 0 | 0 | 0 | 0 | 0 | 0 | 557.3752
Business Incentives & Services | T-8 or T-5 Lamp and Electronic, 8-foot lamp removed | Work Papers | System | College_University | IndoorLt | TRUE | Delamp/reflectors: C/I - 11 | Express Efficiency (rebates) 0.96 | lamp | 9 | 0 | 0 | 50 | 370.115 | System | kW | 0.079 | [5 empty] | 11 | 96% | 0% | 4.5552 | 7.258 | 7.7438 | [5 empty] | 1.1388 | 1.1388 | 1.1388 | 1.1388 | 1.8145 | 1.8145 | 1.8145 | 1.8145 | 1.9359 | 1.9359 | 1.9359 | 1.9359 | 0 | 0 | 0 | 0 | 0 | 0 | 0 | 0 | 0 | 0 | 0 | 0 | 0 | 0 | 0 | 0 | 19.557
Business Incentives & Services | T-8 or T-5 Lamp and Electronic, 8-foot lamp removed | Work Papers | System | Grocery_Store | Lighting-NC | TRUE | Delamp/reflectors: C/I - 11 | Express Efficiency (rebates) 0.96 | lamp | 9 | 0 | 0 | 50 | 370.115 | System | kW | 0.079 | [5 empty] | 11 | 96% | 0% | 363.8492 | 579.733 | 618.5351 | [5 empty] | 90.9623 | 90.9623 | 90.9623 | 90.9623 | 144.9333 | 144.9333 | 144.9333 | 144.9333 | 154.6338 | 154.6338 | 154.6338 | 154.6338 | 0 | 0 | 0 | 0 | 0 | 0 | 0 | 0 | 0 | 0 | 0 | 0 | 0 | 0 | 0 | 0 | 1562.1173
Business Incentives & Services | T-8 or T-5 Lamp and Electronic, 8-foot lamp removed | Work Papers | System | Hospital | IndoorLt | TRUE | Delamp/reflectors: C/I - 11 | Express Efficiency (rebates) 0.96 | lamp | 9 | 0 | 0 | 50 | 370.115 | System | kW | 0.079 | [5 empty] | 11 | 96% | 0% | 175.9458 | 280.3404 | 299.1038 | [5 empty] | 43.9865 | 43.9865 | 43.9865 | 43.9865 | 70.0851 | 70.0851 | 70.0851 | 70.0851 | 74.776 | 74.776 | 74.776 | 74.776 | 0 | 0 | 0 | 0 | 0 | 0 | 0 | 0 | 0 | 0 | 0 | 0 | 0 | 0 | 0 | 0 | 755.39
Business Incentives & Services | T-8 or T-5 Lamp and Electronic, 8-foot lamp removed | Work Papers | System | Large_Office | IndoorLt | TRUE | Delamp/reflectors: C/I - 11 | Express Efficiency (rebates) 0.96 | lamp | 9 | 0 | 0 | 50 | 370.115 | System | kW | 0.079 | [5 empty] | 11 | 96% | 0% | 7.9717 | 12.7015 | 13.5516 | [5 empty] | 1.9929 | 1.9929 | 1.9929 | 1.9929 | 3.1754 | 3.1754 | 3.1754 | 3.1754 | 3.3879 | 3.3879 | 3.3879 | 3.3879 | 0 | 0 | 0 | 0 | 0 | 0 | 0 | 0 | 0 | 0 | 0 | 0 | 0 | 0 | 0 | 0 | 34.2248
Business Incentives & Services | T-8 or T-5 Lamp and Electronic, 8-foot lamp removed | Work Papers | System | Small_Office | IndoorLt | TRUE | Delamp/reflectors: C/I - 11 | Express Efficiency (rebates) 0.96 | lamp | 9 | 0 | 0 | 50 | 370.115 | System | kW | 0.079 | [5 empty] | 11 | 96% | 0% | 42.1359 | 67.1365 | 71.63 | [5 empty] | 10.534 | 10.534 | 10.534 | 10.534 | 16.7841 | 16.7841 | 16.7841 | 16.7841 | 17.9075 | 17.9075 | 17.9075 | 17.9075 | 0 | 0 | 0 | 0 | 0 | 0 | 0 | 0 | 0 | 0 | 0 | 0 | 0 | 0 | 0 | 0 | 180.9025
Business Incentives & Services | T-8 or T-5 Lamp and Electronic, 8-foot lamp removed | Work Papers | System | Restaurant | IndoorLt | TRUE | Delamp/reflectors: C/I - 11 | Express Efficiency (rebates) 0.96 | lamp | 9 | 0 | 0 | 50 | 370.115 | System | kW | 0.079 | [5 empty] | 11 | 96% | 0% | 0.5694 | 0.90725 | 0.96797 | [5 empty] | 0.14235 | 0.14235 | 0.14235 | 0.14235 | 0.22681 | 0.22681 | 0.22681 | 0.22681 | 0.24199 | 0.24199 | 0.24199 | 0.24199 | 0 | 0 | 0 | 0 | 0 | 0 | 0 | 0 | 0 | 0 | 0 | 0 | 0 | 0 | 0 | 0 | 2.4446
Business Incentives & Services | T-8 or T-5 Lamp and Electronic, 8-foot lamp removed | Work Papers | System | Small_Retail_Store | IndoorLt | TRUE | Delamp/reflectors: C/I - 11 | Express Efficiency (rebates) 0.96 | lamp | 9 | 0 | 0 | 50 | 370.115 | System | kW | 0.079 | [5 empty] | 11 | 96% | 0% | 3213.1469 | 5119.6141 | 5462.2748 | [5 empty] | 803.2867 | 803.2867 | 803.2867 | 803.2867 | 1279.9035 | 1279.9035 | 1279.9035 | 1279.9035 | 1365.5687 | 1365.5687 | 1365.5687 | 1365.5687 | 0 | 0 | 0 | 0 | 0 | 0 | 0 | 0 | 0 | 0 | 0 | 0 | 0 | 0 | 0 | 0 | 13795.0357
Business Incentives & Services | T-8 or T-5 Lamp and Electronic, 8-foot lamp removed | Work Papers | System | Storage_Building | Lighting-NC | TRUE | Delamp/reflectors: C/I - 11 | Express Efficiency (rebates) 0.96 | lamp | 9 | 0 | 0 | 50 | 370.115 | System | kW | 0.079 | [5 empty] | 11 | 96% | 0% | 83.7024 | 133.3658 | 142.2921 | [5 empty] | 20.9256 | 20.9256 | 20.9256 | 20.9256 | 33.3415 | 33.3415 | 33.3415 | 33.3415 | 35.573 | 35.573 | 35.573 | 35.573 | 0 | 0 | 0 | 0 | 0 | 0 | 0 | 0 | 0 | 0 | 0 | 0 | 0 | 0 | 0 | 0 | 359.3603
Business Incentives & Services | T-8 or T-5 Lamp and Electronic, 8-foot lamp removed | Work Papers | System | Refrigerated_Warehouse | IndoorLt | TRUE | Delamp/reflectors: C/I - 11 | Express Efficiency (rebates) 0.96 | lamp | 9 | 0 | 0 | 50 | 370.115 | System | kW | 0.079 | [5 empty] | 11 | 96% | 0% | 21.6374 | 34.4755 | 36.783 | [5 empty] | 5.4093 | 5.4093 | 5.4093 | 5.4093 | 8.6189 | 8.6189 | 8.6189 | 8.6189 | 9.1957 | 9.1957 | 9.1957 | 9.1957 | 0 | 0 | 0 | 0 | 0 | 0 | 0 | 0 | 0 | 0 | 0 | 0 | 0 | 0 | 0 | 0 | 92.8959
Business Incentives & Services | T-8 or T-5 Lamp and Electronic, 8-foot lamp removed | Work Papers | System | Industrial | IndoorLt | TRUE | Delamp/reflectors: C/I - 11 | Express Efficiency (rebates) 0.96 | lamp | 9 | 0 | 0 | 50 | 370.115 | System | kW | 0.079 | [5 empty] | 11 | 96% | 0% | 264.2035 | 420.9642 | 449.1397 | [5 empty] | 66.0509 | 66.0509 | 66.0509 | 66.0509 | 105.241 | 105.241 | 105.241 | 105.241 | 112.2849 | 112.2849 | 112.2849 | 112.2849 | 0 | 0 | 0 | 0 | 0 | 0 | 0 | 0 | 0 | 0 | 0 | 0 | 0 | 0 | 0 | 0 | 1134.3074
Business Incentives & Services | Interior pulse start HID fixture 0-35 watts incandescent basecase | Work Papers | System | Misc._Commercial | IndoorLt | TRUE | Indoor or Outdoor Lighting System Modification: NR - 13.5 | Express Efficiency (rebates) 0.96 | lamp | 18 | 0 | 0 | 133 | 257.675 | System | kW | 0.055 | [5 empty] | 13.5 | 96% | 0% | 150 | 239 | 254.9644 | [5 empty] | 37.5 | 37.5 | 37.5 | 37.5 | 59.75 | 59.75 | 59.75 | 59.75 | 63.7411 | 63.7411 | 63.7411 | 63.7411 | 0 | 0 | 0 | 0 | 0 | 0 | 0 | 0 | 0 | 0 | 0 | 0 | 0 | 0 | 0 | 0 | 643.9644
Business Incentives & Services | Interior pulse start HID fixture 0-35 watts mercury vapor basecase | Work Papers | System | Misc._Commercial | IndoorLt | TRUE | Indoor or Outdoor Lighting System Modification: NR - 13.5 | Express Efficiency (rebates) 0.96 | lamp | 12.5 | 0 | 0 | 60 | 135.865 | System | kW | 0.029 | [5 empty] | 13.5 | 96% | 0% | 150 | 239 | 254.9644 | [5 empty] | 37.5 | 37.5 | 37.5 | 37.5 | 59.75 | 59.75 | 59.75 | 59.75 | 63.7411 | 63.7411 | 63.7411 | 63.7411 | 0 | 0 | 0 | 0 | 0 | 0 | 0 | 0 | 0 | 0 | 0 | 0 | 0 | 0 | 0 | 0 | 643.9644
Business Incentives & Services | Interior HID fixture 36-70 watts incandescent basecase | Work Papers | System | Small_Retail_Store | IndoorLt | TRUE | Indoor or Outdoor Lighting System Modification: NR - 13.5 | Express Efficiency (rebates) 0.96 | lamp | 25 | 0 | 0 | 171 | 515.35 | System | kW | 0.11 | [5 empty] | 13.5 | 96% | 0% | 150 | 239 | 254.9644 | [5 empty] | 37.5 | 37.5 | 37.5 | 37.5 | 59.75 | 59.75 | 59.75 | 59.75 | 63.7411 | 63.7411 | 63.7411 | 63.7411 | 0 | 0 | 0 | 0 | 0 | 0 | 0 | 0 | 0 | 0 | 0 | 0 | 0 | 0 | 0 | 0 | 643.9644
Business Incentives & Services | Interior pulse start HID fixture 36-70 watts mercury vapor basecase | Work Papers | System | Misc._Commercial | IndoorLt | TRUE | Indoor or Outdoor Lighting System Modification: NR - 13.5 | Express Efficiency (rebates) 0.96 | lamp | 18 | 0 | 0 | 70 | 163.975 | System | kW | 0.035 | [5 empty] | 13.5 | 96% | 0% | 150 | 239 | 254.9644 | [5 empty] | 37.5 | 37.5 | 37.5 | 37.5 | 59.75 | 59.75 | 59.75 | 59.75 | 63.7411 | 63.7411 | 63.7411 | 63.7411 | 0 | 0 | 0 | 0 | 0 | 0 | 0 | 0 | 0 | 0 | 0 | 0 | 0 | 0 | 0 | 0 | 643.9644
Business Incentives & Services | Interior pulse start HID fixture 71-100 watts incandescent basecase | Work Papers | System | Misc._Commercial | IndoorLt | TRUE | Indoor or Outdoor Lighting System Modification: NR - 13.5 | Express Efficiency (rebates) 0.96 | lamp | 40 | 0 | 0 | 100 | 801.135 | System | kW | 0.171 | [5 empty] | 13.5 | 96% | 0% | 150 | 239 | 254.9644 | [5 empty] | 37.5 | 37.5 | 37.5 | 37.5 | 59.75 | 59.75 | 59.75 | 59.75 | 63.7411 | 63.7411 | 63.7411 | 63.7411 | 0 | 0 | 0 | 0 | 0 | 0 | 0 | 0 | 0 | 0 | 0 | 0 | 0 | 0 | 0 | 0 | 643.9644
Business Incentives & Services | Interior pulse start HID fixture 71-100 watts mercury vapor basecase | Work Papers | System | Misc._Commercial | IndoorLt | TRUE | Indoor or Outdoor Lighting System Modification: NR - 13.5 | Express Efficiency (rebates) 0.96 | lamp | 38 | 0 | 0 | 80 | 332.635 | System | kW | 0.071 | [5 empty] | 13.5 | 96% | 0% | 150 | 239 | 254.9644 | [5 empty] | 37.5 | 37.5 | 37.5 | 37.5 | 59.75 | 59.75 | 59.75 | 59.75 | 63.7411 | 63.7411 | 63.7411 | 63.7411 | 0 | 0 | 0 | 0 | 0 | 0 | 0 | 0 | 0 | 0 | 0 | 0 | 0 | 0 | 0 | 0 | 643.9644
Business Incentives & Services | Interior HID fixture 101-175 watts incandescent basecase | CALC00AVMTH05 | System | Assembly | Lighting-NC | TRUE | HID fixture: Interior, >= 176 Watts lamp: Ind - 16 | Express Efficiency (rebates) 0.96 | lamp | 40 | 0 | 0 | 32 | 1189 | System | kW | 1.189 | [5 empty] | 16 | 96% | 0% | 150 | 239 | 254.9644 | [5 empty] | 37.5 | 37.5 | 37.5 | 37.5 | 59.75 | 59.75 | 59.75 | 59.75 | 63.7411 | 63.7411 | 63.7411 | 63.7411 | 0 | 0 | 0 | 0 | 0 | 0 | 0 | 0 | 0 | 0 | 0 | 0 | 0 | 0 | 0 | 0 | 643.9644
Business Incentives & Services | Interior HID fixture 101-175 watts mercury vapor basecase | Work Papers | System | Misc._Commercial | IndoorLt | TRUE | HID fixture: Interior, >= 176 Watts lamp: Ind - 16 | Express Efficiency (rebates) 0.96 | lamp | 38 | 0 | 0 | 150 | 351.375 | System | kW | 0.075 | [5 empty] | 16 | 96% | 0% | 525 | 836.5 | 892.8569 | [5 empty] | 131.25 | 131.25 | 131.25 | 131.25 | 209.125 | 209.125 | 209.125 | 209.125 | 223.2142 | 223.2142 | 223.2142 | 223.2142 | 0 | 0 | 0 | 0 | 0 | 0 | 0 | 0 | 0 | 0 | 0 | 0 | 0 | 0 | 0 | 0 | 2254.3569
Business Incentives & Services | Interior pulse start HID fixture 176 - 250 watts mercury vapor basecase | Work Papers | System | Misc._Commercial | IndoorLt | TRUE | HID fixture: Interior, >= 176 Watts lamp: Ind - 16 | Express Efficiency (rebates) 0.96 | lamp | 38 | 0 | 0 | 150 | 852.67 | System | kW | 0.182 | [5 empty] | 16 | 96% | 0% | 150 | 239 | 254.9644 | [5 empty] | 37.5 | 37.5 | 37.5 | 37.5 | 59.75 | 59.75 | 59.75 | 59.75 | 63.7411 | 63.7411 | 63.7411 | 63.7411 | 0 | 0 | 0 | 0 | 0 | 0 | 0 | 0 | 0 | 0 | 0 | 0 | 0 | 0 | 0 | 0 | 643.9644
Business Incentives & Services | Interior pulse start HID fixture 176-250 watts incandescent basecase | Work Papers | System | Misc._Commercial | IndoorLt | TRUE | HID fixture: Interior, >= 176 Watts lamp: Ind - 16 | Express Efficiency (rebates) 0.96 | lamp | 40 | 0 | 0 | 32 | 2164.47 | System | kW | 0.462 | [5 empty] | 16 | 96% | 0% | 150 | 239 | 254.9644 | [5 empty] | 37.5 | 37.5 | 37.5 | 37.5 | 59.75 | 59.75 | 59.75 | 59.75 | 63.7411 | 63.7411 | 63.7411 | 63.7411 | 0 | 0 | 0 | 0 | 0 | 0 | 0 | 0 | 0 | 0 | 0 | 0 | 0 | 0 | 0 | 0 | 643.9644
Business Incentives & Services | Interior HID fixture 251-400 watts incandescent basecase | Work Papers | System | Misc._Commercial | IndoorLt | TRUE | HID fixture: Interior, 251-400 Watt lamp: Com - 16 | Express Efficiency (rebates) 0.96 | lamp | 50 | 0 | 0 | 32 | 2970.29 | System | kW | 0.634 | [5 empty] | 16 | 96% | 0% | 150 | 239 | 254.9644 | [5 empty] | 37.5 | 37.5 | 37.5 | 37.5 | 59.75 | 59.75 | 59.75 | 59.75 | 63.7411 | 63.7411 | 63.7411 | 63.7411 | 0 | 0 | 0 | 0 | 0 | 0 | 0 | 0 | 0 | 0 | 0 | 0 | 0 | 0 | 0 | 0 | 643.9644
Business Incentives & Services | Interior HID fixture 251-400 watts mercury vapor basecase | Work Papers | System | Small_Retail_Store | IndoorLt | TRUE | HID fixture: Interior, 251-400 Watt lamp: Com - 16 | Express Efficiency (rebates) 0.96 | lamp | 48 | 0 | 0 | 150 | 2262.855 | System | kW | 0.483 | [5 empty] | 16 | 96% | 0% | 71.2291 | 113.4916 | 121.0725 | [5 empty] | 17.8073 | 17.8073 | 17.8073 | 17.8073 | 28.3729 | 28.3729 | 28.3729 | 28.3729 | 30.2681 | 30.2681 | 30.2681 | 30.2681 | 0 | 0 | 0 | 0 | 0 | 0 | 0 | 0 | 0 | 0 | 0 | 0 | 0 | 0 | 0 | 0 | 305.7932
Business Incentives & Services | Interior HID fixture 251-400 watts mercury vapor basecase | Work Papers | System | Storage_Building | Lighting-NC | TRUE | HID fixture: Interior, 251-400 Watt lamp: Com - 16 | Express Efficiency (rebates) 0.96 | lamp | 48 | 0 | 0 | 150 | 2262.855 | System | kW | 0.483 | [5 empty] | 16 | 96% | 0% | 78.7709 | 125.5084 | 133.8919 | [5 empty] | 19.6927 | 19.6927 | 19.6927 | 19.6927 | 31.3771 | 31.3771 | 31.3771 | 31.3771 | 33.473 | 33.473 | 33.473 | 33.473 | 0 | 0 | 0 | 0 | 0 | 0 | 0 | 0 | 0 | 0 | 0 | 0 | 0 | 0 | 0 | 0 | 338.1712
Business Incentives & Services | Exterior HID fixture 0-100 watts incandescent basecase | Work Papers | System | Misc._Commercial | Outdoor Lt | TRUE | Indoor or Outdoor Lighting System Modification: NR - 13.5 | Express Efficiency (rebates) 0.96 | lamp | 36 | 0 | 0 | 95 | 771 | System | kW | 0 | [5 empty] | 13.5 | 96% | 0% | 173.0769 | 275.7692 | 294.2638 | [5 empty] | 43.2692 | 43.2692 | 43.2692 | 43.2692 | 68.9423 | 68.9423 | 68.9423 | 68.9423 | 73.5659 | 73.5659 | 73.5659 | 73.5659 | 0 | 0 | 0 | 0 | 0 | 0 | 0 | 0 | 0 | 0 | 0 | 0 | 0 | 0 | 0 | 0 | 743.1099
Business Incentives & Services | Exterior HID fixture 0-100 watts incandescent basecase | Work Papers | System | Small_Office | Outdoor Lt | TRUE | Indoor or Outdoor Lighting System Modification: NR - 13.5 | Express Efficiency (rebates) 0.96 | lamp | 36 | 0 | 0 | 95 | 771 | System | kW | 0 | [5 empty] | 13.5 | 96% | 0% | 51.9231 | 82.7308 | 88.2791 | [5 empty] | 12.9808 | 12.9808 | 12.9808 | 12.9808 | 20.6827 | 20.6827 | 20.6827 | 20.6827 | 22.0698 | 22.0698 | 22.0698 | 22.0698 | 0 | 0 | 0 | 0 | 0 | 0 | 0 | 0 | 0 | 0 | 0 | 0 | 0 | 0 | 0 | 0 | 222.933
Business Incentives & Services | Exterior HID fixture 0-100 watts mercury vapor basecase | Work Papers | System | Small_Retail_Store | Outdoor Lt | TRUE | Indoor or Outdoor Lighting System Modification: NR - 13.5 | Express Efficiency (rebates) 0.96 | lamp | 22 | 0 | 0 | 95 | 361 | System | kW | 0 | [5 empty] | 13.5 | 96% | 0% | 150 | 239 | 254.9644 | [5 empty] | 37.5 | 37.5 | 37.5 | 37.5 | 59.75 | 59.75 | 59.75 | 59.75 | 63.7411 | 63.7411 | 63.7411 | 63.7411 | 0 | 0 | 0 | 0 | 0 | 0 | 0 | 0 | 0 | 0 | 0 | 0 | 0 | 0 | 0 | 0 | 643.9644
Business Incentives & Services | Exterior HID fixture 101-175 watts incandescent basecase | Work Papers | System | Misc._Commercial | Outdoor Lt | TRUE | Indoor or Outdoor Lighting System Modification: NR - 13.5 | Express Efficiency (rebates) 0.96 | lamp | 64 | 0 | 0 | 150 | 1353 | System | kW | 0 | [5 empty] | 13.5 | 96% | 0% | 18.75 | 29.875 | 31.8706 | [5 empty] | 4.6875 | 4.6875 | 4.6875 | 4.6875 | 7.4688 | 7.4688 | 7.4688 | 7.4688 | 7.9676 | 7.9676 | 7.9676 | 7.9676 | 0 | 0 | 0 | 0 | 0 | 0 | 0 | 0 | 0 | 0 | 0 | 0 | 0 | 0 | 0 | 0 | 80.4955
Business Incentives & Services | Exterior HID fixture 101-175 watts incandescent basecase | Work Papers | System | K_thru_12_School | Outdoor Lt | TRUE | Indoor or Outdoor Lighting System Modification: NR - 13.5 | Express Efficiency (rebates) 0.96 | lamp | 64 | 0 | 0 | 150 | 1353 | System | kW | 0 | [5 empty] | 13.5 | 96% | 0% | 125 | 199.1667 | 212.4703 | [5 empty] | 31.25 | 31.25 | 31.25 | 31.25 | 49.7917 | 49.7917 | 49.7917 | 49.7917 | 53.1176 | 53.1176 | 53.1176 | 53.1176 | 0 | 0 | 0 | 0 | 0 | 0 | 0 | 0 | 0 | 0 | 0 | 0 | 0 | 0 | 0 | 0 | 536.637
Business Incentives & Services | Exterior HID fixture 101-175 watts incandescent basecase | Work Papers | System | Restaurant | IndoorLt | TRUE | Indoor or Outdoor Lighting System Modification: NR - 13.5 | Express Efficiency (rebates) 0.96 | lamp | 64 | 0 | 0 | 150 | 1353 | System | kW | 0 | [5 empty] | 13.5 | 96% | 0% | 6.25 | 9.9583 | 10.6235 | [5 empty] | 1.5625 | 1.5625 | 1.5625 | 1.5625 | 2.4896 | 2.4896 | 2.4896 | 2.4896 | 2.6559 | 2.6559 | 2.6559 | 2.6559 | 0 | 0 | 0 | 0 | 0 | 0 | 0 | 0 | 0 | 0 | 0 | 0 | 0 | 0 | 0 | 0 | 26.8318
Business Incentives & Services | Exterior HID fixture 101-175 watts mercury vapor basecas | Work Papers | System | Hospital | IndoorLt | TRUE | Indoor or Outdoor Lighting System Modification: NR - 13.5 | Express Efficiency (rebates) 0.96 | lamp | 30 | 0 | 0 | 150 | 472 | System | kW | 0 | [5 empty] | 13.5 | 96% | 0% | 168.75 | 268.875 | 286.9072 | [5 empty] | 42.1875 | 42.1875 | 42.1875 | 42.1875 | 67.2188 | 67.2188 | 67.2188 | 67.2188 | 71.7268 | 71.7268 | 71.7268 | 71.7268 | 0 | 0 | 0 | 0 | 0 | 0 | 0 | 0 | 0 | 0 | 0 | 0 | 0 | 0 | 0 | 0 | 724.5322
Business Incentives & Services | Exterior HID fixture 101-175 watts mercury vapor basecas | Work Papers | System | Storage_Building | Lighting-NC | TRUE | Indoor or Outdoor Lighting System Modification: NR - 13.5 | Express Efficiency (rebates) 0.96 | lamp | 30 | 0 | 0 | 150 | 472 | System | kW | 0 | [5 empty] | 13.5 | 96% | 0% | 56.25 | 89.625 | 95.6357 | [5 empty] | 14.0625 | 14.0625 | 14.0625 | 14.0625 | 22.4062 | 22.4062 | 22.4062 | 22.4062 | 23.9089 | 23.9089 | 23.9089 | 23.9089 | 0 | 0 | 0 | 0 | 0 | 0 | 0 | 0 | 0 | 0 | 0 | 0 | 0 | 0 | 0 | 0 | 241.5107
Business Incentives & Services | Exterior HID fixture > 176 watts incandescent basecase | Work Papers | System | Misc._Commercial | Outdoor Lt | TRUE | Indoor or Outdoor Lighting System Modification: NR - 13.5 | Express Efficiency (rebates) 0.96 | lamp | 100 | 0 | 0 | 200 | 1976 | System | kW | 0 | [5 empty] | 13.5 | 96% | 0% | 41.0959 | 65.4795 | 69.8533 | [5 empty] | 10.274 | 10.274 | 10.274 | 10.274 | 16.3699 | 16.3699 | 16.3699 | 16.3699 | 17.4633 | 17.4633 | 17.4633 | 17.4633 | 0 | 0 | 0 | 0 | 0 | 0 | 0 | 0 | 0 | 0 | 0 | 0 | 0 | 0 | 0 | 0 | 176.4286
Business Incentives & Services | Exterior HID fixture > 176 watts incandescent basecase | Work Papers | System | K_thru_12_School | Outdoor Lt | TRUE | Indoor or Outdoor Lighting System Modification: NR - 13.5 | Express Efficiency (rebates) 0.96 | lamp | 100 | 0 | 0 | 200 | 1976 | System | kW | 0 | [5 empty] | 13.5 | 96% | 0% | 4.1096 | 6.5479 | 6.9853 | [5 empty] | 1.0274 | 1.0274 | 1.0274 | 1.0274 | 1.637 | 1.637 | 1.637 | 1.637 | 1.7463 | 1.7463 | 1.7463 | 1.7463 | 0 | 0 | 0 | 0 | 0 | 0 | 0 | 0 | 0 | 0 | 0 | 0 | 0 | 0 | 0 | 0 | 17.6429
Business Incentives & Services | Exterior HID fixture > 176 watts incandescent basecase | Work Papers | System | Hospital | IndoorLt | TRUE | Indoor or Outdoor Lighting System Modification: NR - 13.5 | Express Efficiency (rebates) 0.96 | lamp | 100 | 0 | 0 | 200 | 1976 | System | kW | 0 | [5 empty] | 13.5 | 96% | 0% | 8.2192 | 13.0959 | 13.9707 | [5 empty] | 2.0548 | 2.0548 | 2.0548 | 2.0548 | 3.274 | 3.274 | 3.274 | 3.274 | 3.4927 | 3.4927 | 3.4927 | 3.4927 | 0 | 0 | 0 | 0 | 0 | 0 | 0 | 0 | 0 | 0 | 0 | 0 | 0 | 0 | 0 | 0 | 35.2857
Business Incentives & Services | Exterior HID fixture > 176 watts incandescent basecase | Work Papers | System | Hotel_Motel | Outdoor Lt | TRUE | Indoor or Outdoor Lighting System Modification: NR - 13.5 | Express Efficiency (rebates) 0.96 | lamp | 100 | 0 | 0 | 200 | 1976 | System | kW | 0 | [5 empty] | 13.5 | 96% | 0% | 2.0548 | 3.274 | 3.4927 | [5 empty] | 0.5137 | 0.5137 | 0.5137 | 0.5137 | 0.81849 | 0.81849 | 0.81849 | 0.81849 | 0.87317 | 0.87317 | 0.87317 | 0.87317 | 0 | 0 | 0 | 0 | 0 | 0 | 0 | 0 | 0 | 0 | 0 | 0 | 0 | 0 | 0 | 0 | 8.8214
Business Incentives & Services | Exterior HID fixture > 176 watts incandescent basecase | Work Papers | System | Small_Office | Outdoor Lt | TRUE | Indoor or Outdoor Lighting System Modification: NR - 13.5 | Express Efficiency (rebates) 0.96 | lamp | 100 | 0 | 0 | 200 | 1976 | System | kW | 0 | [5 empty] | 13.5 | 96% | 0% | 4.7945 | 7.6393 | 8.1495 | [5 empty] | 1.1986 | 1.1986 | 1.1986 | 1.1986 | 1.9098 | 1.9098 | 1.9098 | 1.9098 | 2.0374 | 2.0374 | 2.0374 | 2.0374 | 0 | 0 | 0 | 0 | 0 | 0 | 0 | 0 | 0 | 0 | 0 | 0 | 0 | 0 | 0 | 0 | 20.5833
Business Incentives & Services | Exterior HID fixture > 176 watts incandescent basecase | Work Papers | System | Small_Retail_Store | Outdoor Lt | TRUE | Indoor or Outdoor Lighting System Modification: NR - 13.5 | Express Efficiency (rebates) 0.96 | lamp | 100 | 0 | 0 | 200 | 1976 | System | kW | 0 | [5 empty] | 13.5 | 96% | 0% | 89.726 | 142.9635 | 152.513 | [5 empty] | 22.4315 | 22.4315 | 22.4315 | 22.4315 | 35.7409 | 35.7409 | 35.7409 | 35.7409 | 38.1282 | 38.1282 | 38.1282 | 38.1282 | 0 | 0 | 0 | 0 | 0 | 0 | 0 | 0 | 0 | 0 | 0 | 0 | 0 | 0 | 0 | 0 | 385.2024
Business Incentives & Services | Exterior HID fixture > 176 watts mercury vapor basecase | Work Papers | System | Storage_Building | Lighting-NC | TRUE | Indoor or Outdoor Lighting System Modification: NR - 13.5 | Express Efficiency (rebates) 0.96 | lamp | 48 | 0 | 0 | 150 | 763 | System | kW | 0 | [5 empty] | 13.5 | 96% | 0% | 146.9388 | 234.1224 | 249.761 | [5 empty] | 36.7347 | 36.7347 | 36.7347 | 36.7347 | 58.5306 | 58.5306 | 58.5306 | 58.5306 | 62.4403 | 62.4403 | 62.4403 | 62.4403 | 0 | 0 | 0 | 0 | 0 | 0 | 0 | 0 | 0 | 0 | 0 | 0 | 0 | 0 | 0 | 0 | 630.8223
Business Incentives & Services | Exterior HID fixture > 176 watts mercury vapor basecase | Work Papers | System | Industrial | Outdoor Lt | TRUE | Indoor or Outdoor Lighting System Modification: NR - 13.5 | Express Efficiency (rebates) 0.96 | lamp | 48 | 0 | 0 | 150 | 763 | System | kW | 0 | [5 empty] | 13.5 | 96% | 0% | 3.0612 | 4.8776 | 5.2034 | [5 empty] | 0.76531 | 0.76531 | 0.76531 | 0.76531 | 1.2194 | 1.2194 | 1.2194 | 1.2194 | 1.3008 | 1.3008 | 1.3008 | 1.3008 | 0 | 0 | 0 | 0 | 0 | 0 | 0 | 0 | 0 | 0 | 0 | 0 | 0 | 0 | 0 | 0 | 13.1421
Business Incentives & Services | Ceramic Metal Halide (CMH) <75 watt lamp | Work Papers | System | Small_Retail_Store | IndoorLt | TRUE | Indoor or Outdoor Lighting System Modification: NR - 13.5 | Express Efficiency (rebates) 0.96 | lamp | 25 | 0 | 0 | 75 | 343 | System | kW | 0.0733 | [5 empty] | 13.5 | 96% | 0% | 1425 | 2270.5 | 2422.8359 | [5 empty] | 356.25 | 356.25 | 356.25 | 356.25 | 567.625 | 567.625 | 567.625 | 567.625 | 605.709 | 605.709 | 605.709 | 605.709 | 0 | 0 | 0 | 0 | 0 | 0 | 0 | 0 | 0 | 0 | 0 | 0 | 0 | 0 | 0 | 0 | 6118.3359
Business Incentives & Services | Interior Pulse Start Metal Halide Fixtures (Standard 400 watt Replacement) | Work Papers | System | Small_Office | IndoorLt | TRUE | HID fixture: Interior, 251-400 Watt lamp: Com - 16 | Express Efficiency (rebates) 0.96 | lamp | 45 | 0 | 0 | 128 | 444 | System | kW | 0.111 | [5 empty] | 16 | 96% | 0% | 73.7468 | 117.5032 | 125.3836 | [5 empty] | 18.4367 | 18.4367 | 18.4367 | 18.4367 | 29.3758 | 29.3758 | 29.3758 | 29.3758 | 31.3459 | 31.3459 | 31.3459 | 31.3459 | 0 | 0 | 0 | 0 | 0 | 0 | 0 | 0 | 0 | 0 | 0 | 0 | 0 | 0 | 0 | 0 | 316.6336
Business Incentives & Services | Interior Pulse Start Metal Halide Fixtures (Standard 400 watt Replacement) | Work Papers | System | Small_Retail_Store | IndoorLt | TRUE | HID fixture: Interior, 251-400 Watt lamp: Com - 16 | Express Efficiency (rebates) 0.96 | lamp | 45 | 0 | 0 | 128 | 444 | System | kW | 0.111 | [5 empty] | 16 | 96% | 0% | 413.5604 | 658.9396 | 703.1316 | [5 empty] | 103.3901 | 103.3901 | 103.3901 | 103.3901 | 164.7349 | 164.7349 | 164.7349 | 164.7349 | 175.7829 | 175.7829 | 175.7829 | 175.7829 | 0 | 0 | 0 | 0 | 0 | 0 | 0 | 0 | 0 | 0 | 0 | 0 | 0 | 0 | 0 | 0 | 1775.6316
Business Incentives & Services | Interior Pulse Start Metal Halide Fixtures (Standard 400 watt Replacement) | Work Papers | System | Storage_Building | Lighting-NC | TRUE | HID fixture: Interior, 251-400 Watt lamp: Com - 16 | Express Efficiency (rebates) 0.96 | lamp | 45 | 0 | 0 | 128 | 444 | System | kW | 0.111 | [5 empty] | 16 | 96% | 0% | 344.1517 | 548.3483 | 585.1235 | [5 empty] | 86.0379 | 86.0379 | 86.0379 | 86.0379 | 137.0871 | 137.0871 | 137.0871 | 137.0871 | 146.2809 | 146.2809 | 146.2809 | 146.2809 | 0 | 0 | 0 | 0 | 0 | 0 | 0 | 0 | 0 | 0 | 0 | 0 | 0 | 0 | 0 | 0 | 1477.6235
Business Incentives & Services | Interior Pulse Start Metal Halide Fixtures (Standard 400 watt Replacement) | Work Papers | System | Refrigerated_Warehouse | IndoorLt | TRUE | HID fixture: Interior, 251-400 Watt lamp: Com - 16 | Express Efficiency (rebates) 0.96 | lamp | 45 | 0 | 0 | 128 | 444 | System | kW | 0.111 | [5 empty] | 16 | 96% | 0% | 234.2545 | 373.2455 | 398.2773 | [5 empty] | 58.5636 | 58.5636 | 58.5636 | 58.5636 | 93.3114 | 93.3114 | 93.3114 | 93.3114 | 99.5693 | 99.5693 | 99.5693 | 99.5693 | 0 | 0 | 0 | 0 | 0 | 0 | 0 | 0 | 0 | 0 | 0 | 0 | 0 | 0 | 0 | 0 | 1005.7773
Business Incentives & Services | Interior Pulse Start Metal Halide Fixtures (Standard 400 watt Replacement) | Work Papers | System | Industrial | IndoorLt | TRUE | HID fixture: Interior, 251-400 Watt lamp: Com - 16 | Express Efficiency (rebates) 0.96 | lamp | 45 | 0 | 0 | 128 | 444 | System | kW | 0.111 | [5 empty] | 16 | 96% | 0% | 59.2866 | 94.4634 | 100.7986 | [5 empty] | 14.8217 | 14.8217 | 14.8217 | 14.8217 | 23.6158 | 23.6158 | 23.6158 | 23.6158 | 25.1996 | 25.1996 | 25.1996 | 25.1996 | 0 | 0 | 0 | 0 | 0 | 0 | 0 | 0 | 0 | 0 | 0 | 0 | 0 | 0 | 0 | 0 | 254.5486
Business Incentives & Services | Interior High Output 4-6 Lamp Fixtures T-8's or T-5's | Work Papers | System | Misc._Commercial | IndoorLt | TRUE | Fixture: T8 Lamp & Electronic Ballast: C/I/A - 11 | Express Efficiency (rebates) 0.96 | lamp | 100 | 0 | 0 | 252 | 896 | System | kW | 0.224 | [5 empty] | 11 | 96% | 0% | 232.6739 | 370.7271 | 395.6582 | [5 empty] | 58.1685 | 58.1685 | 58.1685 | 58.1685 | 92.6818 | 92.6818 | 92.6818 | 92.6818 | 98.9146 | 98.9146 | 98.9146 | 98.9146 | 0 | 0 | 0 | 0 | 0 | 0 | 0 | 0 | 0 | 0 | 0 | 0 | 0 | 0 | 0 | 0 | 999.0592
Business Incentives & Services | Interior High Output 4-6 Lamp Fixtures T-8's or T-5's | Work Papers | System | Assembly | Lighting-NC | TRUE | Fixture: T8 Lamp & Electronic Ballast: C/I/A - 11 | Express Efficiency (rebates) 0.96 | lamp | 100 | 0 | 0 | 252 | 896 | System | kW | 0.224 | [5 empty] | 11 | 96% | 0% | 47.2092 | 75.22 | 80.2785 | [5 empty] | 11.8023 | 11.8023 | 11.8023 | 11.8023 | 18.805 | 18.805 | 18.805 | 18.805 | 20.0696 | 20.0696 | 20.0696 | 20.0696 | 0 | 0 | 0 | 0 | 0 | 0 | 0 | 0 | 0 | 0 | 0 | 0 | 0 | 0 | 0 | 0 | 202.7077
Business Incentives & Services | Interior High Output 4-6 Lamp Fixtures T-8's or T-5's | Work Papers | System | School | Lighting-NC | TRUE | Fixture: T8 Lamp & Electronic Ballast: C/I/A - 11 | Express Efficiency (rebates) 0.96 | lamp | 100 | 0 | 0 | 252 | 896 | System | kW | 0.224 | [5 empty] | 11 | 96% | 0% | 33.7209 | 53.7286 | 57.3418 | [5 empty] | 8.4302 | 8.4302 | 8.4302 | 8.4302 | 13.4321 | 13.4321 | 13.4321 | 13.4321 | 14.3354 | 14.3354 | 14.3354 | 14.3354 | 0 | 0 | 0 | 0 | 0 | 0 | 0 | 0 | 0 | 0 | 0 | 0 | 0 | 0 | 0 | 0 | 144.7912
Business Incentives & Services | Interior High Output 4-6 Lamp Fixtures T-8's or T-5's | Work Papers | System | K_thru_12_School | IndoorLt | TRUE | Fixture: T8 Lamp & Electronic Ballast: C/I/A - 11 | Express Efficiency (rebates) 0.96 | lamp | 100 | 0 | 0 | 252 | 896 | System | kW | 0.224 | [5 empty] | 11 | 96% | 0% | 72.4998 | 115.5164 | 123.2848 | [5 empty] | 18.125 | 18.125 | 18.125 | 18.125 | 28.8791 | 28.8791 | 28.8791 | 28.8791 | 30.8212 | 30.8212 | 30.8212 | 30.8212 | 0 | 0 | 0 | 0 | 0 | 0 | 0 | 0 | 0 | 0 | 0 | 0 | 0 | 0 | 0 | 0 | 311.3011
Business Incentives & Services | Interior High Output 4-6 Lamp Fixtures T-8's or T-5's | Work Papers | System | College_University | IndoorLt | TRUE | Fixture: T8 Lamp & Electronic Ballast: C/I/A - 11 | Express Efficiency (rebates) 0.96 | lamp | 100 | 0 | 0 | 252 | 896 | System | kW | 0.224 | [5 empty] | 11 | 96% | 0% | 42.1511 | 67.1607 | 71.6772 | [5 empty] | 10.5378 | 10.5378 | 10.5378 | 10.5378 | 16.7902 | 16.7902 | 16.7902 | 16.7902 | 17.9193 | 17.9193 | 17.9193 | 17.9193 | 0 | 0 | 0 | 0 | 0 | 0 | 0 | 0 | 0 | 0 | 0 | 0 | 0 | 0 | 0 | 0 | 180.989
Business Incentives & Services | Interior High Output 4-6 Lamp Fixtures T-8's or T-5's | Work Papers | System | Grocery_Store | Lighting-NC | TRUE | Fixture: T8 Lamp & Electronic Ballast: C/I/A - 11 | Express Efficiency (rebates) 0.96 | lamp | 100 | 0 | 0 | 252 | 896 | System | kW | 0.224 | [5 empty] | 11 | 96% | 0% | 1065.579 | 1697.8226 | 1811.9999 | [5 empty] | 266.3948 | 266.3948 | 266.3948 | 266.3948 | 424.4556 | 424.4556 | 424.4556 | 424.4556 | 453 | 453 | 453 | 453 | 0 | 0 | 0 | 0 | 0 | 0 | 0 | 0 | 0 | 0 | 0 | 0 | 0 | 0 | 0 | 0 | 4575.4015
Business Incentives & Services | Interior High Output 4-6 Lamp Fixtures T-8's or T-5's | Work Papers | System | Small_Office | IndoorLt | TRUE | Fixture: T8 Lamp & Electronic Ballast: C/I/A - 11 | Express Efficiency (rebates) 0.96 | lamp | 100 | 0 | 0 | 252 | 896 | System | kW | 0.224 | [5 empty] | 11 | 96% | 0% | 3269.2369 | 5208.9842 | 5559.2845 | [5 empty] | 817.3092 | 817.3092 | 817.3092 | 817.3092 | 1302.246 | 1302.246 | 1302.246 | 1302.246 | 1389.8211 | 1389.8211 | 1389.8211 | 1389.8211 | 0 | 0 | 0 | 0 | 0 | 0 | 0 | 0 | 0 | 0 | 0 | 0 | 0 | 0 | 0 | 0 | 14037.5056
Business Incentives & Services | Interior High Output 4-6 Lamp Fixtures T-8's or T-5's | Work Papers | System | Restaurant | IndoorLt | TRUE | Fixture: T8 Lamp & Electronic Ballast: C/I/A - 11 | Express Efficiency (rebates) 0.96 | lamp | 100 | 0 | 0 | 252 | 896 | System | kW | 0.224 | [5 empty] | 11 | 96% | 0% | 252.9064 | 402.9642 | 430.0633 | [5 empty] | 63.2266 | 63.2266 | 63.2266 | 63.2266 | 100.7411 | 100.7411 | 100.7411 | 100.7411 | 107.5158 | 107.5158 | 107.5158 | 107.5158 | 0 | 0 | 0 | 0 | 0 | 0 | 0 | 0 | 0 | 0 | 0 | 0 | 0 | 0 | 0 | 0 | 1085.9339
Business Incentives & Services | Interior High Output 4-6 Lamp Fixtures T-8's or T-5's | Work Papers | System | Small_Retail_Store | IndoorLt | TRUE | Fixture: T8 Lamp & Electronic Ballast: C/I/A - 11 | Express Efficiency (rebates) 0.96 | lamp | 100 | 0 | 0 | 252 | 896 | System | kW | 0.224 | [5 empty] | 11 | 96% | 0% | 6455.8578 | 10286.3334 | 10978.0817 | [5 empty] | 1613.9644 | 1613.9644 | 1613.9644 | 1613.9644 | 2571.5834 | 2571.5834 | 2571.5834 | 2571.5834 | 2744.5204 | 2744.5204 | 2744.5204 | 2744.5204 | 0 | 0 | 0 | 0 | 0 | 0 | 0 | 0 | 0 | 0 | 0 | 0 | 0 | 0 | 0 | 0 | 27720.2729
Business Incentives & Services | Interior High Output 4-6 Lamp Fixtures T-8's or T-5's | Work Papers | System | Storage_Building | Lighting-NC | TRUE | Fixture: T8 Lamp & Electronic Ballast: C/I/A - 11 | Express Efficiency (rebates) 0.96 | lamp | 100 | 0 | 0 | 252 | 896 | System | kW | 0.224 | [5 empty] | 11 | 96% | 0% | 301.8017 | 480.8706 | 513.2088 | [5 empty] | 75.4504 | 75.4504 | 75.4504 | 75.4504 | 120.2177 | 120.2177 | 120.2177 | 120.2177 | 128.3022 | 128.3022 | 128.3022 | 128.3022 | 0 | 0 | 0 | 0 | 0 | 0 | 0 | 0 | 0 | 0 | 0 | 0 | 0 | 0 | 0 | 0 | 1295.8811
Business Incentives & Services | Interior High Output 4-6 Lamp Fixtures T-8's or T-5's | Work Papers | System | Storage_Building | Lighting-NC | TRUE | Fixture: T8 Lamp & Electronic Ballast: C/I/A - 11 | Express Efficiency (rebates) 0.96 | lamp | 100 | 0 | 0 | 252 | 896 | System | kW | 0.224 | [5 empty] | 11 | 96% | 0% | 7500 | 12250 | 13250 | [5 empty] | 1875 | 1875 | 1875 | 1875 | 3062.5 | 3062.5 | 3062.5 | 3062.5 | 3312.5 | 3312.5 | 3312.5 | 3312.5 | 0 | 0 | 0 | 0 | 0 | 0 | 0 | 0 | 0 | 0 | 0 | 0 | 0 | 0 | 0 | 0 | 33000
Business Incentives & Services | Interior High Output 4-6 Lamp Fixtures T-8's or T-5's | Work Papers | System | Refrigerated_Warehouse | IndoorLt | TRUE | Fixture: T8 Lamp & Electronic Ballast: C/I/A - 11 | Express Efficiency (rebates) 0.96 | lamp | 100 | 0 | 0 | 252 | 896 | System | kW | 0.224 | [5 empty] | 11 | 96% | 0% | 1901.8563 | 3030.291 | 3234.0758 | [5 empty] | 475.4641 | 475.4641 | 475.4641 | 475.4641 | 757.5727 | 757.5727 | 757.5727 | 757.5727 | 808.5189 | 808.5189 | 808.5189 | 808.5189 | 0 | 0 | 0 | 0 | 0 | 0 | 0 | 0 | 0 | 0 | 0 | 0 | 0 | 0 | 0 | 0 | 8166.223
Business Incentives & Services | Interior High Output 4-6 Lamp Fixtures T-8's or T-5's | Work Papers | System | Industrial | IndoorLt | TRUE | Fixture: T8 Lamp & Electronic Ballast: C/I/A - 11 | Express Efficiency (rebates) 0.96 | lamp | 100 | 0 | 0 | 252 | 896 | System | kW | 0.224 | [5 empty] | 11 | 96% | 0% | 1896.7981 | 3022.2317 | 3225.4745 | [5 empty] | 474.1995 | 474.1995 | 474.1995 | 474.1995 | 755.5579 | 755.5579 | 755.5579 | 755.5579 | 806.3686 | 806.3686 | 806.3686 | 806.3686 | 0 | 0 | 0 | 0 | 0 | 0 | 0 | 0 | 0 | 0 | 0 | 0 | 0 | 0 | 0 | 0 | 8144.5043
Business Incentives & Services | Interior High Output 4-6 Lamp Fixtures T-8's or T-5's | Work Papers | System | Storage_Building | Lighting-NC | TRUE | Fixture: T8 Lamp & Electronic Ballast: C/I/A - 11 | Express Efficiency (rebates) 0.96 | lamp | 100 | 0 | 0 | 252 | 896 | System | kW | 0.224 | [5 empty] | 11 | 96% | 0% | 230.9879 | 368.0407 | 392.7911 | [5 empty] | 57.747 | 57.747 | 57.747 | 57.747 | 92.0102 | 92.0102 | 92.0102 | 92.0102 | 98.1978 | 98.1978 | 98.1978 | 98.1978 | 0 | 0 | 0 | 0 | 0 | 0 | 0 | 0 | 0 | 0 | 0 | 0 | 0 | 0 | 0 | 0 | 991.8196
Business Incentives & Services | Interior High Output 4-6 Lamp Fixtures T-8's or T-5's | Work Papers | System | Refrigerated_Warehouse | IndoorLt | TRUE | Fixture: T8 Lamp & Electronic Ballast: C/I/A - 11 | Express Efficiency (rebates) 0.96 | lamp | 100 | 0 | 0 | 252 | 896 | System | kW | 0.224 | [5 empty] | 11 | 96% | 0% | 128.1393 | 204.1685 | 217.8987 | [5 empty] | 32.0348 | 32.0348 | 32.0348 | 32.0348 | 51.0421 | 51.0421 | 51.0421 | 51.0421 | 54.4747 | 54.4747 | 54.4747 | 54.4747 | 0 | 0 | 0 | 0 | 0 | 0 | 0 | 0 | 0 | 0 | 0 | 0 | 0 | 0 | 0 | 0 | 550.2065
Business Incentives & Services | Occupancy Sensor wall mounted | CALC00AVOCC01 | System | Misc._Commercial | Occupancy Sensor | TRUE | Occupancy Sensor: NR - 8 | Express Efficiency (rebates) 0.96 | Sensor | 16.5 | 0 | 0 | 45 | 213.759 | System | kW | 0.21376 | [5 empty] | 8 | 96% | 0% | 4875 | 7767.5 | 8288.4625 | [5 empty] | 1218.75 | 1218.75 | 1218.75 | 1218.75 | 1941.875 | 1941.875 | 1941.875 | 1941.875 | 2072.1156 | 2072.1156 | 2072.1156 | 2072.1156 | 0 | 0 | 0 | 0 | 0 | 0 | 0 | 0 | 0 | 0 | 0 | 0 | 0 | 0 | 0 | 0 | 20930.9625
Business Incentives & Services | Wall or Ceiling Mounted Lighting Sensor | Work Papers | System | Misc._Commercial | Occupancy Sensor | TRUE | Occupancy Sensor: NR - 8 | Express Efficiency (rebates) 0.96 | Sensor | 44 | 0 | 0 | 80 | 789 | System | kW | 0.381 | [5 empty] | 8 | 96% | 0% | 6392.0261 | 10355.3782 | 11169.8148 | [5 empty] | 1598.0065 | 1598.0065 | 1598.0065 | 1598.0065 | 2588.8445 | 2588.8445 | 2588.8445 | 2588.8445 | 2792.4537 | 2792.4537 | 2792.4537 | 2792.4537 | 0 | 0 | 0 | 0 | 0 | 0 | 0 | 0 | 0 | 0 | 0 | 0 | 0 | 0 | 0 | 0 | 27917.2191
Business Incentives & Services | High Bay Occupancy Sensor- Wall or Ceiling Mounted | Work Papers | System | Misc._Commercial | IndoorLt | TRUE | Occupancy Sensor: NR - 8 | Express Efficiency (rebates) 0.96 | Sensor | 44 | 0 | 0 | 80 | 1761 | System | kW | 0.429 | [5 empty] | 8 | 96% | 0% | 2607.75 | 3984.625 | 4136.625 | [5 empty] | 651.9375 | 651.9375 | 651.9375 | 651.9375 | 996.1562 | 996.1562 | 996.1562 | 996.1562 | 1034.1562 | 1034.1562 | 1034.1562 | 1034.1562 | 0 | 0 | 0 | 0 | 0 | 0 | 0 | 0 | 0 | 0 | 0 | 0 | 0 | 0 | 0 | 0 | 10729
Business Incentives & Services | Photocell | CALC00AVPHOTO | System | Misc._Commercial | IndoorLt | TRUE | Photocell: NR - 8 | Express Efficiency (rebates) 0.96 | Photocell | 7 | 0 | 0 | 10 | 106.4 | System | kW | 0.1064 | [5 empty] | 8 | 96% | 0% | 36.0294 | 57.4069 | 61.2481 | [5 empty] | 9.0074 | 9.0074 | 9.0074 | 9.0074 | 14.3517 | 14.3517 | 14.3517 | 14.3517 | 15.312 | 15.312 | 15.312 | 15.312 | 0 | 0 | 0 | 0 | 0 | 0 | 0 | 0 | 0 | 0 | 0 | 0 | 0 | 0 | 0 | 0 | 154.6843
Business Incentives & Services | Photocell | CALC00AVPHOTO | System | Assembly | Lighting-NC | TRUE | Photocell: NR - 8 | Express Efficiency (rebates) 0.96 | Photocell | 7 | 0 | 0 | 10 | 106.4 | System | kW | 0.1064 | [5 empty] | 8 | 96% | 0% | 8.5784 | 13.6683 | 14.5829 | [5 empty] | 2.1446 | 2.1446 | 2.1446 | 2.1446 | 3.4171 | 3.4171 | 3.4171 | 3.4171 | 3.6457 | 3.6457 | 3.6457 | 3.6457 | 0 | 0 | 0 | 0 | 0 | 0 | 0 | 0 | 0 | 0 | 0 | 0 | 0 | 0 | 0 | 0 | 36.8296
Business Incentives & Services | Photocell | CALC00AVPHOTO | System | K_thru_12_School | IndoorLt | TRUE | Photocell: NR - 8 | Express Efficiency (rebates) 0.96 | Photocell | 7 | 0 | 0 | 10 | 106.4 | System | kW | 0.1064 | [5 empty] | 8 | 96% | 0% | 49.7549 | 79.2761 | 84.5807 | [5 empty] | 12.4387 | 12.4387 | 12.4387 | 12.4387 | 19.819 | 19.819 | 19.819 | 19.819 | 21.1452 | 21.1452 | 21.1452 | 21.1452 | 0 | 0 | 0 | 0 | 0 | 0 | 0 | 0 | 0 | 0 | 0 | 0 | 0 | 0 | 0 | 0 | 213.6117
Business Incentives & Services | Photocell | CALC00AVPHOTO | System | Hospital | IndoorLt | TRUE | Photocell: NR - 8 | Express Efficiency (rebates) 0.96 | Photocell | 7 | 0 | 0 | 10 | 106.4 | System | kW | 0.1064 | [5 empty] | 8 | 96% | 0% | 6.8627 | 10.9346 | 11.6663 | [5 empty] | 1.7157 | 1.7157 | 1.7157 | 1.7157 | 2.7337 | 2.7337 | 2.7337 | 2.7337 | 2.9166 | 2.9166 | 2.9166 | 2.9166 | 0 | 0 | 0 | 0 | 0 | 0 | 0 | 0 | 0 | 0 | 0 | 0 | 0 | 0 | 0 | 0 | 29.4637
Business Incentives & Services | Photocell | CALC00AVPHOTO | System | Hotel_Motel | IndoorLt | TRUE | Photocell: NR - 8 | Express Efficiency (rebates) 0.96 | Photocell | 7 | 0 | 0 | 10 | 106.4 | System | kW | 0.1064 | [5 empty] | 8 | 96% | 0% | 63.4804 | 101.1454 | 107.9132 | [5 empty] | 15.8701 | 15.8701 | 15.8701 | 15.8701 | 25.2864 | 25.2864 | 25.2864 | 25.2864 | 26.9783 | 26.9783 | 26.9783 | 26.9783 | 0 | 0 | 0 | 0 | 0 | 0 | 0 | 0 | 0 | 0 | 0 | 0 | 0 | 0 | 0 | 0 | 272.5391
Business Incentives & Services | Photocell | CALC00AVPHOTO | System | Large_Office | IndoorLt | TRUE | Photocell: NR - 8 | Express Efficiency (rebates) 0.96 | Photocell | 7 | 0 | 0 | 10 | 106.4 | System | kW | 0.1064 | [5 empty] | 8 | 96% | 0% | 3.4314 | 5.4673 | 5.8331 | [5 empty] | 0.85784 | 0.85784 | 0.85784 | 0.85784 | 1.3668 | 1.3668 | 1.3668 | 1.3668 | 1.4583 | 1.4583 | 1.4583 | 1.4583 | 0 | 0 | 0 | 0 | 0 | 0 | 0 | 0 | 0 | 0 | 0 | 0 | 0 | 0 | 0 | 0 | 14.7318
Business Incentives & Services | Photocell | CALC00AVPHOTO | System | Small_Office | IndoorLt | TRUE | Photocell: NR - 8 | Express Efficiency (rebates) 0.96 | Photocell | 7 | 0 | 0 | 10 | 106.4 | System | kW | 0.1064 | [5 empty] | 8 | 96% | 0% | 37.7451 | 60.1405 | 64.1646 | [5 empty] | 9.4363 | 9.4363 | 9.4363 | 9.4363 | 15.0351 | 15.0351 | 15.0351 | 15.0351 | 16.0412 | 16.0412 | 16.0412 | 16.0412 | 0 | 0 | 0 | 0 | 0 | 0 | 0 | 0 | 0 | 0 | 0 | 0 | 0 | 0 | 0 | 0 | 162.0503
Business Incentives & Services | Photocell | CALC00AVPHOTO | System | Restaurant | IndoorLt | TRUE | Photocell: NR - 8 | Express Efficiency (rebates) 0.96 | Photocell | 7 | 0 | 0 | 10 | 106.4 | System | kW | 0.1064 | [5 empty] | 8 | 96% | 0% | 1.7157 | 2.7337 | 2.9166 | [5 empty] | 0.42892 | 0.42892 | 0.42892 | 0.42892 | 0.68342 | 0.68342 | 0.68342 | 0.68342 | 0.72914 | 0.72914 | 0.72914 | 0.72914 | 0 | 0 | 0 | 0 | 0 | 0 | 0 | 0 | 0 | 0 | 0 | 0 | 0 | 0 | 0 | 0 | 7.3659
Business Incentives & Services | Photocell | CALC00AVPHOTO | System | Small_Retail_Store | IndoorLt | TRUE | Photocell: NR - 8 | Express Efficiency (rebates) 0.96 | Photocell | 7 | 0 | 0 | 10 | 106.4 | System | kW | 0.1064 | [5 empty] | 8 | 96% | 0% | 24.0196 | 38.2712 | 40.832 | [5 empty] | 6.0049 | 6.0049 | 6.0049 | 6.0049 | 9.5678 | 9.5678 | 9.5678 | 9.5678 | 10.208 | 10.208 | 10.208 | 10.208 | 0 | 0 | 0 | 0 | 0 | 0 | 0 | 0 | 0 | 0 | 0 | 0 | 0 | 0 | 0 | 0 | 103.1229
Business Incentives & Services | Photocell | CALC00AVPHOTO | System | Storage_Building | Lighting-NC | TRUE | Photocell: NR - 8 | Express Efficiency (rebates) 0.96 | Photocell | 7 | 0 | 0 | 10 | 106.4 | System | kW | 0.1064 | [5 empty] | 8 | 96% | 0% | 25.7353 | 41.0049 | 43.7486 | [5 empty] | 6.4338 | 6.4338 | 6.4338 | 6.4338 | 10.2512 | 10.2512 | 10.2512 | 10.2512 | 10.9372 | 10.9372 | 10.9372 | 10.9372 | 0 | 0 | 0 | 0 | 0 | 0 | 0 | 0 | 0 | 0 | 0 | 0 | 0 | 0 | 0 | 0 | 110.4888
Business Incentives & Services | Photocell | CALC00AVPHOTO | System | Refrigerated_Warehouse | IndoorLt | TRUE | Photocell: NR - 8 | Express Efficiency (rebates) 0.96 | Photocell | 7 | 0 | 0 | 10 | 106.4 | System | kW | 0.1064 | [5 empty] | 8 | 96% | 0% | 5.1471 | 8.201 | 8.7497 | [5 empty] | 1.2868 | 1.2868 | 1.2868 | 1.2868 | 2.0502 | 2.0502 | 2.0502 | 2.0502 | 2.1874 | 2.1874 | 2.1874 | 2.1874 | 0 | 0 | 0 | 0 | 0 | 0 | 0 | 0 | 0 | 0 | 0 | 0 | 0 | 0 | 0 | 0 | 22.0978
Business Incentives & Services | Timeclock | CALC00AVTIMEC | System | Misc._Commercial | IndoorLt | TRUE | Time Clock – Lighting: NR - 8 | Express Efficiency (rebates) 0.96 | Timeclock | 36 | 0 | 0 | 31 | 474.24 | System | kW | 0.47424 | [5 empty] | 8 | 96% | 0% | 40.1299 | 63.9403 | 68.2128 | [5 empty] | 10.0325 | 10.0325 | 10.0325 | 10.0325 | 15.9851 | 15.9851 | 15.9851 | 15.9851 | 17.0532 | 17.0532 | 17.0532 | 17.0532 | 0 | 0 | 0 | 0 | 0 | 0 | 0 | 0 | 0 | 0 | 0 | 0 | 0 | 0 | 0 | 0 | 172.2829
Business Incentives & Services | Timeclock | CALC00AVTIMEC | System | School | Lighting-NC | TRUE | Time Clock – Lighting: NR - 8 | Express Efficiency (rebates) 0.96 | Timeclock | 36 | 0 | 0 | 31 | 474.24 | System | kW | 0.47424 | [5 empty] | 8 | 96% | 0% | 100.3247 | 159.8506 | 170.5319 | [5 empty] | 25.0812 | 25.0812 | 25.0812 | 25.0812 | 39.9627 | 39.9627 | 39.9627 | 39.9627 | 42.633 | 42.633 | 42.633 | 42.633 | 0 | 0 | 0 | 0 | 0 | 0 | 0 | 0 | 0 | 0 | 0 | 0 | 0 | 0 | 0 | 0 | 430.7072
Business Incentives & Services | Timeclock | CALC00AVTIMEC | System | K_thru_12_School | IndoorLt | TRUE | Time Clock – Lighting: NR - 8 | Express Efficiency (rebates) 0.96 | Timeclock | 36 | 0 | 0 | 31 | 474.24 | System | kW | 0.47424 | [5 empty] | 8 | 96% | 0% | 50.1623 | 79.9253 | 85.2659 | [5 empty] | 12.5406 | 12.5406 | 12.5406 | 12.5406 | 19.9813 | 19.9813 | 19.9813 | 19.9813 | 21.3165 | 21.3165 | 21.3165 | 21.3165 | 0 | 0 | 0 | 0 | 0 | 0 | 0 | 0 | 0 | 0 | 0 | 0 | 0 | 0 | 0 | 0 | 215.3536
Business Incentives & Services | Timeclock | CALC00AVTIMEC | System | Grocery_Store | Lighting-NC | TRUE | Time Clock – Lighting: NR - 8 | Express Efficiency (rebates) 0.96 | Timeclock | 36 | 0 | 0 | 31 | 474.24 | System | kW | 0.47424 | [5 empty] | 8 | 96% | 0% | 20.0649 | 31.9701 | 34.1064 | [5 empty] | 5.0162 | 5.0162 | 5.0162 | 5.0162 | 7.9925 | 7.9925 | 7.9925 | 7.9925 | 8.5266 | 8.5266 | 8.5266 | 8.5266 | 0 | 0 | 0 | 0 | 0 | 0 | 0 | 0 | 0 | 0 | 0 | 0 | 0 | 0 | 0 | 0 | 86.1414
Business Incentives & Services | Timeclock | CALC00AVTIMEC | System | Hospital | IndoorLt | TRUE | Time Clock – Lighting: NR - 8 | Express Efficiency (rebates) 0.96 | Timeclock | 36 | 0 | 0 | 31 | 474.24 | System | kW | 0.47424 | [5 empty] | 8 | 96% | 0% | 20.0649 | 31.9701 | 34.1064 | [5 empty] | 5.0162 | 5.0162 | 5.0162 | 5.0162 | 7.9925 | 7.9925 | 7.9925 | 7.9925 | 8.5266 | 8.5266 | 8.5266 | 8.5266 | 0 | 0 | 0 | 0 | 0 | 0 | 0 | 0 | 0 | 0 | 0 | 0 | 0 | 0 | 0 | 0 | 86.1414
Business Incentives & Services | Timeclock | CALC00AVTIMEC | System | Hotel_Motel | IndoorLt | TRUE | Time Clock – Lighting: NR - 8 | Express Efficiency (rebates) 0.96 | Timeclock | 36 | 0 | 0 | 31 | 474.24 | System | kW | 0.47424 | [5 empty] | 8 | 96% | 0% | 10.0325 | 15.9851 | 17.0532 | [5 empty] | 2.5081 | 2.5081 | 2.5081 | 2.5081 | 3.9963 | 3.9963 | 3.9963 | 3.9963 | 4.2633 | 4.2633 | 4.2633 | 4.2633 | 0 | 0 | 0 | 0 | 0 | 0 | 0 | 0 | 0 | 0 | 0 | 0 | 0 | 0 | 0 | 0 | 43.0707
Business Incentives & Services | Timeclock | CALC00AVTIMEC | System | Small_Office | IndoorLt | TRUE | Time Clock – Lighting: NR - 8 | Express Efficiency (rebates) 0.96 | Timeclock | 36 | 0 | 0 | 31 | 474.24 | System | kW | 0.47424 | [5 empty] | 8 | 96% | 0% | 290.9416 | 463.5669 | 494.5425 | [5 empty] | 72.7354 | 72.7354 | 72.7354 | 72.7354 | 115.8917 | 115.8917 | 115.8917 | 115.8917 | 123.6356 | 123.6356 | 123.6356 | 123.6356 | 0 | 0 | 0 | 0 | 0 | 0 | 0 | 0 | 0 | 0 | 0 | 0 | 0 | 0 | 0 | 0 | 1249.0509
Business Incentives & Services | Timeclock | CALC00AVTIMEC | System | Restaurant | IndoorLt | TRUE | Time Clock – Lighting: NR - 8 | Express Efficiency (rebates) 0.96 | Timeclock | 36 | 0 | 0 | 31 | 474.24 | System | kW | 0.47424 | [5 empty] | 8 | 96% | 0% | 10.0325 | 15.9851 | 17.0532 | [5 empty] | 2.5081 | 2.5081 | 2.5081 | 2.5081 | 3.9963 | 3.9963 | 3.9963 | 3.9963 | 4.2633 | 4.2633 | 4.2633 | 4.2633 | 0 | 0 | 0 | 0 | 0 | 0 | 0 | 0 | 0 | 0 | 0 | 0 | 0 | 0 | 0 | 0 | 43.0707
Business Incentives & Services | Timeclock | CALC00AVTIMEC | System | Small_Retail_Store | IndoorLt | TRUE | Time Clock – Lighting: NR - 8 | Express Efficiency (rebates) 0.96 | Timeclock | 36 | 0 | 0 | 31 | 474.24 | System | kW | 0.47424 | [5 empty] | 8 | 96% | 0% | 150.487 | 239.776 | 255.7978 | [5 empty] | 37.6218 | 37.6218 | 37.6218 | 37.6218 | 59.944 | 59.944 | 59.944 | 59.944 | 63.9495 | 63.9495 | 63.9495 | 63.9495 | 0 | 0 | 0 | 0 | 0 | 0 | 0 | 0 | 0 | 0 | 0 | 0 | 0 | 0 | 0 | 0 | 646.0608
Business Incentives & Services | Timeclock | CALC00AVTIMEC | System | Storage_Building | Lighting-NC | TRUE | Time Clock – Lighting: NR - 8 | Express Efficiency (rebates) 0.96 | Timeclock | 36 | 0 | 0 | 31 | 474.24 | System | kW | 0.47424 | [5 empty] | 8 | 96% | 0% | 40.1299 | 63.9403 | 68.2128 | [5 empty] | 10.0325 | 10.0325 | 10.0325 | 10.0325 | 15.9851 | 15.9851 | 15.9851 | 15.9851 | 17.0532 | 17.0532 | 17.0532 | 17.0532 | 0 | 0 | 0 | 0 | 0 | 0 | 0 | 0 | 0 | 0 | 0 | 0 | 0 | 0 | 0 | 0 | 172.2829
Business Incentives & Services | Timeclock | CALC00AVTIMEC | System | Refrigerated_Warehouse | IndoorLt | TRUE | Time Clock – Lighting: NR - 8 | Express Efficiency (rebates) 0.96 | Timeclock | 36 | 0 | 0 | 31 | 474.24 | System | kW | 0.47424 | [5 empty] | 8 | 96% | 0% | 40.1299 | 63.9403 | 68.2128 | [5 empty] | 10.0325 | 10.0325 | 10.0325 | 10.0325 | 15.9851 | 15.9851 | 15.9851 | 15.9851 | 17.0532 | 17.0532 | 17.0532 | 17.0532 | 0 | 0 | 0 | 0 | 0 | 0 | 0 | 0 | 0 | 0 | 0 | 0 | 0 | 0 | 0 | 0 | 172.2829
Business Incentives & Services | Night Covers for Display Cases - medium temp | Work Papers | system | Misc._Commercial | Refrigeration | TRUE | Night Covers for Display Cases: NR - 5 | Express Efficiency (rebates) 0.96 | Linear Foot | 9 | 0 | 0 | 9.25 | 148 | System | kW | 0 | [5 empty] | 5 | 96% | 0% | 5250 | 8365 | 8923.754 | [5 empty] | 1312.5 | 1312.5 | 1312.5 | 1312.5 | 2091.25 | 2091.25 | 2091.25 | 2091.25 | 2230.9385 | 2230.9385 | 2230.9385 | 2230.9385 | 0 | 0 | 0 | 0 | 0 | 0 | 0 | 0 | 0 | 0 | 0 | 0 | 0 | 0 | 0 | 0 | 22538.754
Business Incentives & Services | Night Covers for Display Cases - low temp | Work Papers | 6 | Restaurant | Economy_cycle-Ret | TRUE | Night Covers for Display Cases: NR - 5 | Express Efficiency (rebates) 0.96 | Linear Foot | 9 | 0 | 0 | 9.25 | 59 | System | kW | 0 | [5 empty] | 5 | 96% | 0% | 57.6923 | 91.9231 | 98.0632 | [5 empty] | 14.4231 | 14.4231 | 14.4231 | 14.4231 | 22.9808 | 22.9808 | 22.9808 | 22.9808 | 24.5158 | 24.5158 | 24.5158 | 24.5158 | 0 | 0 | 0 | 0 | 0 | 0 | 0 | 0 | 0 | 0 | 0 | 0 | 0 | 0 | 0 | 0 | 247.6786
Business Incentives & Services | Night Covers for Display Cases - low temp | Work Papers | 8 | Large_Retail_Store | Economy_cycle-Ret | TRUE | Night Covers for Display Cases: NR - 5 | Express Efficiency (rebates) 0.96 | Linear Foot | 9 | 0 | 0 | 9.25 | 59 | System | kW | 0 | [5 empty] | 5 | 96% | 0% | 317.3077 | 505.5769 | 539.3478 | [5 empty] | 79.3269 | 79.3269 | 79.3269 | 79.3269 | 126.3942 | 126.3942 | 126.3942 | 126.3942 | 134.8369 | 134.8369 | 134.8369 | 134.8369 | 0 | 0 | 0 | 0 | 0 | 0 | 0 | 0 | 0 | 0 | 0 | 0 | 0 | 0 | 0 | 0 | 1362.2324
Business Incentives & Services | Strip Curtains | Work Papers | 10 | Agricultural | Reduce_Cooling_Load-Ret | TRUE | Strip Curtains for Walk-Ins: NR - 4 | Express Efficiency (rebates) 0.96 | Square Feet | 3 | 0 | 0 | 14 | 465 | System | kW | 0.053 | [5 empty] | 4 | 96% | 0% | 113.9875 | 181.62 | 193.853 | [5 empty] | 28.4969 | 28.4969 | 28.4969 | 28.4969 | 45.405 | 45.405 | 45.405 | 45.405 | 48.4632 | 48.4632 | 48.4632 | 48.4632 | 0 | 0 | 0 | 0 | 0 | 0 | 0 | 0 | 0 | 0 | 0 | 0 | 0 | 0 | 0 | 0 | 489.4605
Business Incentives & Services | Strip Curtains | Work Papers | 10 | Grocery_Store | Hi_Eff_AC_Mtr-NC | TRUE | Strip Curtains for Walk-Ins: NR - 4 | Express Efficiency (rebates) 0.96 | Square Feet | 3 | 0 | 0 | 14 | 465 | System | kW | 0.053 | [5 empty] | 4 | 96% | 0% | 160.8038 | 256.214 | 273.4712 | [5 empty] | 40.2009 | 40.2009 | 40.2009 | 40.2009 | 64.0535 | 64.0535 | 64.0535 | 64.0535 | 68.3678 | 68.3678 | 68.3678 | 68.3678 | 0 | 0 | 0 | 0 | 0 | 0 | 0 | 0 | 0 | 0 | 0 | 0 | 0 | 0 | 0 | 0 | 690.4889
Business Incentives & Services | Strip Curtains | Work Papers | 10 | Restaurant | Economy_cycle-Ret | TRUE | Strip Curtains for Walk-Ins: NR - 4 | Express Efficiency (rebates) 0.96 | Square Feet | 3 | 0 | 0 | 14 | 465 | System | kW | 0.053 | [5 empty] | 4 | 96% | 0% | 36.6388 | 58.3779 | 62.3099 | [5 empty] | 9.1597 | 9.1597 | 9.1597 | 9.1597 | 14.5945 | 14.5945 | 14.5945 | 14.5945 | 15.5775 | 15.5775 | 15.5775 | 15.5775 | 0 | 0 | 0 | 0 | 0 | 0 | 0 | 0 | 0 | 0 | 0 | 0 | 0 | 0 | 0 | 0 | 157.3266
Business Incentives & Services | Strip Curtains | Work Papers | 6 | Small_Retail_Store | Economy_cycle-Ret | TRUE | Strip Curtains for Walk-Ins: NR - 4 | Express Efficiency (rebates) 0.96 | Square Feet | 3 | 0 | 0 | 14 | 465 | System | kW | 0.053 | [5 empty] | 4 | 96% | 0% | 85.4906 | 136.215 | 145.3897 | [5 empty] | 21.3727 | 21.3727 | 21.3727 | 21.3727 | 34.0538 | 34.0538 | 34.0538 | 34.0538 | 36.3474 | 36.3474 | 36.3474 | 36.3474 | 0 | 0 | 0 | 0 | 0 | 0 | 0 | 0 | 0 | 0 | 0 | 0 | 0 | 0 | 0 | 0 | 367.0954
Business Incentives & Services | Strip Curtains | Work Papers | 8 | Storage_Building | <65K_AC_Pckg-NC | TRUE | Strip Curtains for Walk-Ins: NR - 4 | Express Efficiency (rebates) 0.96 | Square Feet | 3 | 0 | 0 | 14 | 465 | System | kW | 0.053 | [5 empty] | 4 | 96% | 0% | 2442.5887 | 3891.858 | 4153.9924 | [5 empty] | 610.6472 | 610.6472 | 610.6472 | 610.6472 | 972.9645 | 972.9645 | 972.9645 | 972.9645 | 1038.4981 | 1038.4981 | 1038.4981 | 1038.4981 | 0 | 0 | 0 | 0 | 0 | 0 | 0 | 0 | 0 | 0 | 0 | 0 | 0 | 0 | 0 | 0 | 10488.4392
Business Incentives & Services | Strip Curtains | Work Papers | 8 | Industrial | Industrial | TRUE | Strip Curtains for Walk-Ins: NR - 4 | Express Efficiency (rebates) 0.96 | Square Feet | 3 | 0 | 0 | 14 | 465 | System | kW | 0.053 | [5 empty] | 4 | 96% | 0% | 44.7808 | 71.3507 | 76.1565 | [5 empty] | 11.1952 | 11.1952 | 11.1952 | 11.1952 | 17.8377 | 17.8377 | 17.8377 | 17.8377 | 19.0391 | 19.0391 | 19.0391 | 19.0391 | 0 | 0 | 0 | 0 | 0 | 0 | 0 | 0 | 0 | 0 | 0 | 0 | 0 | 0 | 0 | 0 | 192.2881
Business Incentives & Services | Strip Curtains | Work Papers | 13 | Grocery_Store | Hi_Eff_AC_Mtr-NC | TRUE | Strip Curtains for Walk-Ins: NR - 4 | Express Efficiency (rebates) 0.96 | Square Feet | 3 | 0 | 0 | 14 | 465 | System | kW | 0.053 | [5 empty] | 4 | 96% | 0% | 569.9374 | 908.1002 | 969.2649 | [5 empty] | 142.4843 | 142.4843 | 142.4843 | 142.4843 | 227.0251 | 227.0251 | 227.0251 | 227.0251 | 242.3162 | 242.3162 | 242.3162 | 242.3162 | 0 | 0 | 0 | 0 | 0 | 0 | 0 | 0 | 0 | 0 | 0 | 0 | 0 | 0 | 0 | 0 | 2447.3025
Business Incentives & Services | Strip Curtains | Work Papers | 15 | Restaurant | Economy_cycle-Ret | TRUE | Strip Curtains for Walk-Ins: NR - 4 | Express Efficiency (rebates) 0.96 | Square Feet | 3 | 0 | 0 | 14 | 465 | System | kW | 0.053 | [5 empty] | 4 | 96% | 0% | 85.4906 | 136.215 | 145.3897 | [5 empty] | 21.3727 | 21.3727 | 21.3727 | 21.3727 | 34.0538 | 34.0538 | 34.0538 | 34.0538 | 36.3474 | 36.3474 | 36.3474 | 36.3474 | 0 | 0 | 0 | 0 | 0 | 0 | 0 | 0 | 0 | 0 | 0 | 0 | 0 | 0 | 0 | 0 | 367.0954
Business Incentives & Services | Strip Curtains | Work Papers | 6 | Restaurant | Economy_cycle-Ret | TRUE | Strip Curtains for Walk-Ins: NR - 4 | Express Efficiency (rebates) 0.96 | Square Feet | 3 | 0 | 0 | 14 | 465 | System | kW | 0.053 | [5 empty] | 4 | 96% | 0% | 354.1754 | 564.3194 | 602.3289 | [5 empty] | 88.5438 | 88.5438 | 88.5438 | 88.5438 | 141.0799 | 141.0799 | 141.0799 | 141.0799 | 150.5822 | 150.5822 | 150.5822 | 150.5822 | 0 | 0 | 0 | 0 | 0 | 0 | 0 | 0 | 0 | 0 | 0 | 0 | 0 | 0 | 0 | 0 | 1520.8237
Business Incentives & Services | Strip Curtains | Work Papers | 6 | Grocery_Store | Hi_Eff_AC_Mtr-NC | TRUE | Strip Curtains for Walk-Ins: NR - 4 | Express Efficiency (rebates) 0.96 | Square Feet | 3 | 0 | 0 | 14 | 465 | System | kW | 0.053 | [5 empty] | 4 | 96% | 0% | 44.7808 | 71.3507 | 76.1565 | [5 empty] | 11.1952 | 11.1952 | 11.1952 | 11.1952 | 17.8377 | 17.8377 | 17.8377 | 17.8377 | 19.0391 | 19.0391 | 19.0391 | 19.0391 | 0 | 0 | 0 | 0 | 0 | 0 | 0 | 0 | 0 | 0 | 0 | 0 | 0 | 0 | 0 | 0 | 192.2881
Business Incentives & Services | Strip Curtains | Work Papers | 8 | Restaurant | Economy_cycle-Ret | TRUE | Strip Curtains for Walk-Ins: NR - 4 | Express Efficiency (rebates) 0.96 | Square Feet | 3 | 0 | 0 | 14 | 465 | System | kW | 0.053 | [5 empty] | 4 | 96% | 0% | 791.8058 | 1261.6106 | 1346.5859 | [5 empty] | 197.9515 | 197.9515 | 197.9515 | 197.9515 | 315.4027 | 315.4027 | 315.4027 | 315.4027 | 336.6465 | 336.6465 | 336.6465 | 336.6465 | 0 | 0 | 0 | 0 | 0 | 0 | 0 | 0 | 0 | 0 | 0 | 0 | 0 | 0 | 0 | 0 | 3400.0024
Business Incentives & Services | Strip Curtains | Work Papers | 9 | Restaurant | Economy_cycle-Ret | TRUE | Strip Curtains for Walk-Ins: NR - 4 | Express Efficiency (rebates) 0.96 | Square Feet | 3 | 0 | 0 | 14 | 465 | System | kW | 0.053 | [5 empty] | 4 | 96% | 0% | 48.8518 | 77.8372 | 83.0798 | [5 empty] | 12.2129 | 12.2129 | 12.2129 | 12.2129 | 19.4593 | 19.4593 | 19.4593 | 19.4593 | 20.77 | 20.77 | 20.77 | 20.77 | 0 | 0 | 0 | 0 | 0 | 0 | 0 | 0 | 0 | 0 | 0 | 0 | 0 | 0 | 0 | 0 | 209.7688
Business Incentives & Services | Strip Curtains | Work Papers | 8 | Grocery_Store | Hi_Eff_AC_Mtr-NC | TRUE | Strip Curtains for Walk-Ins: NR - 4 | Express Efficiency (rebates) 0.96 | Square Feet | 3 | 0 | 0 | 14 | 465 | System | kW | 0.053 | [5 empty] | 4 | 96% | 0% | 95.6681 | 152.4311 | 162.698 | [5 empty] | 23.917 | 23.917 | 23.917 | 23.917 | 38.1078 | 38.1078 | 38.1078 | 38.1078 | 40.6745 | 40.6745 | 40.6745 | 40.6745 | 0 | 0 | 0 | 0 | 0 | 0 | 0 | 0 | 0 | 0 | 0 | 0 | 0 | 0 | 0 | 0 | 410.7972
Business Incentives & Services | Glass Doors on Open Vertical Display Cases (Low Temp) | Work Papers | system | Grocery_Store | Hi_Eff_AC_Mtr-NC | TRUE | Refrigeration Case Doors – Glass/Acrylic: NR - 12 | Express Efficiency (rebates) 0.96 | Door | 150 | 0 | 0 | 400 | 2812 | System | kW | 0.286 | [5 empty] | 12 | 96% | 0% | 0 | 0 | 0 | [5 empty] | 0 | 0 | 0 | 0 | 0 | 0 | 0 | 0 | 0 | 0 | 0 | 0 | 0 | 0 | 0 | 0 | 0 | 0 | 0 | 0 | 0 | 0 | 0 | 0 | 0 | 0 | 0 | 0 | 0
Business Incentives & Services | Glass Doors on Open Vertical Display Cases (Medium Temp) | Work Papers | system | Grocery_Store | Hi_Eff_AC_Mtr-NC | TRUE | Refrigeration Case Doors – Glass/Acrylic: NR - 12 | Express Efficiency (rebates) 0.96 | Door | 75 | 0 | 0 | 263 | 1155 | System | kW | 0.13 | [5 empty] | 12 | 96% | 0% | 0 | 0 | 0 | [5 empty] | 0 | 0 | 0 | 0 | 0 | 0 | 0 | 0 | 0 | 0 | 0 | 0 | 0 | 0 | 0 | 0 | 0 | 0 | 0 | 0 | 0 | 0 | 0 | 0 | 0 | 0 | 0 | 0 | 0
Business Incentives & Services | High Efficiency Reach-in Display Case With Special Doors (Low Temp) | Work Papers | system | Grocery_Store | Hi_Eff_AC_Mtr-NC | TRUE | Refrigerator Case with Doors: NR - 12 | Express Efficiency (rebates) 0.96 | Linear Foot | 200 | 0 | 0 | 700 | 1422 | System | kW | 0.086 | [5 empty] | 12 | 96% | 0% | 375 | 597.5 | 637.411 | [5 empty] | 93.75 | 93.75 | 93.75 | 93.75 | 149.375 | 149.375 | 149.375 | 149.375 | 159.3527 | 159.3527 | 159.3527 | 159.3527 | 0 | 0 | 0 | 0 | 0 | 0 | 0 | 0 | 0 | 0 | 0 | 0 | 0 | 0 | 0 | 0 | 1609.911
Business Incentives & Services | New Refrigeration Display Case with Doors - Low Temp | Work Papers | 10 | Grocery_Store | Hi_Eff_AC_Mtr-NC | TRUE | Refrigerator Case with Doors: NR - 12 | Express Efficiency (rebates) 0.96 | Linear Foot | 200 | 0 | 0 | 450 | 1208 | System | kW | 0.118 | [5 empty] | 12 | 96% | 0% | 384.4142 | 612.5 | 653.7091 | [5 empty] | 96.1036 | 96.1036 | 96.1036 | 96.1036 | 153.125 | 153.125 | 153.125 | 153.125 | 163.4273 | 163.4273 | 163.4273 | 163.4273 | 0 | 0 | 0 | 0 | 0 | 0 | 0 | 0 | 0 | 0 | 0 | 0 | 0 | 0 | 0 | 0 | 1650.6233
Business Incentives & Services | New Refrigeration Display Case with Doors - Low Temp | Work Papers | 10 | Small_Retail_Store | Economy_cycle-Ret | TRUE | Refrigerator Case with Doors: NR - 12 | Express Efficiency (rebates) 0.96 | Linear Foot | 200 | 0 | 0 | 450 | 1208 | System | kW | 0.118 | [5 empty] | 12 | 96% | 0% | 360.8787 | 575 | 613.6861 | [5 empty] | 90.2197 | 90.2197 | 90.2197 | 90.2197 | 143.75 | 143.75 | 143.75 | 143.75 | 153.4215 | 153.4215 | 153.4215 | 153.4215 | 0 | 0 | 0 | 0 | 0 | 0 | 0 | 0 | 0 | 0 | 0 | 0 | 0 | 0 | 0 | 0 | 1549.5648
Business Incentives & Services | New Refrigeration Display Case with Doors - Low Temp | Work Papers | 14 | Small_Retail_Store | Economy_cycle-Ret | TRUE | Refrigerator Case with Doors: NR - 12 | Express Efficiency (rebates) 0.96 | Linear Foot | 200 | 0 | 0 | 450 | 1208 | System | kW | 0.118 | [5 empty] | 12 | 96% | 0% | 600 | 1000 | 1100 | [5 empty] | 150 | 150 | 150 | 150 | 250 | 250 | 250 | 250 | 275 | 275 | 275 | 275 | 0 | 0 | 0 | 0 | 0 | 0 | 0 | 0 | 0 | 0 | 0 | 0 | 0 | 0 | 0 | 0 | 2700
Business Incentives & Services | New Refrigeration Display Case with Doors - Low Temp | Work Papers | 9 | Grocery_Store | Hi_Eff_AC_Mtr-NC | TRUE | Refrigerator Case with Doors: NR - 12 | Express Efficiency (rebates) 0.96 | Linear Foot | 200 | 0 | 0 | 450 | 1208 | System | kW | 0.118 | [5 empty] | 12 | 96% | 0% | 384.4142 | 612.5 | 653.7091 | [5 empty] | 96.1036 | 96.1036 | 96.1036 | 96.1036 | 153.125 | 153.125 | 153.125 | 153.125 | 163.4273 | 163.4273 | 163.4273 | 163.4273 | 0 | 0 | 0 | 0 | 0 | 0 | 0 | 0 | 0 | 0 | 0 | 0 | 0 | 0 | 0 | 0 | 1650.6233
Business Incentives & Services | New Refrigeration Display Case with Doors - Med Temp | Work Papers | 6 | Grocery_Store | Hi_Eff_AC_Mtr-NC | TRUE | Refrigerator Case with Doors: NR - 12 | Express Efficiency (rebates) 0.96 | Linear Foot | 150 | 0 | 0 | 450 | 581 | System | kW | 0.058 | [5 empty] | 12 | 96% | 0% | 1125 | 1792.5 | 1912.7145 | [5 empty] | 281.25 | 281.25 | 281.25 | 281.25 | 448.125 | 448.125 | 448.125 | 448.125 | 478.1786 | 478.1786 | 478.1786 | 478.1786 | 0 | 0 | 0 | 0 | 0 | 0 | 0 | 0 | 0 | 0 | 0 | 0 | 0 | 0 | 0 | 0 | 4830.2145
Business Incentives & Services | Special Doors with Low Anti-Sweat Heat low temp) | Work Papers | system | Grocery_Store | Hi_Eff_AC_Mtr-NC | TRUE | Heatless Door: NR - 16 | Express Efficiency (rebates) 0.96 | Door | 50 | 0 | 0 | 300 | 749 | System | kW | 0.015 | [5 empty] | 16 | 96% | 0% | 450 | 717 | 764.9895 | [5 empty] | 112.5 | 112.5 | 112.5 | 112.5 | 179.25 | 179.25 | 179.25 | 179.25 | 191.2474 | 191.2474 | 191.2474 | 191.2474 | 0 | 0 | 0 | 0 | 0 | 0 | 0 | 0 | 0 | 0 | 0 | 0 | 0 | 0 | 0 | 0 | 1931.9895
Business Incentives & Services | Anti-Sweat Heat (ASH) Controls | Work Papers | 8 | Small_Retail_Store | Economy_cycle-Ret | TRUE | Humidistat Control for Anti-Sweat Heater: NR - 12 | Express Efficiency (rebates) 0.96 | Linear Foot | 14 | 0 | 0 | 56 | 343 | System | kW | 0.04 | [5 empty] | 12 | 96% | 0% | 75 | 119.5 | 127.4822 | [5 empty] | 18.75 | 18.75 | 18.75 | 18.75 | 29.875 | 29.875 | 29.875 | 29.875 | 31.8706 | 31.8706 | 31.8706 | 31.8706 | 0 | 0 | 0 | 0 | 0 | 0 | 0 | 0 | 0 | 0 | 0 | 0 | 0 | 0 | 0 | 0 | 321.9822
Business Incentives & Services | Insulate Bare Suction Pipes | Work Papers | system | Misc._Commercial | Economy_cycle-Ret | TRUE | Insulation on Refrigeration Suction Line: NR - 11 | Express Efficiency (rebates) 0.96 | Linear Foot | 1 | 0 | 0 | 1.72 | 16 | System | kW | 0 | [5 empty] | 11 | 96% | 0% | 750 | 1195 | 1274.822 | [5 empty] | 187.5 | 187.5 | 187.5 | 187.5 | 298.75 | 298.75 | 298.75 | 298.75 | 318.7055 | 318.7055 | 318.7055 | 318.7055 | 0 | 0 | 0 | 0 | 0 | 0 | 0 | 0 | 0 | 0 | 0 | 0 | 0 | 0 | 0 | 0 | 3219.822
Business Incentives & Services | Solid Door Cooler/Freezer Gaskets (Walk-in) | Work Papers | 13 | Grocery_Store | Hi_Eff_AC_Mtr-NC | TRUE | Door Gaskets: NR - 4 | Express Efficiency (rebates) 0.96 | Linear Foot | 4 | 0 | 0 | 5 | 104.55 | System | kW | 0.01195 | [5 empty] | 4 | 96% | 0% | 431.4342 | 687.4185 | 733.7898 | [5 empty] | 107.8585 | 107.8585 | 107.8585 | 107.8585 | 171.8546 | 171.8546 | 171.8546 | 171.8546 | 183.4474 | 183.4474 | 183.4474 | 183.4474 | 0 | 0 | 0 | 0 | 0 | 0 | 0 | 0 | 0 | 0 | 0 | 0 | 0 | 0 | 0 | 0 | 1852.6424
Business Incentives & Services | Solid Door Cooler/Freezer Gaskets (Walk-in) | Work Papers | 14 | Restaurant | Economy_cycle-Ret | TRUE | Door Gaskets: NR - 4 | Express Efficiency (rebates) 0.96 | Linear Foot | 4 | 0 | 0 | 5 | 104.55 | System | kW | 0.01195 | [5 empty] | 4 | 96% | 0% | 161.7878 | 257.7819 | 275.1712 | [5 empty] | 40.447 | 40.447 | 40.447 | 40.447 | 64.4455 | 64.4455 | 64.4455 | 64.4455 | 68.7928 | 68.7928 | 68.7928 | 68.7928 | 0 | 0 | 0 | 0 | 0 | 0 | 0 | 0 | 0 | 0 | 0 | 0 | 0 | 0 | 0 | 0 | 694.7409
Business Incentives & Services | Solid Door Cooler/Freezer Gaskets (Walk-in) | Work Papers | 6 | Grocery_Store | Hi_Eff_AC_Mtr-NC | TRUE | Door Gaskets: NR - 4 | Express Efficiency (rebates) 0.96 | Linear Foot | 4 | 0 | 0 | 5 | 104.55 | System | kW | 0.01195 | [5 empty] | 4 | 96% | 0% | 71.9057 | 114.5697 | 122.2983 | [5 empty] | 17.9764 | 17.9764 | 17.9764 | 17.9764 | 28.6424 | 28.6424 | 28.6424 | 28.6424 | 30.5746 | 30.5746 | 30.5746 | 30.5746 | 0 | 0 | 0 | 0 | 0 | 0 | 0 | 0 | 0 | 0 | 0 | 0 | 0 | 0 | 0 | 0 | 308.7737
Business Incentives & Services | Solid Door Cooler/Freezer Gaskets (Walk-in) | Work Papers | 10 | Assembly | Hi_Eff_AC_Mtr-NC | TRUE | Door Gaskets: NR - 4 | Express Efficiency (rebates) 0.96 | Linear Foot | 4 | 0 | 0 | 5 | 104.55 | System | kW | 0.01195 | [5 empty] | 4 | 96% | 0% | 305.5992 | 486.9214 | 519.7678 | [5 empty] | 76.3998 | 76.3998 | 76.3998 | 76.3998 | 121.7304 | 121.7304 | 121.7304 | 121.7304 | 129.9419 | 129.9419 | 129.9419 | 129.9419 | 0 | 0 | 0 | 0 | 0 | 0 | 0 | 0 | 0 | 0 | 0 | 0 | 0 | 0 | 0 | 0 | 1312.2884
Business Incentives & Services | Solid Door Cooler/Freezer Gaskets (Walk-in) | Work Papers | 6 | Restaurant | Economy_cycle-Ret | TRUE | Door Gaskets: NR - 4 | Express Efficiency (rebates) 0.96 | Linear Foot | 4 | 0 | 0 | 5 | 104.55 | System | kW | 0.01195 | [5 empty] | 4 | 96% | 0% | 525.8104 | 837.7913 | 894.3063 | [5 empty] | 131.4526 | 131.4526 | 131.4526 | 131.4526 | 209.4478 | 209.4478 | 209.4478 | 209.4478 | 223.5766 | 223.5766 | 223.5766 | 223.5766 | 0 | 0 | 0 | 0 | 0 | 0 | 0 | 0 | 0 | 0 | 0 | 0 | 0 | 0 | 0 | 0 | 2257.908
Business Incentives & Services | Solid Door Cooler/Freezer Gaskets (Walk-in) | Work Papers | 8 | Restaurant | Economy_cycle-Ret | TRUE | Door Gaskets: NR - 4 | Express Efficiency (rebates) 0.96 | Linear Foot | 4 | 0 | 0 | 5 | 104.55 | System | kW | 0.01195 | [5 empty] | 4 | 96% | 0% | 638.1631 | 1016.8065 | 1085.3974 | [5 empty] | 159.5408 | 159.5408 | 159.5408 | 159.5408 | 254.2016 | 254.2016 | 254.2016 | 254.2016 | 271.3493 | 271.3493 | 271.3493 | 271.3493 | 0 | 0 | 0 | 0 | 0 | 0 | 0 | 0 | 0 | 0 | 0 | 0 | 0 | 0 | 0 | 0 | 2740.3669
Business Incentives & Services | Solid Door Cooler/Freezer Gaskets (Walk-in) | Work Papers | 6 | Restaurant | Economy_cycle-Ret | TRUE | Door Gaskets: NR - 4 | Express Efficiency (rebates) 0.96 | Linear Foot | 4 | 0 | 0 | 5 | 104.55 | System | kW | 0.01195 | [5 empty] | 4 | 96% | 0% | 152.7996 | 243.4607 | 259.8839 | [5 empty] | 38.1999 | 38.1999 | 38.1999 | 38.1999 | 60.8652 | 60.8652 | 60.8652 | 60.8652 | 64.971 | 64.971 | 64.971 | 64.971 | 0 | 0 | 0 | 0 | 0 | 0 | 0 | 0 | 0 | 0 | 0 | 0 | 0 | 0 | 0 | 0 | 656.1442
Business Incentives & Services | Glass Door Cooler/Freezer Gaskets | Work Papers | 6 | Grocery_Store | Hi_Eff_AC_Mtr-NC | TRUE | Door Gaskets: NR - 4 | Express Efficiency (rebates) 0.96 | Linear Foot | 4 | 0 | 0 | 5 | 104.55 | System | kW | 0.01195 | [5 empty] | 4 | 96% | 0% | 139.8505 | 222.8284 | 237.7799 | [5 empty] | 34.9626 | 34.9626 | 34.9626 | 34.9626 | 55.7071 | 55.7071 | 55.7071 | 55.7071 | 59.445 | 59.445 | 59.445 | 59.445 | 0 | 0 | 0 | 0 | 0 | 0 | 0 | 0 | 0 | 0 | 0 | 0 | 0 | 0 | 0 | 0 | 600.4588
Business Incentives & Services | Glass Door Cooler/Freezer Gaskets | Work Papers | 6 | Small_Retail_Store | Economy_cycle-Ret | TRUE | Door Gaskets: NR - 4 | Express Efficiency (rebates) 0.96 | Linear Foot | 4 | 0 | 0 | 5 | 104.55 | System | kW | 0.01195 | [5 empty] | 4 | 96% | 0% | 239.3591 | 381.3789 | 406.969 | [5 empty] | 59.8398 | 59.8398 | 59.8398 | 59.8398 | 95.3447 | 95.3447 | 95.3447 | 95.3447 | 101.7422 | 101.7422 | 101.7422 | 101.7422 | 0 | 0 | 0 | 0 | 0 | 0 | 0 | 0 | 0 | 0 | 0 | 0 | 0 | 0 | 0 | 0 | 1027.707
Business Incentives & Services | Glass Door Cooler/Freezer Gaskets | Work Papers | 8 | Restaurant | Economy_cycle-Ret | TRUE | Door Gaskets: NR - 4 | Express Efficiency (rebates) 0.96 | Linear Foot | 4 | 0 | 0 | 5 | 104.55 | System | kW | 0.01195 | [5 empty] | 4 | 96% | 0% | 47.6636 | 75.9439 | 81.0397 | [5 empty] | 11.9159 | 11.9159 | 11.9159 | 11.9159 | 18.986 | 18.986 | 18.986 | 18.986 | 20.2599 | 20.2599 | 20.2599 | 20.2599 | 0 | 0 | 0 | 0 | 0 | 0 | 0 | 0 | 0 | 0 | 0 | 0 | 0 | 0 | 0 | 0 | 204.6472
Business Incentives & Services | Glass Door Cooler/Freezer Gaskets | Work Papers | 8 | Small_Retail_Store | Economy_cycle-Ret | TRUE | Door Gaskets: NR - 4 | Express Efficiency (rebates) 0.96 | Linear Foot | 4 | 0 | 0 | 5 | 104.55 | System | kW | 0.01195 | [5 empty] | 4 | 96% | 0% | 172.8705 | 275.4403 | 293.922 | [5 empty] | 43.2176 | 43.2176 | 43.2176 | 43.2176 | 68.8601 | 68.8601 | 68.8601 | 68.8601 | 73.4805 | 73.4805 | 73.4805 | 73.4805 | 0 | 0 | 0 | 0 | 0 | 0 | 0 | 0 | 0 | 0 | 0 | 0 | 0 | 0 | 0 | 0 | 742.2329
Business Incentives & Services | Auto-closer for Main Cooler Doors | Work Papers | 6 | Restaurant | Economy_cycle-Ret | TRUE | Auto Closer for Cooler/Freezer: NR - 8 | Express Efficiency (rebates) 0.96 | Unit | 40 | 0 | 0 | 125 | 1511 | System | kW | 0.15 | [5 empty] | 8 | 96% | 0% | 15 | 23.9 | 25.5029 | [5 empty] | 3.75 | 3.75 | 3.75 | 3.75 | 5.975 | 5.975 | 5.975 | 5.975 | 6.3757 | 6.3757 | 6.3757 | 6.3757 | 0 | 0 | 0 | 0 | 0 | 0 | 0 | 0 | 0 | 0 | 0 | 0 | 0 | 0 | 0 | 0 | 64.4029
Business Incentives & Services | Auto-closer for Main Cooler Doors | Work Papers | 8 | Restaurant | Economy_cycle-Ret | TRUE | Auto Closer for Cooler/Freezer: NR - 8 | Express Efficiency (rebates) 0.96 | Unit | 40 | 0 | 0 | 125 | 1511 | System | kW | 0.15 | [5 empty] | 8 | 96% | 0% | 7.5 | 11.95 | 12.7514 | [5 empty] | 1.875 | 1.875 | 1.875 | 1.875 | 2.9875 | 2.9875 | 2.9875 | 2.9875 | 3.1879 | 3.1879 | 3.1879 | 3.1879 | 0 | 0 | 0 | 0 | 0 | 0 | 0 | 0 | 0 | 0 | 0 | 0 | 0 | 0 | 0 | 0 | 32.2014
Business Incentives & Services | Auto-closer for Freezers | Work Papers | system | Grocery_Store | Hi_Eff_AC_Mtr-NC | TRUE | Auto Closer for Cooler/Freezer: NR - 8 | Express Efficiency (rebates) 0.96 | Unit | 50 | 0 | 0 | 125 | 2024 | System | kW | 0.15 | [5 empty] | 8 | 96% | 0% | 5.625 | 8.9625 | 9.5636 | [5 empty] | 1.4062 | 1.4062 | 1.4062 | 1.4062 | 2.2406 | 2.2406 | 2.2406 | 2.2406 | 2.3909 | 2.3909 | 2.3909 | 2.3909 | 0 | 0 | 0 | 0 | 0 | 0 | 0 | 0 | 0 | 0 | 0 | 0 | 0 | 0 | 0 | 0 | 24.1511
Business Incentives & Services | Auto-closer for Freezers | Work Papers | system | Restaurant | Economy_cycle-Ret | TRUE | Auto Closer for Cooler/Freezer: NR - 8 | Express Efficiency (rebates) 0.96 | Unit | 50 | 0 | 0 | 125 | 2024 | System | kW | 0.15 | [5 empty] | 8 | 96% | 0% | 5.625 | 8.9625 | 9.5636 | [5 empty] | 1.4062 | 1.4062 | 1.4062 | 1.4062 | 2.2406 | 2.2406 | 2.2406 | 2.2406 | 2.3909 | 2.3909 | 2.3909 | 2.3909 | 0 | 0 | 0 | 0 | 0 | 0 | 0 | 0 | 0 | 0 | 0 | 0 | 0 | 0 | 0 | 0 | 24.1511
Business Incentives & Services | Auto-closer for Freezers | Work Papers | system | Sit_Down_Restaurant | <65K_AC_Pckg-NC | TRUE | Auto Closer for Cooler/Freezer: NR - 8 | Express Efficiency (rebates) 0.96 | Unit | 50 | 0 | 0 | 125 | 2024 | System | kW | 0.15 | [5 empty] | 8 | 96% | 0% | 5.625 | 8.9625 | 9.5636 | [5 empty] | 1.4062 | 1.4062 | 1.4062 | 1.4062 | 2.2406 | 2.2406 | 2.2406 | 2.2406 | 2.3909 | 2.3909 | 2.3909 | 2.3909 | 0 | 0 | 0 | 0 | 0 | 0 | 0 | 0 | 0 | 0 | 0 | 0 | 0 | 0 | 0 | 0 | 24.1511
Business Incentives & Services | Auto-closer for Freezers | Work Papers | system | Refrigerated_Warehouse | New_AC-Ret | TRUE | Auto Closer for Cooler/Freezer: NR - 8 | Express Efficiency (rebates) 0.96 | Unit | 50 | 0 | 0 | 125 | 2024 | System | kW | 0.15 | [5 empty] | 8 | 96% | 0% | 5.625 | 8.9625 | 9.5636 | [5 empty] | 1.4062 | 1.4062 | 1.4062 | 1.4062 | 2.2406 | 2.2406 | 2.2406 | 2.2406 | 2.3909 | 2.3909 | 2.3909 | 2.3909 | 0 | 0 | 0 | 0 | 0 | 0 | 0 | 0 | 0 | 0 | 0 | 0 | 0 | 0 | 0 | 0 | 24.1511
Business Incentives & Services | Energy Efficient Condenser - Air Cooled | Work Papers | system | Grocery_Store | Hi_Eff_AC_Mtr-NC | TRUE | Refrigerator Condensate Evaporator – Elec/Non Elec: NR - 8 | Express Efficiency (rebates) 0.96 | Unit | 175 | 0 | 0 | 350 | 1559 | System | kW | 0.19 | [5 empty] | 8 | 96% | 0% | 0 | 0 | 0 | [5 empty] | 0 | 0 | 0 | 0 | 0 | 0 | 0 | 0 | 0 | 0 | 0 | 0 | 0 | 0 | 0 | 0 | 0 | 0 | 0 | 0 | 0 | 0 | 0 | 0 | 0 | 0 | 0 | 0 | 0
Business Incentives & Services | Energy Efficient Condenser - Evap Cooled | Work Papers | 13 | Agricultural | Reduce_Cooling_Load-Ret | TRUE | Refrigerator Condensate Evaporator – Elec/Non Elec: NR - 8 | Express Efficiency (rebates) 0.96 | Unit | 75 | 0 | 0 | 279 | 938 | System | kW | 0.12 | [5 empty] | 8 | 96% | 0% | 0 | 0 | 0 | [5 empty] | 0 | 0 | 0 | 0 | 0 | 0 | 0 | 0 | 0 | 0 | 0 | 0 | 0 | 0 | 0 | 0 | 0 | 0 | 0 | 0 | 0 | 0 | 0 | 0 | 0 | 0 | 0 | 0 | 0
Business Incentives & Services | Air cooled to Evaporative cooled condensers -conventional | Work Papers | system | Grocery_Store | Hi_Eff_AC_Mtr-NC | TRUE | Refrigerator Condensate Evaporator – Elec/Non Elec: NR - 8 | Express Efficiency (rebates) 0.96 | Tons | 195 | 0 | 0 | 500 | 2828 | System | kW | 0.48 | [5 empty] | 8 | 96% | 0% | 0 | 0 | 0 | [5 empty] | 0 | 0 | 0 | 0 | 0 | 0 | 0 | 0 | 0 | 0 | 0 | 0 | 0 | 0 | 0 | 0 | 0 | 0 | 0 | 0 | 0 | 0 | 0 | 0 | 0 | 0 | 0 | 0 | 0
Business Incentives & Services | Air cooled to Evaporative cooled condensers - multiplex | Work Papers | system | Grocery_Store | Hi_Eff_AC_Mtr-NC | TRUE | Refrigerator Condensate Evaporator – Elec/Non Elec: NR - 8 | Express Efficiency (rebates) 0.96 | Tons | 195 | 0 | 0 | 390 | 1900 | System | kW | 0.55 | [5 empty] | 8 | 96% | 0% | 0 | 0 | 0 | [5 empty] | 0 | 0 | 0 | 0 | 0 | 0 | 0 | 0 | 0 | 0 | 0 | 0 | 0 | 0 | 0 | 0 | 0 | 0 | 0 | 0 | 0 | 0 | 0 | 0 | 0 | 0 | 0 | 0 | 0
Business Incentives & Services | Multiplex Compressor System air cooled | Work Papers | system | Grocery_Store | Hi_Eff_AC_Mtr-NC | TRUE | Multiplec Refrigeration Systems/Supermarket Systems: NR - 10 | Express Efficiency (rebates) 0.96 | Tons | 300 | 0 | 0 | 1750 | 2750 | System | kW | 0.3 | [5 empty] | 10 | 96% | 0% | 0 | 0 | 0 | [5 empty] | 0 | 0 | 0 | 0 | 0 | 0 | 0 | 0 | 0 | 0 | 0 | 0 | 0 | 0 | 0 | 0 | 0 | 0 | 0 | 0 | 0 | 0 | 0 | 0 | 0 | 0 | 0 | 0 | 0
Business Incentives & Services | Multiplex Compressor System - evap cooled | Work Papers | system | Grocery_Store | Hi_Eff_AC_Mtr-NC | TRUE | Multiplec Refrigeration Systems/Supermarket Systems: NR - 10 | Express Efficiency (rebates) 0.96 | Tons | 300 | 0 | 0 | 1750 | 1500 | System | kW | 0.15 | [5 empty] | 10 | 96% | 0% | 0 | 0 | 0 | [5 empty] | 0 | 0 | 0 | 0 | 0 | 0 | 0 | 0 | 0 | 0 | 0 | 0 | 0 | 0 | 0 | 0 | 0 | 0 | 0 | 0 | 0 | 0 | 0 | 0 | 0 | 0 | 0 | 0 | 0
Business Incentives & Services | Multiplex Compressor System w/ eff cond - air cooled | Work Papers | system | Grocery_Store | Hi_Eff_AC_Mtr-NC | TRUE | Multiplec Refrigeration Systems/Supermarket Systems: NR - 10 | Express Efficiency (rebates) 0.96 | Tons | 300 | 0 | 0 | 1750 | 2850 | System | kW | 0.3 | [5 empty] | 10 | 96% | 0% | 0 | 0 | 0 | [5 empty] | 0 | 0 | 0 | 0 | 0 | 0 | 0 | 0 | 0 | 0 | 0 | 0 | 0 | 0 | 0 | 0 | 0 | 0 | 0 | 0 | 0 | 0 | 0 | 0 | 0 | 0 | 0 | 0 | 0
Business Incentives & Services | Multiplex Compressor System w/ eff cond - evap cooled | Work Papers | system | Grocery_Store | Hi_Eff_AC_Mtr-NC | TRUE | Multiplec Refrigeration Systems/Supermarket Systems: NR - 10 | Express Efficiency (rebates) 0.96 | Tons | 300 | 0 | 0 | 1750 | 1500 | System | kW | 0.15 | [5 empty] | 10 | 96% | 0% | 0 | 0 | 0 | [5 empty] | 0 | 0 | 0 | 0 | 0 | 0 | 0 | 0 | 0 | 0 | 0 | 0 | 0 | 0 | 0 | 0 | 0 | 0 | 0 | 0 | 0 | 0 | 0 | 0 | 0 | 0 | 0 | 0 | 0
Business Incentives & Services | Efficient Evaporator Fan Motors (SHP to PSC) | Work Papers | system | Grocery_Store | Hi_Eff_AC_Mtr-NC | TRUE | PSC Evaporator Motor – Walkin/ Display: NR - 15 | Express Efficiency (rebates) 0.96 | Motor | 20 | 0 | 0 | 76 | 336 | System | kW | 0 | [5 empty] | 15 | 96% | 0% | 56.25 | 89.625 | 95.6116 | [5 empty] | 14.0625 | 14.0625 | 14.0625 | 14.0625 | 22.4062 | 22.4062 | 22.4062 | 22.4062 | 23.9029 | 23.9029 | 23.9029 | 23.9029 | 0 | 0 | 0 | 0 | 0 | 0 | 0 | 0 | 0 | 0 | 0 | 0 | 0 | 0 | 0 | 0 | 241.4866
Business Incentives & Services | Efficient Evaporator Fan Motors (SHP to PSC) | Work Papers | system | Restaurant | Economy_cycle-Ret | TRUE | PSC Evaporator Motor – Walkin/ Display: NR - 15 | Express Efficiency (rebates) 0.96 | Motor | 20 | 0 | 0 | 76 | 336 | System | kW | 0 | [5 empty] | 15 | 96% | 0% | 56.25 | 89.625 | 95.6116 | [5 empty] | 14.0625 | 14.0625 | 14.0625 | 14.0625 | 22.4062 | 22.4062 | 22.4062 | 22.4062 | 23.9029 | 23.9029 | 23.9029 | 23.9029 | 0 | 0 | 0 | 0 | 0 | 0 | 0 | 0 | 0 | 0 | 0 | 0 | 0 | 0 | 0 | 0 | 241.4866
Business Incentives & Services | Efficient Evaporator Fan Motors (SHP to PSC) | Work Papers | system | Sit_Down_Restaurant | <65K_AC_Pckg-NC | TRUE | PSC Evaporator Motor – Walkin/ Display: NR - 15 | Express Efficiency (rebates) 0.96 | Motor | 20 | 0 | 0 | 76 | 336 | System | kW | 0 | [5 empty] | 15 | 96% | 0% | 56.25 | 89.625 | 95.6116 | [5 empty] | 14.0625 | 14.0625 | 14.0625 | 14.0625 | 22.4062 | 22.4062 | 22.4062 | 22.4062 | 23.9029 | 23.9029 | 23.9029 | 23.9029 | 0 | 0 | 0 | 0 | 0 | 0 | 0 | 0 | 0 | 0 | 0 | 0 | 0 | 0 | 0 | 0 | 241.4866
Business Incentives & Services | Efficient Evaporator Fan Motors (SHP to PSC) | Work Papers | system | Refrigerated_Warehouse | New_AC-Ret | TRUE | PSC Evaporator Motor – Walkin/ Display: NR - 15 | Express Efficiency (rebates) 0.96 | Motor | 20 | 0 | 0 | 76 | 336 | System | kW | 0 | [5 empty] | 15 | 96% | 0% | 56.25 | 89.625 | 95.6116 | [5 empty] | 14.0625 | 14.0625 | 14.0625 | 14.0625 | 22.4062 | 22.4062 | 22.4062 | 22.4062 | 23.9029 | 23.9029 | 23.9029 | 23.9029 | 0 | 0 | 0 | 0 | 0 | 0 | 0 | 0 | 0 | 0 | 0 | 0 | 0 | 0 | 0 | 0 | 241.4866
Business Incentives & Services | Efficient Evaporator Fan Motors (SHP to ECM) | Work Papers | system | Grocery_Store | Hi_Eff_AC_Mtr-NC | TRUE | PSC Evaporator Motor – Walkin/ Display: NR - 15 | Express Efficiency (rebates) 0.96 | Motor | 15 | 0 | 0 | 76 | 673 | System | kW | 0 | [5 empty] | 15 | 96% | 0% | 56.25 | 89.625 | 95.6116 | [5 empty] | 14.0625 | 14.0625 | 14.0625 | 14.0625 | 22.4062 | 22.4062 | 22.4062 | 22.4062 | 23.9029 | 23.9029 | 23.9029 | 23.9029 | 0 | 0 | 0 | 0 | 0 | 0 | 0 | 0 | 0 | 0 | 0 | 0 | 0 | 0 | 0 | 0 | 241.4866
Business Incentives & Services | Efficient Evaporator Fan Motors (SHP to ECM) | Work Papers | system | Restaurant | Economy_cycle-Ret | TRUE | PSC Evaporator Motor – Walkin/ Display: NR - 15 | Express Efficiency (rebates) 0.96 | Motor | 15 | 0 | 0 | 76 | 673 | System | kW | 0 | [5 empty] | 15 | 96% | 0% | 56.25 | 89.625 | 95.6116 | [5 empty] | 14.0625 | 14.0625 | 14.0625 | 14.0625 | 22.4062 | 22.4062 | 22.4062 | 22.4062 | 23.9029 | 23.9029 | 23.9029 | 23.9029 | 0 | 0 | 0 | 0 | 0 | 0 | 0 | 0 | 0 | 0 | 0 | 0 | 0 | 0 | 0 | 0 | 241.4866
Business Incentives & Services | Efficient Evaporator Fan Motors (SHP to ECM) | Work Papers | system | Sit_Down_Restaurant | <65K_AC_Pckg-NC | TRUE | PSC Evaporator Motor – Walkin/ Display: NR - 15 | Express Efficiency (rebates) 0.96 | Motor | 15 | 0 | 0 | 76 | 673 | System | kW | 0 | [5 empty] | 15 | 96% | 0% | 56.25 | 89.625 | 95.6116 | [5 empty] | 14.0625 | 14.0625 | 14.0625 | 14.0625 | 22.4062 | 22.4062 | 22.4062 | 22.4062 | 23.9029 | 23.9029 | 23.9029 | 23.9029 | 0 | 0 | 0 | 0 | 0 | 0 | 0 | 0 | 0 | 0 | 0 | 0 | 0 | 0 | 0 | 0 | 241.4866
Business Incentives & Services | Efficient Evaporator Fan Motors (SHP to ECM) | Work Papers | system | Refrigerated_Warehouse | New_AC-Ret | TRUE | PSC Evaporator Motor – Walkin/ Display: NR - 15 | Express Efficiency (rebates) 0.96 | Motor | 15 | 0 | 0 | 76 | 673 | System | kW | 0 | [5 empty] | 15 | 96% | 0% | 56.25 | 89.625 | 95.6116 | [5 empty] | 14.0625 | 14.0625 | 14.0625 | 14.0625 | 22.4062 | 22.4062 | 22.4062 | 22.4062 | 23.9029 | 23.9029 | 23.9029 | 23.9029 | 0 | 0 | 0 | 0 | 0 | 0 | 0 | 0 | 0 | 0 | 0 | 0 | 0 | 0 | 0 | 0 | 241.4866
Business Incentives & Services | Evaporative Fan Controller | Work Papers | system | Grocery_Store | Hi_Eff_AC_Mtr-NC | TRUE | Walk-in Refrigerator or Freezer: Evaporative Fan Controller: NR - 5 | Express Efficiency (rebates) 0.96 | Controller | 75 | 0 | 0 | 300 | 1109 | System | kW | 0 | [5 empty] | 16 | 96% | 0% | 18.75 | 29.875 | 31.8706 | [5 empty] | 4.6875 | 4.6875 | 4.6875 | 4.6875 | 7.4688 | 7.4688 | 7.4688 | 7.4688 | 7.9676 | 7.9676 | 7.9676 | 7.9676 | 0 | 0 | 0 | 0 | 0 | 0 | 0 | 0 | 0 | 0 | 0 | 0 | 0 | 0 | 0 | 0 | 80.4955
Business Incentives & Services | Evaporative Fan Controller | Work Papers | system | Restaurant | Economy_cycle-Ret | TRUE | Walk-in Refrigerator or Freezer: Evaporative Fan Controller: NR - 5 | Express Efficiency (rebates) 0.96 | Controller | 75 | 0 | 0 | 300 | 1109 | System | kW | 0 | [5 empty] | 16 | 96% | 0% | 18.75 | 29.875 | 31.8706 | [5 empty] | 4.6875 | 4.6875 | 4.6875 | 4.6875 | 7.4688 | 7.4688 | 7.4688 | 7.4688 | 7.9676 | 7.9676 | 7.9676 | 7.9676 | 0 | 0 | 0 | 0 | 0 | 0 | 0 | 0 | 0 | 0 | 0 | 0 | 0 | 0 | 0 | 0 | 80.4955
Business Incentives & Services | Evaporative Fan Controller | Work Papers | system | Sit_Down_Restaurant | <65K_AC_Pckg-NC | TRUE | Walk-in Refrigerator or Freezer: Evaporative Fan Controller: NR - 5 | Express Efficiency (rebates) 0.96 | Controller | 75 | 0 | 0 | 300 | 1109 | System | kW | 0 | [5 empty] | 16 | 96% | 0% | 18.75 | 29.875 | 31.8706 | [5 empty] | 4.6875 | 4.6875 | 4.6875 | 4.6875 | 7.4688 | 7.4688 | 7.4688 | 7.4688 | 7.9676 | 7.9676 | 7.9676 | 7.9676 | 0 | 0 | 0 | 0 | 0 | 0 | 0 | 0 | 0 | 0 | 0 | 0 | 0 | 0 | 0 | 0 | 80.4955
Business Incentives & Services | Evaporative Fan Controller | Work Papers | system | Refrigerated_Warehouse | New_AC-Ret | TRUE | Walk-in Refrigerator or Freezer: Evaporative Fan Controller: NR - 5 | Express Efficiency (rebates) 0.96 | Controller | 75 | 0 | 0 | 300 | 1109 | System | kW | 0 | [5 empty] | 16 | 96% | 0% | 18.75 | 29.875 | 31.8706 | [5 empty] | 4.6875 | 4.6875 | 4.6875 | 4.6875 | 7.4688 | 7.4688 | 7.4688 | 7.4688 | 7.9676 | 7.9676 | 7.9676 | 7.9676 | 0 | 0 | 0 | 0 | 0 | 0 | 0 | 0 | 0 | 0 | 0 | 0 | 0 | 0 | 0 | 0 | 80.4955
Business Incentives & Services | Vending Machine Controller | CALC00AVVEN01 | 10 | Hotel_Motel | Reduce_Cooling_Load-Ret | TRUE | 15 | Express Efficiency (rebates) 0.96 | Controller | 90 | 0 | 0 | 200 | 1612 | System | kW | 1.61 | [5 empty] | 15 | 96% | 0% | 108.3333 | 172.6111 | 184.1731 | [5 empty] | 27.0833 | 27.0833 | 27.0833 | 27.0833 | 43.1528 | 43.1528 | 43.1528 | 43.1528 | 46.0433 | 46.0433 | 46.0433 | 46.0433 | 0 | 0 | 0 | 0 | 0 | 0 | 0 | 0 | 0 | 0 | 0 | 0 | 0 | 0 | 0 | 0 | 465.1175
Business Incentives & Services | Vending Machine Controller | CALC00AVVEN01 | 10 | Refrigerated_Warehouse | New_AC-Ret | TRUE | 15 | Express Efficiency (rebates) 0.96 | Controller | 90 | 0 | 0 | 200 | 1612 | System | kW | 1.61 | [5 empty] | 15 | 96% | 0% | 10.8333 | 17.2611 | 18.4173 | [5 empty] | 2.7083 | 2.7083 | 2.7083 | 2.7083 | 4.3153 | 4.3153 | 4.3153 | 4.3153 | 4.6043 | 4.6043 | 4.6043 | 4.6043 | 0 | 0 | 0 | 0 | 0 | 0 | 0 | 0 | 0 | 0 | 0 | 0 | 0 | 0 | 0 | 0 | 46.5117
Business Incentives & Services | Vending Machine Controller | CALC00AVVEN01 | 8 | Misc._Commercial | Reduce_Cooling_Load-Ret | TRUE | 15 | Express Efficiency (rebates) 0.96 | Controller | 90 | 0 | 0 | 200 | 1612 | System | kW | 1.61 | [5 empty] | 15 | 96% | 0% | 368.3333 | 586.8778 | 626.1884 | [5 empty] | 92.0833 | 92.0833 | 92.0833 | 92.0833 | 146.7194 | 146.7194 | 146.7194 | 146.7194 | 156.5471 | 156.5471 | 156.5471 | 156.5471 | 0 | 0 | 0 | 0 | 0 | 0 | 0 | 0 | 0 | 0 | 0 | 0 | 0 | 0 | 0 | 0 | 1581.3995
Business Incentives & Services | Solid-Door Refrigerator/1 door/<19 ft.3 | Work Papers | System | Restaurant | Economy_cycle-Ret | TRUE | Cooking measures , Assorted: Com - 12 | Express Efficiency (rebates) 0.96 | Unit | 75 | 0 | 0 | 200 | 445 | System | kW | 0.05 | [5 empty] | 12 | 96% | 0% | 15 | 22.5 | 22.5 | [5 empty] | 3.75 | 3.75 | 3.75 | 3.75 | 5.625 | 5.625 | 5.625 | 5.625 | 5.625 | 5.625 | 5.625 | 5.625 | 0 | 0 | 0 | 0 | 0 | 0 | 0 | 0 | 0 | 0 | 0 | 0 | 0 | 0 | 0 | 0 | 60
Business Incentives & Services | Solid-Door Refrigerator/1 door/19-30 ft.3 | Work Papers | System | Restaurant | Economy_cycle-Ret | TRUE | Cooking measures , Assorted: Com - 12 | Express Efficiency (rebates) 0.96 | Unit | 100 | 0 | 0 | 400 | 650 | System | kW | 0.07 | [5 empty] | 12 | 96% | 0% | 11.25 | 16.875 | 16.875 | [5 empty] | 2.8125 | 2.8125 | 2.8125 | 2.8125 | 4.2188 | 4.2188 | 4.2188 | 4.2188 | 4.2188 | 4.2188 | 4.2188 | 4.2188 | 0 | 0 | 0 | 0 | 0 | 0 | 0 | 0 | 0 | 0 | 0 | 0 | 0 | 0 | 0 | 0 | 45
Business Incentives & Services | Solid-Door Refrigerator/2 door/31-60 ft.3 | Work Papers | System | Restaurant | Economy_cycle-Ret | TRUE | Cooking measures , Assorted: Com - 12 | Express Efficiency (rebates) 0.96 | Unit | 150 | 0 | 0 | 700 | 942 | System | kW | 0.11 | [5 empty] | 12 | 96% | 0% | 7.5 | 11.25 | 11.25 | [5 empty] | 1.875 | 1.875 | 1.875 | 1.875 | 2.8125 | 2.8125 | 2.8125 | 2.8125 | 2.8125 | 2.8125 | 2.8125 | 2.8125 | 0 | 0 | 0 | 0 | 0 | 0 | 0 | 0 | 0 | 0 | 0 | 0 | 0 | 0 | 0 | 0 | 30
Business Incentives & Services | Solid-Door Refrigerator/3 door/61-90 ft.3 | Work Papers | System | Restaurant | Economy_cycle-Ret | TRUE | Cooking measures , Assorted: Com - 12 | Express Efficiency (rebates) 0.96 | Unit | 225 | 0 | 0 | 1100 | 1351 | System | kW | 0.15 | [5 empty] | 12 | 96% | 0% | 3.75 | 5.625 | 5.625 | [5 empty] | 0.9375 | 0.9375 | 0.9375 | 0.9375 | 1.4062 | 1.4062 | 1.4062 | 1.4062 | 1.4062 | 1.4062 | 1.4062 | 1.4062 | 0 | 0 | 0 | 0 | 0 | 0 | 0 | 0 | 0 | 0 | 0 | 0 | 0 | 0 | 0 | 0 | 15
Business Incentives & Services | Solid-Door Freezer/1 door/<19 ft.3 | Work Papers | System | Restaurant | Economy_cycle-Ret | TRUE | Cooking measures , Assorted: Com - 12 | Express Efficiency (rebates) 0.96 | Unit | 100 | 0 | 0 | 100 | 588 | System | kW | 0.07 | [5 empty] | 12 | 96% | 0% | 15 | 22.5 | 22.5 | [5 empty] | 3.75 | 3.75 | 3.75 | 3.75 | 5.625 | 5.625 | 5.625 | 5.625 | 5.625 | 5.625 | 5.625 | 5.625 | 0 | 0 | 0 | 0 | 0 | 0 | 0 | 0 | 0 | 0 | 0 | 0 | 0 | 0 | 0 | 0 | 60
Business Incentives & Services | Solid-Door Freezer/1 door/19-30 ft.3 | Work Papers | System | Restaurant | Economy_cycle-Ret | TRUE | Cooking measures , Assorted: Com - 12 | Express Efficiency (rebates) 0.96 | Unit | 200 | 0 | 0 | 300 | 1201 | System | kW | 0.14 | [5 empty] | 12 | 96% | 0% | 11.25 | 16.875 | 16.875 | [5 empty] | 2.8125 | 2.8125 | 2.8125 | 2.8125 | 4.2188 | 4.2188 | 4.2188 | 4.2188 | 4.2188 | 4.2188 | 4.2188 | 4.2188 | 0 | 0 | 0 | 0 | 0 | 0 | 0 | 0 | 0 | 0 | 0 | 0 | 0 | 0 | 0 | 0 | 45
Business Incentives & Services | Solid-Door Freezer/2 door/31-60 ft.3 | Work Papers | System | Restaurant | Economy_cycle-Ret | TRUE | Cooking measures , Assorted: Com - 12 | Express Efficiency (rebates) 0.96 | Unit | 325 | 0 | 0 | 500 | 2077 | System | kW | 0.24 | [5 empty] | 12 | 96% | 0% | 7.5 | 11.25 | 11.25 | [5 empty] | 1.875 | 1.875 | 1.875 | 1.875 | 2.8125 | 2.8125 | 2.8125 | 2.8125 | 2.8125 | 2.8125 | 2.8125 | 2.8125 | 0 | 0 | 0 | 0 | 0 | 0 | 0 | 0 | 0 | 0 | 0 | 0 | 0 | 0 | 0 | 0 | 30
Business Incentives & Services | Solid-Door Freezer/3 door/61-90 ft.3 | Work Papers | System | Restaurant | Economy_cycle-Ret | TRUE | Cooking measures , Assorted: Com - 12 | Express Efficiency (rebates) 0.96 | Unit | 500 | 0 | 0 | 800 | 3303 | System | kW | 0.38 | [5 empty] | 12 | 96% | 0% | 3.75 | 5.625 | 5.625 | [5 empty] | 0.9375 | 0.9375 | 0.9375 | 0.9375 | 1.4062 | 1.4062 | 1.4062 | 1.4062 | 1.4062 | 1.4062 | 1.4062 | 1.4062 | 0 | 0 | 0 | 0 | 0 | 0 | 0 | 0 | 0 | 0 | 0 | 0 | 0 | 0 | 0 | 0 | 15
Business Incentives & Services | Glass Door Refrigerator Tier I/1 door/<19 ft.3 | Work Papers | System | Restaurant | Economy_cycle-Ret | TRUE | Cooking measures , Assorted: Com - 12 | Express Efficiency (rebates) 0.96 | Unit | 100 | 0 | 0 | 200 | 712 | System | kW | 0.08 | [5 empty] | 12 | 96% | 0% | 15 | 22.5 | 22.5 | [5 empty] | 3.75 | 3.75 | 3.75 | 3.75 | 5.625 | 5.625 | 5.625 | 5.625 | 5.625 | 5.625 | 5.625 | 5.625 | 0 | 0 | 0 | 0 | 0 | 0 | 0 | 0 | 0 | 0 | 0 | 0 | 0 | 0 | 0 | 0 | 60
Business Incentives & Services | Glass Door Refrigerator Tier I/1 door/19-30 ft.3 | Work Papers | System | Restaurant | Economy_cycle-Ret | TRUE | Cooking measures , Assorted: Com - 12 | Express Efficiency (rebates) 0.96 | Unit | 125 | 0 | 0 | 400 | 977 | System | kW | 0.11 | [5 empty] | 12 | 96% | 0% | 11.25 | 16.875 | 16.875 | [5 empty] | 2.8125 | 2.8125 | 2.8125 | 2.8125 | 4.2188 | 4.2188 | 4.2188 | 4.2188 | 4.2188 | 4.2188 | 4.2188 | 4.2188 | 0 | 0 | 0 | 0 | 0 | 0 | 0 | 0 | 0 | 0 | 0 | 0 | 0 | 0 | 0 | 0 | 45
Business Incentives & Services | Glass Door Refrigerator Tier I/2 door/31-60 ft.3 | Work Papers | System | Restaurant | Economy_cycle-Ret | TRUE | Cooking measures , Assorted: Com - 12 | Express Efficiency (rebates) 0.96 | Unit | 150 | 0 | 0 | 700 | 1357 | System | kW | 0.15 | [5 empty] | 12 | 96% | 0% | 7.5 | 11.25 | 11.25 | [5 empty] | 1.875 | 1.875 | 1.875 | 1.875 | 2.8125 | 2.8125 | 2.8125 | 2.8125 | 2.8125 | 2.8125 | 2.8125 | 2.8125 | 0 | 0 | 0 | 0 | 0 | 0 | 0 | 0 | 0 | 0 | 0 | 0 | 0 | 0 | 0 | 0 | 30
Business Incentives & Services | Glass Door Refrigerator Tier I/3 door/61-90 ft.3 | Work Papers | System | Restaurant | Economy_cycle-Ret | TRUE | Cooking measures , Assorted: Com - 12 | Express Efficiency (rebates) 0.96 | Unit | 200 | 0 | 0 | 1100 | 1889 | System | kW | 0.22 | [5 empty] | 12 | 96% | 0% | 3.75 | 5.625 | 5.625 | [5 empty] | 0.9375 | 0.9375 | 0.9375 | 0.9375 | 1.4062 | 1.4062 | 1.4062 | 1.4062 | 1.4062 | 1.4062 | 1.4062 | 1.4062 | 0 | 0 | 0 | 0 | 0 | 0 | 0 | 0 | 0 | 0 | 0 | 0 | 0 | 0 | 0 | 0 | 15
Business Incentives & Services | Glass Door Refrigerator Tier II/1 door/<19 ft.3 | Work Papers | System | Restaurant | Economy_cycle-Ret | TRUE | Cooking measures , Assorted: Com - 12 | Express Efficiency (rebates) 0.96 | Unit | 125 | 0 | 0 | 200 | 1183 | System | kW | 0.14 | [5 empty] | 12 | 96% | 0% | 15 | 22.5 | 22.5 | [5 empty] | 3.75 | 3.75 | 3.75 | 3.75 | 5.625 | 5.625 | 5.625 | 5.625 | 5.625 | 5.625 | 5.625 | 5.625 | 0 | 0 | 0 | 0 | 0 | 0 | 0 | 0 | 0 | 0 | 0 | 0 | 0 | 0 | 0 | 0 | 60
Business Incentives & Services | Glass Door Refrigerator Tier II/1 door/19-30 ft.3 | Work Papers | System | Restaurant | Economy_cycle-Ret | TRUE | Cooking measures , Assorted: Com - 12 | Express Efficiency (rebates) 0.96 | Unit | 150 | 0 | 0 | 400 | 1622 | System | kW | 0.19 | [5 empty] | 12 | 96% | 0% | 11.25 | 16.875 | 16.875 | [5 empty] | 2.8125 | 2.8125 | 2.8125 | 2.8125 | 4.2188 | 4.2188 | 4.2188 | 4.2188 | 4.2188 | 4.2188 | 4.2188 | 4.2188 | 0 | 0 | 0 | 0 | 0 | 0 | 0 | 0 | 0 | 0 | 0 | 0 | 0 | 0 | 0 | 0 | 45
Business Incentives & Services | Glass Door Refrigerator Tier II/2 door/31-60 ft.3 | Work Papers | System | Restaurant | Economy_cycle-Ret | TRUE | Cooking measures , Assorted: Com - 12 | Express Efficiency (rebates) 0.96 | Unit | 200 | 0 | 0 | 700 | 2250 | System | kW | 0.26 | [5 empty] | 12 | 96% | 0% | 7.5 | 11.25 | 11.25 | [5 empty] | 1.875 | 1.875 | 1.875 | 1.875 | 2.8125 | 2.8125 | 2.8125 | 2.8125 | 2.8125 | 2.8125 | 2.8125 | 2.8125 | 0 | 0 | 0 | 0 | 0 | 0 | 0 | 0 | 0 | 0 | 0 | 0 | 0 | 0 | 0 | 0 | 30
Business Incentives & Services | Glass Door Refrigerator Tier II/3 door/61-90 ft.3 | Work Papers | System | Restaurant | Economy_cycle-Ret | TRUE | Cooking measures , Assorted: Com - 12 | Express Efficiency (rebates) 0.96 | Unit | 300 | 0 | 0 | 1100 | 3129 | System | kW | 0.36 | [5 empty] | 12 | 96% | 0% | 3.75 | 5.625 | 5.625 | [5 empty] | 0.9375 | 0.9375 | 0.9375 | 0.9375 | 1.4062 | 1.4062 | 1.4062 | 1.4062 | 1.4062 | 1.4062 | 1.4062 | 1.4062 | 0 | 0 | 0 | 0 | 0 | 0 | 0 | 0 | 0 | 0 | 0 | 0 | 0 | 0 | 0 | 0 | 15
Business Incentives & Services | Boilerless/Connectionless Steamers: Cooking Efficiency >50% | Work Papers | 9 | K_thru_12_School | Refrigeration | TRUE | Cooking measures , Assorted: Com - 12 | Express Efficiency (rebates) 0.96 | Unit | 750 | 0 | 0 | 750 | 11166 | System | kW | 2.5 | [5 empty] | 12 | 96% | 0% | 11.25 | 17.925 | 19.1271 | [5 empty] | 2.8125 | 2.8125 | 2.8125 | 2.8125 | 4.4813 | 4.4813 | 4.4813 | 4.4813 | 4.7818 | 4.7818 | 4.7818 | 4.7818 | 0 | 0 | 0 | 0 | 0 | 0 | 0 | 0 | 0 | 0 | 0 | 0 | 0 | 0 | 0 | 0 | 48.3021
Business Incentives & Services | Boilerless/Connectionless Steamers: Cooking Efficiency >50% | Work Papers | 6 | Restaurant | Economy_cycle-Ret | TRUE | Cooking measures , Assorted: Com - 12 | Express Efficiency (rebates) 0.96 | Unit | 750 | 0 | 0 | 750 | 11166 | System | kW | 2.5 | [5 empty] | 12 | 96% | 0% | 5.625 | 8.9625 | 9.5636 | [5 empty] | 1.4062 | 1.4062 | 1.4062 | 1.4062 | 2.2406 | 2.2406 | 2.2406 | 2.2406 | 2.3909 | 2.3909 | 2.3909 | 2.3909 | 0 | 0 | 0 | 0 | 0 | 0 | 0 | 0 | 0 | 0 | 0 | 0 | 0 | 0 | 0 | 0 | 24.1511
Business Incentives & Services | Boilerless/Connectionless Steamers: Cooking Efficiency >50% | Work Papers | 9 | Small_Office | Economy_cycle-Ret | TRUE | Cooking measures , Assorted: Com - 12 | Express Efficiency (rebates) 0.96 | Unit | 750 | 0 | 0 | 750 | 7780 | System | kW | 0.4 | [5 empty] | 12 | 96% | 0% | 5.625 | 8.9625 | 9.5636 | [5 empty] | 1.4062 | 1.4062 | 1.4062 | 1.4062 | 2.2406 | 2.2406 | 2.2406 | 2.2406 | 2.3909 | 2.3909 | 2.3909 | 2.3909 | 0 | 0 | 0 | 0 | 0 | 0 | 0 | 0 | 0 | 0 | 0 | 0 | 0 | 0 | 0 | 0 | 24.1511
Business Incentives & Services | Insulated Holding Cabinets, Full Size <= 0.4 kW | Work Papers | 14 | School | Refrigeration | TRUE | Cooking measures , Assorted: Com - 12 | Express Efficiency (rebates) 0.96 | Unit | 300 | 0 | 0 | 500 | 2190 | System | kW | 0.4 | [5 empty] | 12 | 96% | 0% | 45 | 71.5 | 77.5 | [5 empty] | 11.25 | 11.25 | 11.25 | 11.25 | 17.875 | 17.875 | 17.875 | 17.875 | 19.375 | 19.375 | 19.375 | 19.375 | 0 | 0 | 0 | 0 | 0 | 0 | 0 | 0 | 0 | 0 | 0 | 0 | 0 | 0 | 0 | 0 | 194
Business Incentives & Services | Insulated Holding Cabinets, Full Size <= 0.4 kW | Work Papers | 9 | K_thru_12_School | Refrigeration | TRUE | Cooking measures , Assorted: Com - 12 | Express Efficiency (rebates) 0.96 | Unit | 300 | 0 | 0 | 500 | 2190 | System | kW | 0.4 | [5 empty] | 12 | 96% | 0% | 30 | 48 | 50 | [5 empty] | 7.5 | 7.5 | 7.5 | 7.5 | 12 | 12 | 12 | 12 | 12.5 | 12.5 | 12.5 | 12.5 | 0 | 0 | 0 | 0 | 0 | 0 | 0 | 0 | 0 | 0 | 0 | 0 | 0 | 0 | 0 | 0 | 128
Business Incentives & Services | Insulated Holding Cabinets, 3/4 Size <= 0.3 kW | Work Papers | 14 | School | Refrigeration | TRUE | Cooking measures , Assorted: Com - 12 | Express Efficiency (rebates) 0.96 | Unit | 250 | 0 | 0 | 400 | 1643 | System | kW | 0.3 | [5 empty] | 12 | 96% | 0% | 22.5 | 35.85 | 38.2529 | [5 empty] | 5.625 | 5.625 | 5.625 | 5.625 | 8.9625 | 8.9625 | 8.9625 | 8.9625 | 9.5632 | 9.5632 | 9.5632 | 9.5632 | 0 | 0 | 0 | 0 | 0 | 0 | 0 | 0 | 0 | 0 | 0 | 0 | 0 | 0 | 0 | 0 | 96.6029
Business Incentives & Services | Insulated Holding Cabinets, 3/4 Size <= 0.3 kW | Work Papers | 14 | K_thru_12_School | Refrigeration | TRUE | Cooking measures , Assorted: Com - 12 | Express Efficiency (rebates) 0.96 | Unit | 250 | 0 | 0 | 400 | 1643 | System | kW | 0.3 | [5 empty] | 12 | 96% | 0% | 22.5 | 35.85 | 38.2529 | [5 empty] | 5.625 | 5.625 | 5.625 | 5.625 | 8.9625 | 8.9625 | 8.9625 | 8.9625 | 9.5632 | 9.5632 | 9.5632 | 9.5632 | 0 | 0 | 0 | 0 | 0 | 0 | 0 | 0 | 0 | 0 | 0 | 0 | 0 | 0 | 0 | 0 | 96.6029
Business Incentives & Services | Insulated Holding Cabinets, 3/4 Size <= 0.3 kW | Work Papers | 14 | Small_Office | Economy_cycle-Ret | TRUE | Cooking measures , Assorted: Com - 12 | Express Efficiency (rebates) 0.96 | Unit | 250 | 0 | 0 | 400 | 1643 | System | kW | 0.3 | [5 empty] | 12 | 96% | 0% | 7.5 | 11.95 | 12.751 | [5 empty] | 1.875 | 1.875 | 1.875 | 1.875 | 2.9875 | 2.9875 | 2.9875 | 2.9875 | 3.1877 | 3.1877 | 3.1877 | 3.1877 | 0 | 0 | 0 | 0 | 0 | 0 | 0 | 0 | 0 | 0 | 0 | 0 | 0 | 0 | 0 | 0 | 32.201
Business Incentives & Services | Insulated Holding Cabinets, 1/2 Size <= 0.2 kW | Work Papers | 8 | Restaurant | Economy_cycle-Ret | TRUE | Cooking measures , Assorted: Com - 12 | Express Efficiency (rebates) 0.96 | Unit | 200 | 0 | 0 | 600 | 1095 | System | kW | 0.2 | [5 empty] | 12 | 96% | 0% | 6.875 | 10.9542 | 11.6899 | [5 empty] | 1.7188 | 1.7188 | 1.7188 | 1.7188 | 2.7385 | 2.7385 | 2.7385 | 2.7385 | 2.9225 | 2.9225 | 2.9225 | 2.9225 | 0 | 0 | 0 | 0 | 0 | 0 | 0 | 0 | 0 | 0 | 0 | 0 | 0 | 0 | 0 | 0 | 29.519
Business Incentives & Services | Insulated Holding Cabinets, 1/2 Size <= 0.2 kW | Work Papers | 9 | School | Refrigeration | TRUE | Cooking measures , Assorted: Com - 12 | Express Efficiency (rebates) 0.96 | Unit | 200 | 0 | 0 | 600 | 1095 | System | kW | 0.2 | [5 empty] | 12 | 96% | 0% | 6.875 | 10.9542 | 11.6899 | [5 empty] | 1.7188 | 1.7188 | 1.7188 | 1.7188 | 2.7385 | 2.7385 | 2.7385 | 2.7385 | 2.9225 | 2.9225 | 2.9225 | 2.9225 | 0 | 0 | 0 | 0 | 0 | 0 | 0 | 0 | 0 | 0 | 0 | 0 | 0 | 0 | 0 | 0 | 29.519
Business Incentives & Services | Insulated Holding Cabinets, 1/2 Size <= 0.2 kW | Work Papers | 9 | K_thru_12_School | Refrigeration | TRUE | Cooking measures , Assorted: Com - 12 | Express Efficiency (rebates) 0.96 | Unit | 200 | 0 | 0 | 600 | 1095 | System | kW | 0.2 | [5 empty] | 12 | 96% | 0% | 48.125 | 76.6792 | 81.8292 | [5 empty] | 12.0312 | 12.0312 | 12.0312 | 12.0312 | 19.1698 | 19.1698 | 19.1698 | 19.1698 | 20.4573 | 20.4573 | 20.4573 | 20.4573 | 0 | 0 | 0 | 0 | 0 | 0 | 0 | 0 | 0 | 0 | 0 | 0 | 0 | 0 | 0 | 0 | 206.6333
Business Incentives & Services | Insulated Holding Cabinets, 1/2 Size <= 0.2 kW | Work Papers | 9 | Small_Office | Economy_cycle-Ret | TRUE | Cooking measures , Assorted: Com - 12 | Express Efficiency (rebates) 0.96 | Unit | 200 | 0 | 0 | 600 | 1095 | System | kW | 0.2 | [5 empty] | 12 | 96% | 0% | 20.625 | 32.8625 | 35.0696 | [5 empty] | 5.1562 | 5.1562 | 5.1562 | 5.1562 | 8.2156 | 8.2156 | 8.2156 | 8.2156 | 8.7674 | 8.7674 | 8.7674 | 8.7674 | 0 | 0 | 0 | 0 | 0 | 0 | 0 | 0 | 0 | 0 | 0 | 0 | 0 | 0 | 0 | 0 | 88.5571
Business Incentives & Services | Commercial Electric Fryer: Cooking Efficiency > 80% | Work Papers | System | Restaurant | Economy_cycle-Ret | TRUE | Cooking measures , Assorted: Com - 12 | Express Efficiency (rebates) 0.96 | Unit | 200 | 0 | 0 | 1000 | 1060 | System | kW | 0.2 | [5 empty] | 12 | 96% | 0% | 15 | 27.5 | 32.5 | [5 empty] | 3.75 | 3.75 | 3.75 | 3.75 | 6.875 | 6.875 | 6.875 | 6.875 | 8.125 | 8.125 | 8.125 | 8.125 | 0 | 0 | 0 | 0 | 0 | 0 | 0 | 0 | 0 | 0 | 0 | 0 | 0 | 0 | 0 | 0 | 75
Business Incentives & Services | Commercial Electric Fryer: Cooking Efficiency > 80% | Work Papers | System | Fast_Food_Restaurant | Refrigeration | TRUE | Cooking measures , Assorted: Com - 12 | Express Efficiency (rebates) 0.96 | Unit | 200 | 0 | 0 | 1000 | 1060 | System | kW | 0.2 | [5 empty] | 12 | 96% | 0% | 15 | 27.5 | 32.5 | [5 empty] | 3.75 | 3.75 | 3.75 | 3.75 | 6.875 | 6.875 | 6.875 | 6.875 | 8.125 | 8.125 | 8.125 | 8.125 | 0 | 0 | 0 | 0 | 0 | 0 | 0 | 0 | 0 | 0 | 0 | 0 | 0 | 0 | 0 | 0 | 75
Business Incentives & Services | Commercial Electric Griddle: Cooking Efficiency > 70% | Work Papers | System | Restaurant | Economy_cycle-Ret | TRUE | Cooking measures , Assorted: Com - 12 | Express Efficiency (rebates) 0.96 | Unit | 300 | 0 | 0 | 1000 | 1630 | System | kW | 0.4 | [5 empty] | 12 | 96% | 0% | 3.75 | 7.625 | 10.625 | [5 empty] | 0.9375 | 0.9375 | 0.9375 | 0.9375 | 1.9062 | 1.9062 | 1.9062 | 1.9062 | 2.6562 | 2.6562 | 2.6562 | 2.6562 | 0 | 0 | 0 | 0 | 0 | 0 | 0 | 0 | 0 | 0 | 0 | 0 | 0 | 0 | 0 | 0 | 22
Business Incentives & Services | Commercial Electric Griddle: Cooking Efficiency > 70% | Work Papers | System | Fast_Food_Restaurant | Refrigeration | TRUE | Cooking measures , Assorted: Com - 12 | Express Efficiency (rebates) 0.96 | Unit | 300 | 0 | 0 | 1000 | 1630 | System | kW | 0.4 | [5 empty] | 12 | 96% | 0% | 15 | 27.5 | 32.5 | [5 empty] | 3.75 | 3.75 | 3.75 | 3.75 | 6.875 | 6.875 | 6.875 | 6.875 | 8.125 | 8.125 | 8.125 | 8.125 | 0 | 0 | 0 | 0 | 0 | 0 | 0 | 0 | 0 | 0 | 0 | 0 | 0 | 0 | 0 | 0 | 75
Business Incentives & Services | Commercial Electric Convection Oven: Cooking Efficiency > 70% | Work Papers | System | Restaurant | Economy_cycle-Ret | TRUE | Cooking measures , Assorted: Com - 12 | Express Efficiency (rebates) 0.96 | Unit | 350 | 0 | 0 | 1000 | 2260 | System | kW | 0.5 | [5 empty] | 12 | 96% | 0% | 7.5 | 16.25 | 21.25 | [5 empty] | 1.875 | 1.875 | 1.875 | 1.875 | 4.0625 | 4.0625 | 4.0625 | 4.0625 | 5.3125 | 5.3125 | 5.3125 | 5.3125 | 0 | 0 | 0 | 0 | 0 | 0 | 0 | 0 | 0 | 0 | 0 | 0 | 0 | 0 | 0 | 0 | 45
Business Incentives & Services | Commercial Electric Combination Oven: Cooking Efficiency > 60% | Work Papers | System | Restaurant | Economy_cycle-Ret | TRUE | Cooking measures , Assorted: Com - 12 | Express Efficiency (rebates) 0.96 | Unit | 1000 | 0 | 0 | 2000 | 18400 | System | kW | 4.2 | [5 empty] | 12 | 96% | 0% | 7.5 | 16.25 | 21.25 | [5 empty] | 1.875 | 1.875 | 1.875 | 1.875 | 4.0625 | 4.0625 | 4.0625 | 4.0625 | 5.3125 | 5.3125 | 5.3125 | 5.3125 | 0 | 0 | 0 | 0 | 0 | 0 | 0 | 0 | 0 | 0 | 0 | 0 | 0 | 0 | 0 | 0 | 45
Business Incentives & Services | Commercial Ice Machines Air Cooled 101-200 lbs per 24 hrs. | Work Papers | System | Restaurant | Economy_cycle-Ret | TRUE | Cooking measures , Assorted: Com - 12 | Express Efficiency (rebates) 0.96 | Unit | 300 | 0 | 0 | 300 | 3614 | System | kW | 0.41 | [5 empty] | 12 | 96% | 0% | 7.5 | 13.25 | 15.25 | [5 empty] | 1.875 | 1.875 | 1.875 | 1.875 | 3.3125 | 3.3125 | 3.3125 | 3.3125 | 3.8125 | 3.8125 | 3.8125 | 3.8125 | 0 | 0 | 0 | 0 | 0 | 0 | 0 | 0 | 0 | 0 | 0 | 0 | 0 | 0 | 0 | 0 | 36
Business Incentives & Services | Commercial Ice Machines Air Cooled 201-300 lbs per 24 hrs. | Work Papers | System | Restaurant | Economy_cycle-Ret | TRUE | Cooking measures , Assorted: Com - 12 | Express Efficiency (rebates) 0.96 | Unit | 300 | 0 | 0 | 400 | 2281 | System | kW | 0.26 | [5 empty] | 12 | 96% | 0% | 7.5 | 13.25 | 15.25 | [5 empty] | 1.875 | 1.875 | 1.875 | 1.875 | 3.3125 | 3.3125 | 3.3125 | 3.3125 | 3.8125 | 3.8125 | 3.8125 | 3.8125 | 0 | 0 | 0 | 0 | 0 | 0 | 0 | 0 | 0 | 0 | 0 | 0 | 0 | 0 | 0 | 0 | 36
Business Incentives & Services | Commercial Ice Machines Air Cooled 301-400 lbs per 24 hrs. | Work Papers | System | Restaurant | Economy_cycle-Ret | TRUE | Cooking measures , Assorted: Com - 12 | Express Efficiency (rebates) 0.96 | Unit | 300 | 0 | 0 | 350 | 1661 | System | kW | 0.19 | [5 empty] | 12 | 96% | 0% | 7.5 | 13.25 | 15.25 | [5 empty] | 1.875 | 1.875 | 1.875 | 1.875 | 3.3125 | 3.3125 | 3.3125 | 3.3125 | 3.8125 | 3.8125 | 3.8125 | 3.8125 | 0 | 0 | 0 | 0 | 0 | 0 | 0 | 0 | 0 | 0 | 0 | 0 | 0 | 0 | 0 | 0 | 36
Business Incentives & Services | Commercial Ice Machines Air Cooled 401-500 lbs per 24 hrs. | Work Papers | System | Restaurant | Economy_cycle-Ret | TRUE | Cooking measures , Assorted: Com - 12 | Express Efficiency (rebates) 0.96 | Unit | 300 | 0 | 0 | 375 | 2464 | System | kW | 0.28 | [5 empty] | 12 | 96% | 0% | 6 | 11 | 13 | [5 empty] | 1.5 | 1.5 | 1.5 | 1.5 | 2.75 | 2.75 | 2.75 | 2.75 | 3.25 | 3.25 | 3.25 | 3.25 | 0 | 0 | 0 | 0 | 0 | 0 | 0 | 0 | 0 | 0 | 0 | 0 | 0 | 0 | 0 | 0 | 30
Business Incentives & Services | Commercial Ice Machines Air Cooled 501-1,000 lbs per 24 hrs. | Work Papers | System | Restaurant | Economy_cycle-Ret | TRUE | Cooking measures , Assorted: Com - 12 | Express Efficiency (rebates) 0.96 | Unit | 400 | 0 | 0 | 400 | 3011 | System | kW | 0.34 | [5 empty] | 12 | 96% | 0% | 3.75 | 7.625 | 9.625 | [5 empty] | 0.9375 | 0.9375 | 0.9375 | 0.9375 | 1.9062 | 1.9062 | 1.9062 | 1.9062 | 2.4062 | 2.4062 | 2.4062 | 2.4062 | 0 | 0 | 0 | 0 | 0 | 0 | 0 | 0 | 0 | 0 | 0 | 0 | 0 | 0 | 0 | 0 | 21
Business Incentives & Services | Commercial Ice Machines Air Cooled 1,001-1,500 lbs per 24 hrs. | Work Papers | System | Restaurant | Economy_cycle-Ret | TRUE | Cooking measures , Assorted: Com - 12 | Express Efficiency (rebates) 0.96 | Unit | 500 | 0 | 0 | 600 | 4106 | System | kW | 0.47 | [5 empty] | 12 | 96% | 0% | 2.25 | 5.375 | 7.375 | [5 empty] | 0.5625 | 0.5625 | 0.5625 | 0.5625 | 1.3438 | 1.3438 | 1.3438 | 1.3438 | 1.8438 | 1.8438 | 1.8438 | 1.8438 | 0 | 0 | 0 | 0 | 0 | 0 | 0 | 0 | 0 | 0 | 0 | 0 | 0 | 0 | 0 | 0 | 15
Business Incentives & Services | Commercial Ice Machines Air Cooled >1,500 lbs per 24 hrs. | Work Papers | System | Restaurant | Economy_cycle-Ret | TRUE | Cooking measures , Assorted: Com - 12 | Express Efficiency (rebates) 0.96 | Unit | 500 | 0 | 0 | 800 | 4380 | System | kW | 0.5 | [5 empty] | 12 | 96% | 0% | 0.75 | 1.125 | 1.125 | [5 empty] | 0.1875 | 0.1875 | 0.1875 | 0.1875 | 0.28125 | 0.28125 | 0.28125 | 0.28125 | 0.28125 | 0.28125 | 0.28125 | 0.28125 | 0 | 0 | 0 | 0 | 0 | 0 | 0 | 0 | 0 | 0 | 0 | 0 | 0 | 0 | 0 | 0 | 3
Business Incentives & Services | [14 empty] | System | #N/A | [17 empty] | 0 | 0 | 0 | 0 | 0 | 0 | 0 | 0 | 0 | 0 | 0 | 0 | 0 | 0 | 0 | 0 | 0 | 0 | 0 | 0 | 0 | 0 | 0 | 0 | 0 | 0 | 0 | 0 | 0
Business Incentives & Services | Nonresidential Audits | [13 empty] | System | #N/A | [17 empty] | 0 | 0 | 0 | 0 | 0 | 0 | 0 | 0 | 0 | 0 | 0 | 0 | 0 | 0 | 0 | 0 | 0 | 0 | 0 | 0 | 0 | 0 | 0 | 0 | 0 | 0 | 0 | 0 | 0
Business Incentives & Services | NR Onsite very small , small audits | workpapers | System | Misc._Commercial | Commercial Whole Building | TRUE | Audits: NR - 3 | Energy Management Services, including audits (for small and medium customers) | audits | 0 | 0 | 0 | 0 | 3922.45 | System | kW | 1.2 | [5 empty] | 3 | 83% | 0% | 1916.25 | 2874.375 | 2874.375 | [5 empty] | 479.0625 | 479.0625 | 479.0625 | 479.0625 | 718.5938 | 718.5938 | 718.5938 | 718.5938 | 718.5938 | 718.5938 | 718.5938 | 718.5938 | 0 | 0 | 0 | 0 | 0 | 0 | 0 | 0 | 0 | 0 | 0 | 0 | 0 | 0 | 0 | 0 | 7665
Business Incentives & Services | NR Onsite medium audits | workpapers | System | Misc._Commercial | Commercial Whole Building | TRUE | Audits: NR - 3 | Energy Management Services, including audits (for small and medium customers) | audits | 0 | 0 | 0 | 0 | 36771.92 | System | kW | 6.2 | [5 empty] | 3 | 83% | 0% | 771 | 1156.5 | 1156.5 | [5 empty] | 192.75 | 192.75 | 192.75 | 192.75 | 289.125 | 289.125 | 289.125 | 289.125 | 289.125 | 289.125 | 289.125 | 289.125 | 0 | 0 | 0 | 0 | 0 | 0 | 0 | 0 | 0 | 0 | 0 | 0 | 0 | 0 | 0 | 0 | 3084
Business Incentives & Services | NR Onsite large audits | workpapers | System | Misc._Commercial | Commercial Whole Building | TRUE | Audits: NR - 3 | Energy Management Services, including audits (for small and medium customers) | audits | 0 | 0 | 0 | 0 | 36771.92 | System | kW | 6.2 | [5 empty] | 3 | 83% | 0% | 97.5 | 146.25 | 146.25 | [5 empty] | 24.375 | 24.375 | 24.375 | 24.375 | 36.5625 | 36.5625 | 36.5625 | 36.5625 | 36.5625 | 36.5625 | 36.5625 | 36.5625 | 0 | 0 | 0 | 0 | 0 | 0 | 0 | 0 | 0 | 0 | 0 | 0 | 0 | 0 | 0 | 0 | 390
Business Incentives & Services | [14 empty] | System | #N/A | [17 empty] | 0 | 0 | 0 | 0 | 0 | 0 | 0 | 0 | 0 | 0 | 0 | 0 | 0 | 0 | 0 | 0 | 0 | 0 | 0 | 0 | 0 | 0 | 0 | 0 | 0 | 0 | 0 | 0 | 0
Business Incentives & Services | NR Onsite very small , small audits | workpapers | System | Industrial | Industrial | TRUE | Audits: NR - 3 | Energy Management Services, including audits (for small and medium customers) | audits | 0 | 0 | 0 | 0 | 3922.45 | System | kW | 1.2 | [5 empty] | 3 | 83% | 0% | 581.25 | 871.875 | 871.875 | [5 empty] | 145.3125 | 145.3125 | 145.3125 | 145.3125 | 217.9688 | 217.9688 | 217.9688 | 217.9688 | 217.9688 | 217.9688 | 217.9688 | 217.9688 | 0 | 0 | 0 | 0 | 0 | 0 | 0 | 0 | 0 | 0 | 0 | 0 | 0 | 0 | 0 | 0 | 2325
Business Incentives & Services | NR Onsite medium audits | workpapers | System | Industrial | Industrial | TRUE | Audits: Res - 3 | Energy Management Services, including audits (for small and medium customers) | audits | 0 | 0 | 0 | 0 | 36771.92 | System | kW | 6.2 | [5 empty] | 3 | 83% | 0% | 523.5 | 785.25 | 785.25 | [5 empty] | 130.875 | 130.875 | 130.875 | 130.875 | 196.3125 | 196.3125 | 196.3125 | 196.3125 | 196.3125 | 196.3125 | 196.3125 | 196.3125 | 0 | 0 | 0 | 0 | 0 | 0 | 0 | 0 | 0 | 0 | 0 | 0 | 0 | 0 | 0 | 0 | 2094
Business Incentives & Services | NR Onsite large audits | workpapers | System | Industrial | Industrial | TRUE | Audits: Res - 3 | Energy Management Services, including audits (for small and medium customers) | audits | 0 | 0 | 0 | 0 | 36771.92 | System | kW | 6.2 | [5 empty] | 3 | 83% | 0% | 59.25 | 88.875 | 88.875 | [5 empty] | 14.8125 | 14.8125 | 14.8125 | 14.8125 | 22.2188 | 22.2188 | 22.2188 | 22.2188 | 22.2188 | 22.2188 | 22.2188 | 22.2188 | 0 | 0 | 0 | 0 | 0 | 0 | 0 | 0 | 0 | 0 | 0 | 0 | 0 | 0 | 0 | 0 | 237
Business Incentives & Services | [14 empty] | System | #N/A | [17 empty] | 0 | 0 | 0 | 0 | 0 | 0 | 0 | 0 | 0 | 0 | 0 | 0 | 0 | 0 | 0 | 0 | 0 | 0 | 0 | 0 | 0 | 0 | 0 | 0 | 0 | 0 | 0 | 0 | 0
Business Incentives & Services | NR Onsite very small , small audits | workpapers | System | Agricultural | IndoorLt | TRUE | Audits: Res - 3 | Energy Management Services, including audits (for small and medium customers) | audits | 0 | 0 | 0 | 0 | 3922.45 | System | kW | 1.2 | [5 empty] | 3 | 83% | 0% | 4.5 | 6.75 | 6.75 | [5 empty] | 1.125 | 1.125 | 1.125 | 1.125 | 1.6875 | 1.6875 | 1.6875 | 1.6875 | 1.6875 | 1.6875 | 1.6875 | 1.6875 | 0 | 0 | 0 | 0 | 0 | 0 | 0 | 0 | 0 | 0 | 0 | 0 | 0 | 0 | 0 | 0 | 18
Business Incentives & Services | NR Onsite medium audits | workpapers | System | Agricultural | IndoorLt | TRUE | Audits: Res - 3 | Energy Management Services, including audits (for small and medium customers) | audits | 0 | 0 | 0 | 0 | 36771.92 | System | kW | 6.2 | [5 empty] | 3 | 83% | 0% | 13.5 | 20.25 | 20.25 | [5 empty] | 3.375 | 3.375 | 3.375 | 3.375 | 5.0625 | 5.0625 | 5.0625 | 5.0625 | 5.0625 | 5.0625 | 5.0625 | 5.0625 | 0 | 0 | 0 | 0 | 0 | 0 | 0 | 0 | 0 | 0 | 0 | 0 | 0 | 0 | 0 | 0 | 54
Business Incentives & Services | NR Onsite large audits | workpapers | System | Agricultural | IndoorLt | TRUE | Audits: Res - 3 | Energy Management Services, including audits (for small and medium customers) | audits | 0 | 0 | 0 | 0 | 36771.92 | System | kW | 6.2 | [5 empty] | 3 | 83% | 0% | 8.25 | 12.375 | 12.375 | [5 empty] | 2.0625 | 2.0625 | 2.0625 | 2.0625 | 3.0938 | 3.0938 | 3.0938 | 3.0938 | 3.0938 | 3.0938 | 3.0938 | 3.0938 | 0 | 0 | 0 | 0 | 0 | 0 | 0 | 0 | 0 | 0 | 0 | 0 | 0 | 0 | 0 | 0 | 33
Business Incentives & Services | [14 empty] | System | #N/A | [17 empty] | 0 | 0 | 0 | 0 | 0 | 0 | 0 | 0 | 0 | 0 | 0 | 0 | 0 | 0 | 0 | 0 | 0 | 0 | 0 | 0 | 0 | 0 | 0 | 0 | 0 | 0 | 0 | 0 | 0
Business Incentives & Services | Standard Performance Contract | [13 empty] | System | #N/A | [17 empty] | 0 | 0 | 0 | 0 | 0 | 0 | 0 | 0 | 0 | 0 | 0 | 0 | 0 | 0 | 0 | 0 | 0 | 0 | 0 | 0 | 0 | 0 | 0 | 0 | 0 | 0 | 0 | 0 | 0
Business Incentives & Services | Early Retirement Package Units | Workpapers - Historical Program Data | 13 | K_thru_12_School | New_AC-Ret | TRUE | 5 | Large Standard Performance Contract 0.7011 | kWh | 0.14 | 0 | 0 | 0.137 | 1 | System | kW | 5e-05 | [5 empty] | 5 | 70.11% | 100% | 6726.8992 | 18535.5032 | 31989.3017 | 26907.5969 | 13453.7985 |  |  |  | 1681.7248 | 1681.7248 | 1681.7248 | 1681.7248 | 4633.8758 | 4633.8758 | 4633.8758 | 4633.8758 | 7997.3254 | 7997.3254 | 7997.3254 | 7997.3254 | 6726.8992 | 6726.8992 | 6726.8992 | 6726.8992 | 3363.4496 | 3363.4496 | 3363.4496 | 3363.4496 | 0 | 0 | 0 | 0 | 0 | 0 | 0 | 0 | 97613.0994
Business Incentives & Services | Early Retirement Package Units | Workpapers - Historical Program Data | 14 | Misc._Commercial | New_AC-Ret | TRUE | 5 | Large Standard Performance Contract 0.7011 | kWh | 0.14 | 0 | 0 | 0.137 | 1 | System | kW | 5e-05 | [5 empty] | 5 | 70.11% | 100% | 1722.9097 | 4747.3578 | 8193.1772 | 6891.6387 | 3445.8194 |  |  |  | 430.7274 | 430.7274 | 430.7274 | 430.7274 | 1186.8395 | 1186.8395 | 1186.8395 | 1186.8395 | 2048.2943 | 2048.2943 | 2048.2943 | 2048.2943 | 1722.9097 | 1722.9097 | 1722.9097 | 1722.9097 | 861.4548 | 861.4548 | 861.4548 | 861.4548 | 0 | 0 | 0 | 0 | 0 | 0 | 0 | 0 | 25000.9028
Business Incentives & Services | Early Retirement Package Units | Workpapers - Historical Program Data | 10 | Non-Refrig._Warehouse | New_AC-Ret | TRUE | 5 | Large Standard Performance Contract 0.7011 | kWh | 0.14 | 0 | 0 | 0.137 | 1 | System | kW | 5e-05 | [5 empty] | 5 | 70.11% | 100% | 5469.6917 | 15071.3552 | 26010.7386 | 21878.7667 | 10939.3834 |  |  |  | 1367.4229 | 1367.4229 | 1367.4229 | 1367.4229 | 3767.8388 | 3767.8388 | 3767.8388 | 3767.8388 | 6502.6846 | 6502.6846 | 6502.6846 | 6502.6846 | 5469.6917 | 5469.6917 | 5469.6917 | 5469.6917 | 2734.8458 | 2734.8458 | 2734.8458 | 2734.8458 | 0 | 0 | 0 | 0 | 0 | 0 | 0 | 0 | 79369.9356
Business Incentives & Services | Early Retirement Package Units | Workpapers - Historical Program Data | 9 | K_thru_12_School | New_AC-Ret | TRUE | 5 | Large Standard Performance Contract 0.7011 | kWh | 0.14 | 0 | 0 | 0.137 | 1 | System | kW | 5e-05 | [5 empty] | 5 | 70.11% | 100% | 8160.1994 | 22484.8622 | 38805.2611 | 32640.7977 | 16320.3988 |  |  |  | 2040.0499 | 2040.0499 | 2040.0499 | 2040.0499 | 5621.2156 | 5621.2156 | 5621.2156 | 5621.2156 | 9701.3153 | 9701.3153 | 9701.3153 | 9701.3153 | 8160.1994 | 8160.1994 | 8160.1994 | 8160.1994 | 4080.0997 | 4080.0997 | 4080.0997 | 4080.0997 | 0 | 0 | 0 | 0 | 0 | 0 | 0 | 0 | 118411.5192
Business Incentives & Services | Com. Customized - Space Conditioning | Workpapers - Historical Program Data | 6 | Large_Office | New_AC-Ret | TRUE | Air Conditioners – High Efficiency: NR - 15 | Large Standard Performance Contract 0.7011 | kWh | 0.14 | 0 | 0 | 0.21584 | 1 | System | kW | 5e-05 | [5 empty] | 15 | 70.11% | 100% | 115455.7988 | 201507.1138 | 239992.38 | 192426.3314 | 76970.5326 |  |  |  | 28863.9497 | 28863.9497 | 28863.9497 | 28863.9497 | 50376.7784 | 50376.7784 | 50376.7784 | 50376.7784 | 59998.095 | 59998.095 | 59998.095 | 59998.095 | 48106.5829 | 48106.5829 | 48106.5829 | 48106.5829 | 19242.6331 | 19242.6331 | 19242.6331 | 19242.6331 | 0 | 0 | 0 | 0 | 0 | 0 | 0 | 0 | 826352.1566
Business Incentives & Services | Com. Customized - Space Conditioning | Workpapers - Historical Program Data | 6 | Hotel_Motel | New_AC-Ret | TRUE | Air Conditioners – High Efficiency: NR - 15 | Large Standard Performance Contract 0.7011 | kWh | 0.14 | 0 | 0 | 0.21584 | 1 | System | kW | 5e-05 | [5 empty] | 15 | 70.11% | 100% | 3335.721 | 5821.8948 | 6933.8017 | 5559.535 | 2223.814 |  |  |  | 833.9302 | 833.9302 | 833.9302 | 833.9302 | 1455.4737 | 1455.4737 | 1455.4737 | 1455.4737 | 1733.4504 | 1733.4504 | 1733.4504 | 1733.4504 | 1389.8837 | 1389.8837 | 1389.8837 | 1389.8837 | 555.9535 | 555.9535 | 555.9535 | 555.9535 | 0 | 0 | 0 | 0 | 0 | 0 | 0 | 0 | 23874.7665
Business Incentives & Services | Com. Customized - Space Conditioning | Workpapers - Historical Program Data | 6 | College_University | New_AC-Ret | TRUE | Air Conditioners – High Efficiency: NR - 15 | Large Standard Performance Contract 0.7011 | kWh | 0.14 | 0 | 0 | 0.21584 | 1 | System | kW | 0.00013889 | [5 empty] | 15 | 70.11% | 100% | 462376.1883 | 806993.6036 | 961118.9997 | 770626.9804 | 308250.7922 |  |  |  | 115594.0471 | 115594.0471 | 115594.0471 | 115594.0471 | 201748.4009 | 201748.4009 | 201748.4009 | 201748.4009 | 240279.7499 | 240279.7499 | 240279.7499 | 240279.7499 | 192656.7451 | 192656.7451 | 192656.7451 | 192656.7451 | 77062.698 | 77062.698 | 77062.698 | 77062.698 | 0 | 0 | 0 | 0 | 0 | 0 | 0 | 0 | 3309366.5641
Business Incentives & Services | Com. Customized - Space Conditioning | Workpapers - Historical Program Data | 6 | Misc._Commercial | New_AC-Ret | TRUE | Air Conditioners – High Efficiency: NR - 15 | Large Standard Performance Contract 0.7011 | kWh | 0.14 | 0 | 0 | 0.21584 | 1 | System | kW | 0.00013889 | [5 empty] | 15 | 70.11% | 100% | 104460.0453 | 182316.0242 | 217136.0393 | 174100.0754 | 69640.0302 |  |  |  | 26115.0113 | 26115.0113 | 26115.0113 | 26115.0113 | 45579.0061 | 45579.0061 | 45579.0061 | 45579.0061 | 54284.0098 | 54284.0098 | 54284.0098 | 54284.0098 | 43525.0189 | 43525.0189 | 43525.0189 | 43525.0189 | 17410.0075 | 17410.0075 | 17410.0075 | 17410.0075 | 0 | 0 | 0 | 0 | 0 | 0 | 0 | 0 | 747652.2144
Business Incentives & Services | Com. Customized - Space Conditioning | Workpapers - Historical Program Data | 8 | Large_Office | New_AC-Ret | TRUE | Air Conditioners – High Efficiency: NR - 15 | Large Standard Performance Contract 0.7011 | kWh | 0.14 | 0 | 0 | 0.21584 | 1 | System | kW | 0.00013889 | [5 empty] | 15 | 70.11% | 100% | 208445.876 | 363804.3932 | 433286.3518 | 347409.7933 | 138963.9173 |  |  |  | 52111.469 | 52111.469 | 52111.469 | 52111.469 | 90951.0983 | 90951.0983 | 90951.0983 | 90951.0983 | 108321.588 | 108321.588 | 108321.588 | 108321.588 | 86852.4483 | 86852.4483 | 86852.4483 | 86852.4483 | 34740.9793 | 34740.9793 | 34740.9793 | 34740.9793 | 0 | 0 | 0 | 0 | 0 | 0 | 0 | 0 | 1491910.3315
Business Incentives & Services | Com. Customized - Space Conditioning | Workpapers - Historical Program Data | 8 | Small_Retail_Store | New_AC-Ret | TRUE | Air Conditioners – High Efficiency: NR - 15 | Large Standard Performance Contract 0.7011 | kWh | 0.14 | 0 | 0 | 0.21584 | 1 | System | kW | 0.00013889 | [5 empty] | 15 | 70.11% | 100% | 31907.5345 | 55688.8025 | 66324.6473 | 53179.2241 | 21271.6896 |  |  |  | 7976.8836 | 7976.8836 | 7976.8836 | 7976.8836 | 13922.2006 | 13922.2006 | 13922.2006 | 13922.2006 | 16581.1618 | 16581.1618 | 16581.1618 | 16581.1618 | 13294.806 | 13294.806 | 13294.806 | 13294.806 | 5317.9224 | 5317.9224 | 5317.9224 | 5317.9224 | 0 | 0 | 0 | 0 | 0 | 0 | 0 | 0 | 228371.8979
Business Incentives & Services | Com. Customized - Space Conditioning | Workpapers - Historical Program Data | 8 | Large_Retail_Store | New_AC-Ret | TRUE | Air Conditioners – High Efficiency: NR - 15 | Large Standard Performance Contract 0.7011 | kWh | 0.14 | 0 | 0 | 0.21584 | 1 | System | kW | 0.00013889 | [5 empty] | 15 | 70.11% | 100% | 406923.9781 | 710211.8487 | 845853.1747 | 678206.6302 | 271282.6521 |  |  |  | 101730.9945 | 101730.9945 | 101730.9945 | 101730.9945 | 177552.9622 | 177552.9622 | 177552.9622 | 177552.9622 | 211463.2937 | 211463.2937 | 211463.2937 | 211463.2937 | 169551.6575 | 169551.6575 | 169551.6575 | 169551.6575 | 67820.663 | 67820.663 | 67820.663 | 67820.663 | 0 | 0 | 0 | 0 | 0 | 0 | 0 | 0 | 2912478.2838
Business Incentives & Services | Com. Customized - Space Conditioning | Workpapers - Historical Program Data | 8 | Refrigerated_Warehouse | New_AC-Ret | TRUE | Air Conditioners – High Efficiency: NR - 15 | Large Standard Performance Contract 0.7011 | kWh | 0.14 | 0 | 0 | 0.21584 | 1 | System | kW | 0.00013889 | [5 empty] | 15 | 70.11% | 100% | 32538.5333 | 56790.0963 | 67636.274 | 54230.8888 | 21692.3555 |  |  |  | 8134.6333 | 8134.6333 | 8134.6333 | 8134.6333 | 14197.5241 | 14197.5241 | 14197.5241 | 14197.5241 | 16909.0685 | 16909.0685 | 16909.0685 | 16909.0685 | 13557.7222 | 13557.7222 | 13557.7222 | 13557.7222 | 5423.0889 | 5423.0889 | 5423.0889 | 5423.0889 | 0 | 0 | 0 | 0 | 0 | 0 | 0 | 0 | 232888.148
Business Incentives & Services | Com. Customized - Space Conditioning | Workpapers - Historical Program Data | 8 | College_University | New_AC-Ret | TRUE | Air Conditioners – High Efficiency: NR - 15 | Large Standard Performance Contract 0.7011 | kWh | 0.14 | 0 | 0 | 0.21584 | 1 | System | kW | 0.00013889 | [5 empty] | 15 | 70.11% | 100% | 502994.1328 | 877884.8439 | 1045549.5548 | 838323.5547 | 335329.4219 |  |  |  | 125748.5332 | 125748.5332 | 125748.5332 | 125748.5332 | 219471.211 | 219471.211 | 219471.211 | 219471.211 | 261387.3887 | 261387.3887 | 261387.3887 | 261387.3887 | 209580.8887 | 209580.8887 | 209580.8887 | 209580.8887 | 83832.3555 | 83832.3555 | 83832.3555 | 83832.3555 | 0 | 0 | 0 | 0 | 0 | 0 | 0 | 0 | 3600081.5081
Business Incentives & Services | Com. Customized - Space Conditioning | Workpapers - Historical Program Data | 8 | Misc._Commercial | New_AC-Ret | TRUE | Air Conditioners – High Efficiency: NR - 15 | Large Standard Performance Contract 0.7011 | kWh | 0.14 | 0 | 0 | 0.21584 | 1 | System | kW | 0.00013889 | [5 empty] | 15 | 70.11% | 100% | 1015545.1565 | 1772449.5038 | 2110964.556 | 1692575.2609 | 677030.1044 |  |  |  | 253886.2891 | 253886.2891 | 253886.2891 | 253886.2891 | 443112.3759 | 443112.3759 | 443112.3759 | 443112.3759 | 527741.139 | 527741.139 | 527741.139 | 527741.139 | 423143.8152 | 423143.8152 | 423143.8152 | 423143.8152 | 169257.5261 | 169257.5261 | 169257.5261 | 169257.5261 | 0 | 0 | 0 | 0 | 0 | 0 | 0 | 0 | 7268564.5815
Business Incentives & Services | Com. Customized - Space Conditioning | Workpapers - Historical Program Data | 9 | Large_Office | New_AC-Ret | TRUE | Air Conditioners – High Efficiency: NR - 15 | Large Standard Performance Contract 0.7011 | kWh | 0.14 | 0 | 0 | 0.21584 | 1 | System | kW | 0.00013889 | [5 empty] | 15 | 70.11% | 100% | 73687.073 | 128607.3939 | 153169.7516 | 122811.7883 | 49124.7153 |  |  |  | 18421.7683 | 18421.7683 | 18421.7683 | 18421.7683 | 32151.8485 | 32151.8485 | 32151.8485 | 32151.8485 | 38292.4379 | 38292.4379 | 38292.4379 | 38292.4379 | 30702.9471 | 30702.9471 | 30702.9471 | 30702.9471 | 12281.1788 | 12281.1788 | 12281.1788 | 12281.1788 | 0 | 0 | 0 | 0 | 0 | 0 | 0 | 0 | 527400.7222
Business Incentives & Services | Com. Customized - Space Conditioning | Workpapers - Historical Program Data | 9 | Small_Retail_Store | New_AC-Ret | TRUE | Air Conditioners – High Efficiency: NR - 15 | Large Standard Performance Contract 0.7011 | kWh | 0.14 | 0 | 0 | 0.21584 | 1 | System | kW | 0.00013889 | [5 empty] | 15 | 70.11% | 100% | 23679.8346 | 41328.8477 | 49222.1259 | 39466.391 | 15786.5564 |  |  |  | 5919.9586 | 5919.9586 | 5919.9586 | 5919.9586 | 10332.2119 | 10332.2119 | 10332.2119 | 10332.2119 | 12305.5315 | 12305.5315 | 12305.5315 | 12305.5315 | 9866.5977 | 9866.5977 | 9866.5977 | 9866.5977 | 3946.6391 | 3946.6391 | 3946.6391 | 3946.6391 | 0 | 0 | 0 | 0 | 0 | 0 | 0 | 0 | 169483.7555
Business Incentives & Services | Com. Customized - Space Conditioning | Workpapers - Historical Program Data | 9 | Hotel_Motel | New_AC-Ret | TRUE | Air Conditioners – High Efficiency: NR - 15 | Large Standard Performance Contract 0.7011 | kWh | 0.14 | 0 | 0 | 0.21584 | 1 | System | kW | 0.00013889 | [5 empty] | 15 | 70.11% | 100% | 245558.9579 | 428578.5326 | 510431.5186 | 409264.9298 | 163705.9719 |  |  |  | 61389.7395 | 61389.7395 | 61389.7395 | 61389.7395 | 107144.6332 | 107144.6332 | 107144.6332 | 107144.6332 | 127607.8797 | 127607.8797 | 127607.8797 | 127607.8797 | 102316.2324 | 102316.2324 | 102316.2324 | 102316.2324 | 40926.493 | 40926.493 | 40926.493 | 40926.493 | 0 | 0 | 0 | 0 | 0 | 0 | 0 | 0 | 1757539.9108
Business Incentives & Services | Com. Customized - Space Conditioning | Workpapers - Historical Program Data | 9 | Small_Office | New_AC-Ret | TRUE | Air Conditioners – High Efficiency: NR - 15 | Large Standard Performance Contract 0.7011 | kWh | 0.14 | 0 | 0 | 0.21584 | 1 | System | kW | 0.00013889 | [5 empty] | 15 | 70.11% | 100% | 6893.1025 | 12030.6577 | 14328.3586 | 11488.5042 | 4595.4017 |  |  |  | 1723.2756 | 1723.2756 | 1723.2756 | 1723.2756 | 3007.6644 | 3007.6644 | 3007.6644 | 3007.6644 | 3582.0896 | 3582.0896 | 3582.0896 | 3582.0896 | 2872.1261 | 2872.1261 | 2872.1261 | 2872.1261 | 1148.8504 | 1148.8504 | 1148.8504 | 1148.8504 | 0 | 0 | 0 | 0 | 0 | 0 | 0 | 0 | 49336.0247
Business Incentives & Services | Com. Customized - Space Conditioning | Workpapers - Historical Program Data | 10 | Small_Retail_Store | New_AC-Ret | TRUE | Air Conditioners – High Efficiency: NR - 15 | Large Standard Performance Contract 0.7011 | kWh | 0.14 | 0 | 0 | 0.21584 | 1 | System | kW | 0.00013889 | [5 empty] | 15 | 70.11% | 100% | 15489.2069 | 27033.5956 | 32196.6645 | 25815.3448 | 10326.1379 |  |  |  | 3872.3017 | 3872.3017 | 3872.3017 | 3872.3017 | 6758.3989 | 6758.3989 | 6758.3989 | 6758.3989 | 8049.1661 | 8049.1661 | 8049.1661 | 8049.1661 | 6453.8362 | 6453.8362 | 6453.8362 | 6453.8362 | 2581.5345 | 2581.5345 | 2581.5345 | 2581.5345 | 0 | 0 | 0 | 0 | 0 | 0 | 0 | 0 | 110860.9496
Business Incentives & Services | Com. Customized - Space Conditioning | Workpapers - Historical Program Data | 10 | Agricultural | New_AC-Ret | TRUE | Air Conditioners – High Efficiency: NR - 15 | Large Standard Performance Contract 0.7011 | kWh | 0.14 | 0 | 0 | 0.21584 | 1 | System | kW | 0.00013889 | [5 empty] | 15 | 70.11% | 100% | 0 | 0 | 0 | 0 | 0 |  |  |  | 0 | 0 | 0 | 0 | 0 | 0 | 0 | 0 | 0 | 0 | 0 | 0 | 0 | 0 | 0 | 0 | 0 | 0 | 0 | 0 | 0 | 0 | 0 | 0 | 0 | 0 | 0 | 0 | 0
Business Incentives & Services | Com. Customized - Space Conditioning | Workpapers - Historical Program Data | 10 | Hospital | New_AC-Ret | TRUE | Air Conditioners – High Efficiency: NR - 15 | Large Standard Performance Contract 0.7011 | kWh | 0.14 | 0 | 0 | 0.21584 | 1 | System | kW | 0.00013889 | [5 empty] | 15 | 70.11% | 100% | 32734.7068 | 57132.4814 | 68044.0503 | 54557.8446 | 21823.1378 |  |  |  | 8183.6767 | 8183.6767 | 8183.6767 | 8183.6767 | 14283.1203 | 14283.1203 | 14283.1203 | 14283.1203 | 17011.0126 | 17011.0126 | 17011.0126 | 17011.0126 | 13639.4611 | 13639.4611 | 13639.4611 | 13639.4611 | 5455.7845 | 5455.7845 | 5455.7845 | 5455.7845 | 0 | 0 | 0 | 0 | 0 | 0 | 0 | 0 | 234292.2209
Business Incentives & Services | Com. Customized - Space Conditioning | Workpapers - Historical Program Data | 13 | Misc._Commercial | New_AC-Ret | TRUE | Air Conditioners – High Efficiency: NR - 15 | Large Standard Performance Contract 0.7011 | kWh | 0.14 | 0 | 0 | 0.21584 | 1 | System | kW | 0.00013889 | [5 empty] | 15 | 70.11% | 100% | 47632.3039 | 83133.5297 | 99010.9644 | 79387.1732 | 31754.8693 |  |  |  | 11908.076 | 11908.076 | 11908.076 | 11908.076 | 20783.3824 | 20783.3824 | 20783.3824 | 20783.3824 | 24752.7411 | 24752.7411 | 24752.7411 | 24752.7411 | 19846.7933 | 19846.7933 | 19846.7933 | 19846.7933 | 7938.7173 | 7938.7173 | 7938.7173 | 7938.7173 | 0 | 0 | 0 | 0 | 0 | 0 | 0 | 0 | 340918.8405
Business Incentives & Services | Com. Customized - Space Conditioning | Workpapers - Historical Program Data | 13 | Agricultural | New_AC-Ret | TRUE | Air Conditioners – High Efficiency: NR - 15 | Large Standard Performance Contract 0.7011 | kWh | 0.14 | 0 | 0 | 0.21584 | 1 | System | kW | 0.00013889 | [5 empty] | 15 | 70.11% | 100% | 0 | 0 | 0 | 0 | 0 |  |  |  | 0 | 0 | 0 | 0 | 0 | 0 | 0 | 0 | 0 | 0 | 0 | 0 | 0 | 0 | 0 | 0 | 0 | 0 | 0 | 0 | 0 | 0 | 0 | 0 | 0 | 0 | 0 | 0 | 0
Business Incentives & Services | Com. Customized - Space Conditioning | Workpapers - Historical Program Data | 14 | Misc._Commercial | New_AC-Ret | TRUE | Air Conditioners – High Efficiency: NR - 15 | Large Standard Performance Contract 0.7011 | kWh | 0.14 | 0 | 0 | 0.21584 | 1 | System | kW | 0.00013889 | [5 empty] | 15 | 70.11% | 100% | 161457.7006 | 281795.0728 | 335614.3063 | 269096.1677 | 107638.4671 |  |  |  | 40364.4251 | 40364.4251 | 40364.4251 | 40364.4251 | 70448.7682 | 70448.7682 | 70448.7682 | 70448.7682 | 83903.5766 | 83903.5766 | 83903.5766 | 83903.5766 | 67274.0419 | 67274.0419 | 67274.0419 | 67274.0419 | 26909.6168 | 26909.6168 | 26909.6168 | 26909.6168 | 0 | 0 | 0 | 0 | 0 | 0 | 0 | 0 | 1155601.7144
Business Incentives & Services | Com. Customized - Space Conditioning | Workpapers - Historical Program Data | 15 | Hotel_Motel | New_AC-Ret | TRUE | Air Conditioners – High Efficiency: NR - 15 | Large Standard Performance Contract 0.7011 | kWh | 0.14 | 0 | 0 | 0.21584 | 1 | System | kW | 0.00013889 | [5 empty] | 15 | 70.11% | 100% | 8584.5193 | 14982.7183 | 17844.2247 | 14307.5322 | 5723.0129 |  |  |  | 2146.1298 | 2146.1298 | 2146.1298 | 2146.1298 | 3745.6796 | 3745.6796 | 3745.6796 | 3745.6796 | 4461.0562 | 4461.0562 | 4461.0562 | 4461.0562 | 3576.883 | 3576.883 | 3576.883 | 3576.883 | 1430.7532 | 1430.7532 | 1430.7532 | 1430.7532 | 0 | 0 | 0 | 0 | 0 | 0 | 0 | 0 | 61442.0072
Business Incentives & Services | Ind. Cooling Towers | Workpapers - Historical Program Data | System | Misc._Commercial | Commercial Whole Building | TRUE | Cooling Towers/Evaporative Condenser: NR - 15 | Large Standard Performance Contract 0.7011 | kWh | 0.14 | 0 | 0 | 0.22 | 1 | System | kW | 0.00012658 | [5 empty] | 15 | 70.11% | 0% | 0 | 0 | 0 | 0 | 0 |  |  |  | 0 | 0 | 0 | 0 | 0 | 0 | 0 | 0 | 0 | 0 | 0 | 0 | 0 | 0 | 0 | 0 | 0 | 0 | 0 | 0 | 0 | 0 | 0 | 0 | 0 | 0 | 0 | 0 | 0
Business Incentives & Services | Com. Chillers | Workpapers - Historical Program Data | 6 | Large_Office | New_AC-Ret | TRUE | Chiller – High Efficiency: NR - 20 | Large Standard Performance Contract 0.7011 | kWh | 0.14 | 0 | 0 | 0.10697 | 1 | System | kW | 0.00013889 | [5 empty] | 20 | 70.11% | 100% | 266785.3085 | 554553.7061 | 554553.7061 | 355713.7446 | 177856.8723 |  |  |  | 66696.3271 | 66696.3271 | 66696.3271 | 66696.3271 | 138638.4265 | 138638.4265 | 138638.4265 | 138638.4265 | 138638.4265 | 138638.4265 | 138638.4265 | 138638.4265 | 88928.4362 | 88928.4362 | 88928.4362 | 88928.4362 | 44464.2181 | 44464.2181 | 44464.2181 | 44464.2181 | 0 | 0 | 0 | 0 | 0 | 0 | 0 | 0 | 1909463.3375
Business Incentives & Services | Com. Chillers | Workpapers - Historical Program Data | 6 | Large_Retail_Store | New_AC-Ret | TRUE | Chiller – High Efficiency: NR - 20 | Large Standard Performance Contract 0.7011 | kWh | 0.14 | 0 | 0 | 0.10697 | 1 | System | kW | 0.00013889 | [5 empty] | 20 | 70.11% | 100% | 210923.5551 | 438436.5835 | 438436.5835 | 281231.4068 | 140615.7034 |  |  |  | 52730.8888 | 52730.8888 | 52730.8888 | 52730.8888 | 109609.1459 | 109609.1459 | 109609.1459 | 109609.1459 | 109609.1459 | 109609.1459 | 109609.1459 | 109609.1459 | 70307.8517 | 70307.8517 | 70307.8517 | 70307.8517 | 35153.9258 | 35153.9258 | 35153.9258 | 35153.9258 | 0 | 0 | 0 | 0 | 0 | 0 | 0 | 0 | 1509643.8321
Business Incentives & Services | Com. Chillers | Workpapers - Historical Program Data | 6 | Hotel_Motel | New_AC-Ret | TRUE | Chiller – High Efficiency: NR - 20 | Large Standard Performance Contract 0.7011 | kWh | 0.14 | 0 | 0 | 0.10697 | 1 | System | kW | 0.00013889 | [5 empty] | 20 | 70.11% | 100% | 87580.2069 | 182048.7365 | 182048.7365 | 116773.6092 | 58386.8046 |  |  |  | 21895.0517 | 21895.0517 | 21895.0517 | 21895.0517 | 45512.1841 | 45512.1841 | 45512.1841 | 45512.1841 | 45512.1841 | 45512.1841 | 45512.1841 | 45512.1841 | 29193.4023 | 29193.4023 | 29193.4023 | 29193.4023 | 14596.7012 | 14596.7012 | 14596.7012 | 14596.7012 | 0 | 0 | 0 | 0 | 0 | 0 | 0 | 0 | 626838.0938
Business Incentives & Services | Com. Chillers | Workpapers - Historical Program Data | 6 | K_thru_12_School | New_AC-Ret | TRUE | Chiller – High Efficiency: NR - 20 | Large Standard Performance Contract 0.7011 | kWh | 0.14 | 0 | 0 | 0.10697 | 1 | System | kW | 0.00013889 | [5 empty] | 20 | 70.11% | 100% | 242909.7179 | 504924.6718 | 504924.6718 | 323879.6239 | 161939.812 |  |  |  | 60727.4295 | 60727.4295 | 60727.4295 | 60727.4295 | 126231.1679 | 126231.1679 | 126231.1679 | 126231.1679 | 126231.1679 | 126231.1679 | 126231.1679 | 126231.1679 | 80969.906 | 80969.906 | 80969.906 | 80969.906 | 40484.953 | 40484.953 | 40484.953 | 40484.953 | 0 | 0 | 0 | 0 | 0 | 0 | 0 | 0 | 1738578.4974
Business Incentives & Services | Com. Chillers | Workpapers - Historical Program Data | 6 | College_University | New_AC-Ret | TRUE | Chiller – High Efficiency: NR - 20 | Large Standard Performance Contract 0.7011 | kWh | 0.14 | 0 | 0 | 0.10697 | 1 | System | kW | 0.00013889 | [5 empty] | 20 | 70.11% | 100% | 51028.854 | 106071.2087 | 106071.2087 | 68038.472 | 34019.236 |  |  |  | 12757.2135 | 12757.2135 | 12757.2135 | 12757.2135 | 26517.8022 | 26517.8022 | 26517.8022 | 26517.8022 | 26517.8022 | 26517.8022 | 26517.8022 | 26517.8022 | 17009.618 | 17009.618 | 17009.618 | 17009.618 | 8504.809 | 8504.809 | 8504.809 | 8504.809 | 0 | 0 | 0 | 0 | 0 | 0 | 0 | 0 | 365228.9794
Business Incentives & Services | Com. Chillers | Workpapers - Historical Program Data | 8 | Large_Office | New_AC-Ret | TRUE | Chiller – High Efficiency: NR - 20 | Large Standard Performance Contract 0.7011 | kWh | 0.14 | 0 | 0 | 0.10697 | 1 | System | kW | 0.00013889 | [5 empty] | 20 | 70.11% | 100% | 563599.5969 | 1171527.1991 | 1171527.1991 | 751466.1292 | 375733.0646 |  |  |  | 140899.8992 | 140899.8992 | 140899.8992 | 140899.8992 | 292881.7998 | 292881.7998 | 292881.7998 | 292881.7998 | 292881.7998 | 292881.7998 | 292881.7998 | 292881.7998 | 187866.5323 | 187866.5323 | 187866.5323 | 187866.5323 | 93933.2661 | 93933.2661 | 93933.2661 | 93933.2661 | 0 | 0 | 0 | 0 | 0 | 0 | 0 | 0 | 4033853.1887
Business Incentives & Services | Com. Chillers | Workpapers - Historical Program Data | 8 | College_University | New_AC-Ret | TRUE | Chiller – High Efficiency: NR - 20 | Large Standard Performance Contract 0.7011 | kWh | 0.14 | 0 | 0 | 0.10697 | 1 | System | kW | 0.00013889 | [5 empty] | 20 | 70.11% | 100% | 874940.0608 | 1818695.55 | 1818695.55 | 1166586.7478 | 583293.3739 |  |  |  | 218735.0152 | 218735.0152 | 218735.0152 | 218735.0152 | 454673.8875 | 454673.8875 | 454673.8875 | 454673.8875 | 454673.8875 | 454673.8875 | 454673.8875 | 454673.8875 | 291646.6869 | 291646.6869 | 291646.6869 | 291646.6869 | 145823.3435 | 145823.3435 | 145823.3435 | 145823.3435 | 0 | 0 | 0 | 0 | 0 | 0 | 0 | 0 | 6262211.2826
Business Incentives & Services | Com. Chillers | Workpapers - Historical Program Data | 8 | Misc._Commercial | New_AC-Ret | TRUE | Chiller – High Efficiency: NR - 20 | Large Standard Performance Contract 0.7011 | kWh | 0.14 | 0 | 0 | 0.10697 | 1 | System | kW | 0.00013889 | [5 empty] | 20 | 70.11% | 100% | 1908.5085 | 3967.1242 | 3967.1242 | 2544.678 | 1272.339 |  |  |  | 477.1271 | 477.1271 | 477.1271 | 477.1271 | 991.7811 | 991.7811 | 991.7811 | 991.7811 | 991.7811 | 991.7811 | 991.7811 | 991.7811 | 636.1695 | 636.1695 | 636.1695 | 636.1695 | 318.0848 | 318.0848 | 318.0848 | 318.0848 | 0 | 0 | 0 | 0 | 0 | 0 | 0 | 0 | 13659.774
Business Incentives & Services | Com. Chillers | Workpapers - Historical Program Data | 9 | Large_Office | New_AC-Ret | TRUE | Chiller – High Efficiency: NR - 20 | Large Standard Performance Contract 0.7011 | kWh | 0.14 | 0 | 0 | 0.10697 | 1 | System | kW | 0.00013889 | [5 empty] | 20 | 70.11% | 100% | 340498.0147 | 707776.7402 | 707776.7402 | 453997.3529 | 226998.6765 |  |  |  | 85124.5037 | 85124.5037 | 85124.5037 | 85124.5037 | 176944.185 | 176944.185 | 176944.185 | 176944.185 | 176944.185 | 176944.185 | 176944.185 | 176944.185 | 113499.3382 | 113499.3382 | 113499.3382 | 113499.3382 | 56749.6691 | 56749.6691 | 56749.6691 | 56749.6691 | 0 | 0 | 0 | 0 | 0 | 0 | 0 | 0 | 2437047.5244
Business Incentives & Services | Com. Chillers | Workpapers - Historical Program Data | 9 | Hotel_Motel | New_AC-Ret | TRUE | Chiller – High Efficiency: NR - 20 | Large Standard Performance Contract 0.7011 | kWh | 0.14 | 0 | 0 | 0.10697 | 1 | System | kW | 0.00013889 | [5 empty] | 20 | 70.11% | 100% | 66479.0586 | 138186.801 | 138186.801 | 88638.7448 | 44319.3724 |  |  |  | 16619.7647 | 16619.7647 | 16619.7647 | 16619.7647 | 34546.7002 | 34546.7002 | 34546.7002 | 34546.7002 | 34546.7002 | 34546.7002 | 34546.7002 | 34546.7002 | 22159.6862 | 22159.6862 | 22159.6862 | 22159.6862 | 11079.8431 | 11079.8431 | 11079.8431 | 11079.8431 | 0 | 0 | 0 | 0 | 0 | 0 | 0 | 0 | 475810.7778
Business Incentives & Services | Com. Chillers | Workpapers - Historical Program Data | 9 | K_thru_12_School | New_AC-Ret | TRUE | Chiller – High Efficiency: NR - 20 | Large Standard Performance Contract 0.7011 | kWh | 0.14 | 0 | 0 | 0.10697 | 1 | System | kW | 0.00013889 | [5 empty] | 20 | 70.11% | 100% | 10643.9976 | 22125.1626 | 22125.1626 | 14191.9969 | 7095.9984 |  |  |  | 2660.9994 | 2660.9994 | 2660.9994 | 2660.9994 | 5531.2907 | 5531.2907 | 5531.2907 | 5531.2907 | 5531.2907 | 5531.2907 | 5531.2907 | 5531.2907 | 3547.9992 | 3547.9992 | 3547.9992 | 3547.9992 | 1773.9996 | 1773.9996 | 1773.9996 | 1773.9996 | 0 | 0 | 0 | 0 | 0 | 0 | 0 | 0 | 76182.3182
Business Incentives & Services | Com. Chillers | Workpapers - Historical Program Data | 9 | Misc._Commercial | New_AC-Ret | TRUE | Chiller – High Efficiency: NR - 20 | Large Standard Performance Contract 0.7011 | kWh | 0.14 | 0 | 0 | 0.10697 | 1 | System | kW | 0.00013889 | [5 empty] | 20 | 70.11% | 100% | 28986.4052 | 60252.6372 | 60252.6372 | 38648.5402 | 19324.2701 |  |  |  | 7246.6013 | 7246.6013 | 7246.6013 | 7246.6013 | 15063.1593 | 15063.1593 | 15063.1593 | 15063.1593 | 15063.1593 | 15063.1593 | 15063.1593 | 15063.1593 | 9662.1351 | 9662.1351 | 9662.1351 | 9662.1351 | 4831.0675 | 4831.0675 | 4831.0675 | 4831.0675 | 0 | 0 | 0 | 0 | 0 | 0 | 0 | 0 | 207464.4899
Business Incentives & Services | Com. Chillers | Workpapers - Historical Program Data | 9 | Agricultural | New_AC-Ret | TRUE | Chiller – High Efficiency: NR - 20 | Large Standard Performance Contract 0.7011 | kWh | 0.14 | 0 | 0 | 0.10697 | 1 | System | kW | 0.00013889 | [5 empty] | 20 | 70.11% | 100% | 0 | 0 | 0 | 0 | 0 |  |  |  | 0 | 0 | 0 | 0 | 0 | 0 | 0 | 0 | 0 | 0 | 0 | 0 | 0 | 0 | 0 | 0 | 0 | 0 | 0 | 0 | 0 | 0 | 0 | 0 | 0 | 0 | 0 | 0 | 0
Business Incentives & Services | Com. Chillers | Workpapers - Historical Program Data | 9 | Hospital | New_AC-Ret | TRUE | Chiller – High Efficiency: NR - 20 | Large Standard Performance Contract 0.7011 | kWh | 0.14 | 0 | 0 | 0.10697 | 1 | System | kW | 0.00013889 | [5 empty] | 20 | 70.11% | 100% | 302656.7895 | 629118.0173 | 629118.0173 | 403542.3861 | 201771.193 |  |  |  | 75664.1974 | 75664.1974 | 75664.1974 | 75664.1974 | 157279.5043 | 157279.5043 | 157279.5043 | 157279.5043 | 157279.5043 | 157279.5043 | 157279.5043 | 157279.5043 | 100885.5965 | 100885.5965 | 100885.5965 | 100885.5965 | 50442.7983 | 50442.7983 | 50442.7983 | 50442.7983 | 0 | 0 | 0 | 0 | 0 | 0 | 0 | 0 | 2166206.4032
Business Incentives & Services | Com. Chillers | Workpapers - Historical Program Data | 10 | Hospital | New_AC-Ret | TRUE | Chiller – High Efficiency: NR - 20 | Large Standard Performance Contract 0.7011 | kWh | 0.14 | 0 | 0 | 0.10697 | 1 | System | kW | 0.00013889 | [5 empty] | 20 | 70.11% | 100% | 782442.9519 | 1626426.2874 | 1626426.2874 | 1043257.2692 | 521628.6346 |  |  |  | 195610.738 | 195610.738 | 195610.738 | 195610.738 | 406606.5718 | 406606.5718 | 406606.5718 | 406606.5718 | 406606.5718 | 406606.5718 | 406606.5718 | 406606.5718 | 260814.3173 | 260814.3173 | 260814.3173 | 260814.3173 | 130407.1587 | 130407.1587 | 130407.1587 | 130407.1587 | 0 | 0 | 0 | 0 | 0 | 0 | 0 | 0 | 5600181.4305
Business Incentives & Services | Com. Chillers | Workpapers - Historical Program Data | 13 | Small_Office | New_AC-Ret | TRUE | Chiller – High Efficiency: NR - 20 | Large Standard Performance Contract 0.7011 | kWh | 0.14 | 0 | 0 | 0.10697 | 1 | System | kW | 0.00013889 | [5 empty] | 20 | 70.11% | 100% | 1135.9983 | 2361.3446 | 2361.3446 | 1514.6644 | 757.3322 |  |  |  | 283.9996 | 283.9996 | 283.9996 | 283.9996 | 590.3362 | 590.3362 | 590.3362 | 590.3362 | 590.3362 | 590.3362 | 590.3362 | 590.3362 | 378.6661 | 378.6661 | 378.6661 | 378.6661 | 189.333 | 189.333 | 189.333 | 189.333 | 0 | 0 | 0 | 0 | 0 | 0 | 0 | 0 | 8130.6841
Business Incentives & Services | Com. Early Retirement Chillers, traditional | Workpapers - Historical Program Data | 6 | Large_Office | New_AC-Ret | TRUE | Chiller – High Efficiency: NR - 20 | Large Standard Performance Contract 0.7011 | kWh | 0.14 | 0 | 0 | 0.11 | 1 | System | kW | 6e-05 | [5 empty] | 20 | 70.11% | 100% | 308736 | 523694.8622 | 523694.8622 | 411648 | 411648 |  |  |  | 77184 | 77184 | 77184 | 77184 | 130923.7156 | 130923.7156 | 130923.7156 | 130923.7156 | 130923.7156 | 130923.7156 | 130923.7156 | 130923.7156 | 102912 | 102912 | 102912 | 102912 | 102912 | 102912 | 102912 | 102912 | 0 | 0 | 0 | 0 | 0 | 0 | 0 | 0 | 2179421.7245
Business Incentives & Services | Com. Early Retirement Chillers, traditional | Workpapers - Historical Program Data | 8 | Small_Office | New_AC-Ret | TRUE | Chiller – High Efficiency: NR - 20 | Large Standard Performance Contract 0.7011 | kWh | 0.14 | 0 | 0 | 0.11 | 1 | System | kW | 6e-05 | [5 empty] | 20 | 70.11% | 100% | 187462.8 | 317984.6381 | 317984.6381 | 249950.4 | 249950.4 |  |  |  | 46865.7 | 46865.7 | 46865.7 | 46865.7 | 79496.1595 | 79496.1595 | 79496.1595 | 79496.1595 | 79496.1595 | 79496.1595 | 79496.1595 | 79496.1595 | 62487.6 | 62487.6 | 62487.6 | 62487.6 | 62487.6 | 62487.6 | 62487.6 | 62487.6 | 0 | 0 | 0 | 0 | 0 | 0 | 0 | 0 | 1323332.8761
Business Incentives & Services | Com. Early Retirement Chillers, traditional | Workpapers - Historical Program Data | 9 | Hospital | New_AC-Ret | TRUE | Chiller – High Efficiency: NR - 20 | Large Standard Performance Contract 0.7011 | kWh | 0.14 | 0 | 0 | 0.11 | 1 | System | kW | 6e-05 | [5 empty] | 20 | 70.11% | 100% | 1838120.4 | 3117920.196 | 3117920.196 | 2450827.2 | 2450827.2 |  |  |  | 459530.1 | 459530.1 | 459530.1 | 459530.1 | 779480.049 | 779480.049 | 779480.049 | 779480.049 | 779480.049 | 779480.049 | 779480.049 | 779480.049 | 612706.8 | 612706.8 | 612706.8 | 612706.8 | 612706.8 | 612706.8 | 612706.8 | 612706.8 | 0 | 0 | 0 | 0 | 0 | 0 | 0 | 0 | 12975615.192
Business Incentives & Services | Com. Early Retirement Chillers, traditional | Workpapers - Historical Program Data | 10 | Hospital | New_AC-Ret | TRUE | Chiller – High Efficiency: NR - 20 | Large Standard Performance Contract 0.7011 | kWh | 0.14 | 0 | 0 | 0.11 | 1 | System | kW | 6e-05 | [5 empty] | 20 | 70.11% | 100% | 793335.6 | 1345699.1661 | 1345699.1661 | 1057780.8 | 1057780.8 |  |  |  | 198333.9 | 198333.9 | 198333.9 | 198333.9 | 336424.7915 | 336424.7915 | 336424.7915 | 336424.7915 | 336424.7915 | 336424.7915 | 336424.7915 | 336424.7915 | 264445.2 | 264445.2 | 264445.2 | 264445.2 | 264445.2 | 264445.2 | 264445.2 | 264445.2 | 0 | 0 | 0 | 0 | 0 | 0 | 0 | 0 | 5600295.5322
Business Incentives & Services | Com. Early Retirement Chillers, traditional | Workpapers - Historical Program Data | 13 | Hospital | New_AC-Ret | TRUE | Chiller – High Efficiency: NR - 20 | Large Standard Performance Contract 0.7011 | kWh | 0.14 | 0 | 0 | 0.11 | 1 | System | kW | 6e-05 | [5 empty] | 20 | 70.11% | 100% | 58694.4 | 99560.6464 | 99560.6464 | 78259.2 | 78259.2 |  |  |  | 14673.6 | 14673.6 | 14673.6 | 14673.6 | 24890.1616 | 24890.1616 | 24890.1616 | 24890.1616 | 24890.1616 | 24890.1616 | 24890.1616 | 24890.1616 | 19564.8 | 19564.8 | 19564.8 | 19564.8 | 19564.8 | 19564.8 | 19564.8 | 19564.8 | 0 | 0 | 0 | 0 | 0 | 0 | 0 | 0 | 414334.0928
Business Incentives & Services | Com. Early Retirement Chillers | Workpapers - Historical Program Data | 6 | Large_Office | New_AC-Ret | TRUE | 8 | Large Standard Performance Contract 0.7011 | kWh | 0.14 | 0 | 0 | 0.21 | 1 | System | kW | 6e-05 | [5 empty] | 8 | 70.11% | 100% | 369405.2735 | 626605.3968 | 626605.3968 | 492540.3646 | 492540.3646 |  |  |  | 92351.3184 | 92351.3184 | 92351.3184 | 92351.3184 | 156651.3492 | 156651.3492 | 156651.3492 | 156651.3492 | 156651.3492 | 156651.3492 | 156651.3492 | 156651.3492 | 123135.0912 | 123135.0912 | 123135.0912 | 123135.0912 | 123135.0912 | 123135.0912 | 123135.0912 | 123135.0912 | 0 | 0 | 0 | 0 | 0 | 0 | 0 | 0 | 2607696.7965
Business Incentives & Services | Com. Early Retirement Chillers | Workpapers - Historical Program Data | 6 | Industrial | New_AC-Ret | TRUE | 8 | Large Standard Performance Contract 0.7011 | kWh | 0.14 | 0 | 0 | 0.21 | 1 | System | kW | 6e-05 | [5 empty] | 8 | 70.11% | 100% | 0 | 0 | 0 | 0 | 0 |  |  |  | 0 | 0 | 0 | 0 | 0 | 0 | 0 | 0 | 0 | 0 | 0 | 0 | 0 | 0 | 0 | 0 | 0 | 0 | 0 | 0 | 0 | 0 | 0 | 0 | 0 | 0 | 0 | 0 | 0
Business Incentives & Services | Com. Early Retirement Chillers | Workpapers - Historical Program Data | 8 | Small_Office | New_AC-Ret | TRUE | 8 | Large Standard Performance Contract 0.7011 | kWh | 0.14 | 0 | 0 | 0.21 | 1 | System | kW | 6e-05 | [5 empty] | 8 | 70.11% | 100% | 422880.687 | 717313.3134 | 717313.3134 | 563840.9161 | 563840.9161 |  |  |  | 105720.1718 | 105720.1718 | 105720.1718 | 105720.1718 | 179328.3284 | 179328.3284 | 179328.3284 | 179328.3284 | 179328.3284 | 179328.3284 | 179328.3284 | 179328.3284 | 140960.229 | 140960.229 | 140960.229 | 140960.229 | 140960.229 | 140960.229 | 140960.229 | 140960.229 | 0 | 0 | 0 | 0 | 0 | 0 | 0 | 0 | 2985189.146
Business Incentives & Services | Com. Early Retirement Chillers | Workpapers - Historical Program Data | 8 | Industrial | New_AC-Ret | TRUE | 8 | Large Standard Performance Contract 0.7011 | kWh | 0.14 | 0 | 0 | 0.21 | 1 | System | kW | 6e-05 | [5 empty] | 8 | 70.11% | 100% | 0 | 0 | 0 | 0 | 0 |  |  |  | 0 | 0 | 0 | 0 | 0 | 0 | 0 | 0 | 0 | 0 | 0 | 0 | 0 | 0 | 0 | 0 | 0 | 0 | 0 | 0 | 0 | 0 | 0 | 0 | 0 | 0 | 0 | 0 | 0
Business Incentives & Services | Com. Early Retirement Chillers | Workpapers - Historical Program Data | 9 | Hospital | New_AC-Ret | TRUE | 8 | Large Standard Performance Contract 0.7011 | kWh | 0.14 | 0 | 0 | 0.21 | 1 | System | kW | 6e-05 | [5 empty] | 8 | 70.11% | 100% | 1542203.2314 | 2615969.3355 | 2615969.3355 | 2056270.9752 | 2056270.9752 |  |  |  | 385550.8078 | 385550.8078 | 385550.8078 | 385550.8078 | 653992.3339 | 653992.3339 | 653992.3339 | 653992.3339 | 653992.3339 | 653992.3339 | 653992.3339 | 653992.3339 | 514067.7438 | 514067.7438 | 514067.7438 | 514067.7438 | 514067.7438 | 514067.7438 | 514067.7438 | 514067.7438 | 0 | 0 | 0 | 0 | 0 | 0 | 0 | 0 | 10886683.8527
Business Incentives & Services | Com. Early Retirement Chillers | Workpapers - Historical Program Data | 10 | Hospital | New_AC-Ret | TRUE | 8 | Large Standard Performance Contract 0.7011 | kWh | 0.14 | 0 | 0 | 0.21 | 1 | System | kW | 6e-05 | [5 empty] | 8 | 70.11% | 100% | 3234304.5535 | 5486203.9981 | 5486203.9981 | 4312406.0714 | 4312406.0714 |  |  |  | 808576.1384 | 808576.1384 | 808576.1384 | 808576.1384 | 1371550.9995 | 1371550.9995 | 1371550.9995 | 1371550.9995 | 1371550.9995 | 1371550.9995 | 1371550.9995 | 1371550.9995 | 1078101.5178 | 1078101.5178 | 1078101.5178 | 1078101.5178 | 1078101.5178 | 1078101.5178 | 1078101.5178 | 1078101.5178 | 0 | 0 | 0 | 0 | 0 | 0 | 0 | 0 | 22831524.6924
Business Incentives & Services | Com. Early Retirement Chillers | Workpapers - Historical Program Data | 13 | Hospital | New_AC-Ret | TRUE | 8 | Large Standard Performance Contract 0.7011 | kWh | 0.14 | 0 | 0 | 0.21 | 1 | System | kW | 6e-05 | [5 empty] | 8 | 70.11% | 100% | 1700391.0546 | 2884296.1594 | 2884296.1594 | 2267188.0728 | 2267188.0728 |  |  |  | 425097.7636 | 425097.7636 | 425097.7636 | 425097.7636 | 721074.0398 | 721074.0398 | 721074.0398 | 721074.0398 | 721074.0398 | 721074.0398 | 721074.0398 | 721074.0398 | 566797.0182 | 566797.0182 | 566797.0182 | 566797.0182 | 566797.0182 | 566797.0182 | 566797.0182 | 566797.0182 | 0 | 0 | 0 | 0 | 0 | 0 | 0 | 0 | 12003359.5189
Business Incentives & Services | Ind. Customized - Space Conditioning | Workpapers - Historical Program Data | System | Misc._Commercial | New_AC-Ret | TRUE | Air Conditioners – High Efficiency: NR - 15 | Large Standard Performance Contract 0.7011 | kWh | 0.14 | 0 | 0 | 0.21584 | 1 | System | kW | 0.00013889 | [5 empty] | 15 | 70.11% | 100% | 0 | 0 | 0 | 0 | 0 |  |  |  | 0 | 0 | 0 | 0 | 0 | 0 | 0 | 0 | 0 | 0 | 0 | 0 | 0 | 0 | 0 | 0 | 0 | 0 | 0 | 0 | 0 | 0 | 0 | 0 | 0 | 0 | 0 | 0 | 0
Business Incentives & Services | Ind. Chillers | Workpapers - Historical Program Data | System | Misc._Commercial | New_AC-Ret | TRUE | Chiller – High Efficiency: NR - 20 | Large Standard Performance Contract 0.7011 | kWh | 0.14 | 0 | 0 | 0.10697 | 1 | System | kW | 0.00013889 | [5 empty] | 20 | 70.11% | 100% | 0 | 0 | 0 | 0 | 0 |  |  |  | 0 | 0 | 0 | 0 | 0 | 0 | 0 | 0 | 0 | 0 | 0 | 0 | 0 | 0 | 0 | 0 | 0 | 0 | 0 | 0 | 0 | 0 | 0 | 0 | 0 | 0 | 0 | 0 | 0
Business Incentives & Services | Com. Indoor Lighting Sys. Mod. | Workpapers - Historical Program Data | System | Large_Office | IndoorLt | TRUE | Indoor or Outdoor Lighting System Modification: NR - 13.5 | Large Standard Performance Contract 0.7011 | kWh | 0.05 | 0 | 0 | 0.14418 | 1 | System | kW | 0.00014493 | [5 empty] | 13.5 | 70.11% | 0% | 278548.658 | 472489.4442 | 472489.4442 | 123799.4035 | 0 |  |  |  | 69637.1645 | 69637.1645 | 69637.1645 | 69637.1645 | 118122.3611 | 118122.3611 | 118122.3611 | 118122.3611 | 118122.3611 | 118122.3611 | 118122.3611 | 118122.3611 | 30949.8509 | 30949.8509 | 30949.8509 | 30949.8509 | 0 | 0 | 0 | 0 | 0 | 0 | 0 | 0 | 0 | 0 | 0 | 0 | 1347326.95
Business Incentives & Services | Com. Indoor Lighting Sys. Mod. | Workpapers - Historical Program Data | System | Small_Retail_Store | IndoorLt | TRUE | Indoor or Outdoor Lighting System Modification: NR - 13.5 | Large Standard Performance Contract 0.7011 | kWh | 0.05 | 0 | 0 | 0.14418 | 1 | System | kW | 0.00014493 | [5 empty] | 13.5 | 70.11% | 0% | 152052.0261 | 257918.9497 | 257918.9497 | 67578.6783 | 0 |  |  |  | 38013.0065 | 38013.0065 | 38013.0065 | 38013.0065 | 64479.7374 | 64479.7374 | 64479.7374 | 64479.7374 | 64479.7374 | 64479.7374 | 64479.7374 | 64479.7374 | 16894.6696 | 16894.6696 | 16894.6696 | 16894.6696 | 0 | 0 | 0 | 0 | 0 | 0 | 0 | 0 | 0 | 0 | 0 | 0 | 735468.6039
Business Incentives & Services | Com. Indoor Lighting Sys. Mod. | Workpapers - Historical Program Data | System | Large_Retail_Store | IndoorLt | TRUE | Indoor or Outdoor Lighting System Modification: NR - 13.5 | Large Standard Performance Contract 0.7011 | kWh | 0.05 | 0 | 0 | 0.14418 | 1 | System | kW | 0.00014493 | [5 empty] | 13.5 | 70.11% | 0% | 161010.9764 | 273115.6104 | 273115.6104 | 71560.434 | 0 |  |  |  | 40252.7441 | 40252.7441 | 40252.7441 | 40252.7441 | 68278.9026 | 68278.9026 | 68278.9026 | 68278.9026 | 68278.9026 | 68278.9026 | 68278.9026 | 68278.9026 | 17890.1085 | 17890.1085 | 17890.1085 | 17890.1085 | 0 | 0 | 0 | 0 | 0 | 0 | 0 | 0 | 0 | 0 | 0 | 0 | 778802.6312
Business Incentives & Services | Com. Indoor Lighting Sys. Mod. | Workpapers - Historical Program Data | System | Refrigerated_Warehouse | IndoorLt | TRUE | Indoor or Outdoor Lighting System Modification: NR - 13.5 | Large Standard Performance Contract 0.7011 | kWh | 0.05 | 0 | 0 | 0.14418 | 1 | System | kW | 0.00014493 | [5 empty] | 13.5 | 70.11% | 0% | 15126.5091 | 25658.4108 | 25658.4108 | 6722.8929 | 0 |  |  |  | 3781.6273 | 3781.6273 | 3781.6273 | 3781.6273 | 6414.6027 | 6414.6027 | 6414.6027 | 6414.6027 | 6414.6027 | 6414.6027 | 6414.6027 | 6414.6027 | 1680.7232 | 1680.7232 | 1680.7232 | 1680.7232 | 0 | 0 | 0 | 0 | 0 | 0 | 0 | 0 | 0 | 0 | 0 | 0 | 73166.2237
Business Incentives & Services | Com. Indoor Lighting Sys. Mod. | Workpapers - Historical Program Data | System | K_thru_12_School | IndoorLt | TRUE | Indoor or Outdoor Lighting System Modification: NR - 13.5 | Large Standard Performance Contract 0.7011 | kWh | 0.05 | 0 | 0 | 0.14418 | 1 | System | kW | 0.00014493 | [5 empty] | 13.5 | 70.11% | 0% | 18651.1548 | 31637.1072 | 31637.1072 | 8289.4021 | 0 |  |  |  | 4662.7887 | 4662.7887 | 4662.7887 | 4662.7887 | 7909.2768 | 7909.2768 | 7909.2768 | 7909.2768 | 7909.2768 | 7909.2768 | 7909.2768 | 7909.2768 | 2072.3505 | 2072.3505 | 2072.3505 | 2072.3505 | 0 | 0 | 0 | 0 | 0 | 0 | 0 | 0 | 0 | 0 | 0 | 0 | 90214.7714
Business Incentives & Services | Com. Indoor Lighting Sys. Mod. | Workpapers - Historical Program Data | System | Misc._Commercial | IndoorLt | TRUE | Indoor or Outdoor Lighting System Modification: NR - 13.5 | Large Standard Performance Contract 0.7011 | kWh | 0.05 | 0 | 0 | 0.14418 | 1 | System | kW | 0.00014493 | [5 empty] | 13.5 | 70.11% | 0% | 40480.8867 | 68665.8905 | 68665.8905 | 17991.5052 | 0 |  |  |  | 10120.2217 | 10120.2217 | 10120.2217 | 10120.2217 | 17166.4726 | 17166.4726 | 17166.4726 | 17166.4726 | 17166.4726 | 17166.4726 | 17166.4726 | 17166.4726 | 4497.8763 | 4497.8763 | 4497.8763 | 4497.8763 | 0 | 0 | 0 | 0 | 0 | 0 | 0 | 0 | 0 | 0 | 0 | 0 | 195804.1728
Business Incentives & Services | Com. Indoor Lighting Sys. Mod. | Workpapers - Historical Program Data | System | Hospital | IndoorLt | TRUE | Indoor or Outdoor Lighting System Modification: NR - 13.5 | Large Standard Performance Contract 0.7011 | kWh | 0.05 | 0 | 0 | 0.14418 | 1 | System | kW | 0.00014493 | [5 empty] | 13.5 | 70.11% | 0% | 12426.4889 | 21078.4891 | 21078.4891 | 5522.884 | 0 |  |  |  | 3106.6222 | 3106.6222 | 3106.6222 | 3106.6222 | 5269.6223 | 5269.6223 | 5269.6223 | 5269.6223 | 5269.6223 | 5269.6223 | 5269.6223 | 5269.6223 | 1380.721 | 1380.721 | 1380.721 | 1380.721 | 0 | 0 | 0 | 0 | 0 | 0 | 0 | 0 | 0 | 0 | 0 | 0 | 60106.3511
Business Incentives & Services | Com. Indoor Lighting Sys. Repl. | Workpapers - Historical Program Data | System | Small_Office | IndoorLt | TRUE | High Efficiency Lighting (HID): NR - 16 | Large Standard Performance Contract 0.7011 | kWh | 0.05 | 0 | 0 | 0.068618 | 1 | System | kW | 0.00014493 | [5 empty] | 16 | 70.11% | 0% | 406383.4423 | 689329.7861 | 689329.7861 | 180614.8633 | 0 |  |  |  | 101595.8606 | 101595.8606 | 101595.8606 | 101595.8606 | 172332.4465 | 172332.4465 | 172332.4465 | 172332.4465 | 172332.4465 | 172332.4465 | 172332.4465 | 172332.4465 | 45153.7158 | 45153.7158 | 45153.7158 | 45153.7158 | 0 | 0 | 0 | 0 | 0 | 0 | 0 | 0 | 0 | 0 | 0 | 0 | 1965657.8777
Business Incentives & Services | Com. Indoor Lighting Sys. Repl. | Workpapers - Historical Program Data | System | Large_Office | IndoorLt | TRUE | High Efficiency Lighting (HID): NR - 16 | Large Standard Performance Contract 0.7011 | kWh | 0.05 | 0 | 0 | 0.068618 | 1 | System | kW | 0.00014493 | [5 empty] | 16 | 70.11% | 0% | 1128325.3164 | 1913927.0157 | 1913927.0157 | 501477.9184 | 0 |  |  |  | 282081.3291 | 282081.3291 | 282081.3291 | 282081.3291 | 478481.7539 | 478481.7539 | 478481.7539 | 478481.7539 | 478481.7539 | 478481.7539 | 478481.7539 | 478481.7539 | 125369.4796 | 125369.4796 | 125369.4796 | 125369.4796 | 0 | 0 | 0 | 0 | 0 | 0 | 0 | 0 | 0 | 0 | 0 | 0 | 5457657.2663
Business Incentives & Services | Com. Indoor Lighting Sys. Repl. | Workpapers - Historical Program Data | System | Small_Retail_Store | IndoorLt | TRUE | High Efficiency Lighting (HID): NR - 16 | Large Standard Performance Contract 0.7011 | kWh | 0.05 | 0 | 0 | 0.068618 | 1 | System | kW | 0.00014493 | [5 empty] | 16 | 70.11% | 0% | 157953.8339 | 267929.9185 | 267929.9185 | 70201.704 | 0 |  |  |  | 39488.4585 | 39488.4585 | 39488.4585 | 39488.4585 | 66982.4796 | 66982.4796 | 66982.4796 | 66982.4796 | 66982.4796 | 66982.4796 | 66982.4796 | 66982.4796 | 17550.426 | 17550.426 | 17550.426 | 17550.426 | 0 | 0 | 0 | 0 | 0 | 0 | 0 | 0 | 0 | 0 | 0 | 0 | 764015.3748
Business Incentives & Services | Com. Indoor Lighting Sys. Repl. | Workpapers - Historical Program Data | System | Large_Retail_Store | IndoorLt | TRUE | High Efficiency Lighting (HID): NR - 16 | Large Standard Performance Contract 0.7011 | kWh | 0.05 | 0 | 0 | 0.068618 | 1 | System | kW | 0.00014493 | [5 empty] | 16 | 70.11% | 0% | 4387243.4631 | 7441881.9347 | 7441881.9347 | 1949885.9836 | 0 |  |  |  | 1096810.8658 | 1096810.8658 | 1096810.8658 | 1096810.8658 | 1860470.4837 | 1860470.4837 | 1860470.4837 | 1860470.4837 | 1860470.4837 | 1860470.4837 | 1860470.4837 | 1860470.4837 | 487471.4959 | 487471.4959 | 487471.4959 | 487471.4959 | 0 | 0 | 0 | 0 | 0 | 0 | 0 | 0 | 0 | 0 | 0 | 0 | 21220893.3161
Business Incentives & Services | Com. Indoor Lighting Sys. Repl. | Workpapers - Historical Program Data | System | Food_Store | IndoorLt | TRUE | High Efficiency Lighting (HID): NR - 16 | Large Standard Performance Contract 0.7011 | kWh | 0.05 | 0 | 0 | 0.068618 | 1 | System | kW | 0.00014493 | [5 empty] | 16 | 70.11% | 0% | 129606.9287 | 219846.3498 | 219846.3498 | 57603.0794 | 0 |  |  |  | 32401.7322 | 32401.7322 | 32401.7322 | 32401.7322 | 54961.5875 | 54961.5875 | 54961.5875 | 54961.5875 | 54961.5875 | 54961.5875 | 54961.5875 | 54961.5875 | 14400.7699 | 14400.7699 | 14400.7699 | 14400.7699 | 0 | 0 | 0 | 0 | 0 | 0 | 0 | 0 | 0 | 0 | 0 | 0 | 626902.7077
Business Incentives & Services | Com. Indoor Lighting Sys. Repl. | Workpapers - Historical Program Data | System | Restaurant | IndoorLt | TRUE | High Efficiency Lighting (HID): NR - 16 | Large Standard Performance Contract 0.7011 | kWh | 0.05 | 0 | 0 | 0.068618 | 1 | System | kW | 0.00014493 | [5 empty] | 16 | 70.11% | 0% | 12134.5132 | 20583.224 | 20583.224 | 5393.117 | 0 |  |  |  | 3033.6283 | 3033.6283 | 3033.6283 | 3033.6283 | 5145.806 | 5145.806 | 5145.806 | 5145.806 | 5145.806 | 5145.806 | 5145.806 | 5145.806 | 1348.2792 | 1348.2792 | 1348.2792 | 1348.2792 | 0 | 0 | 0 | 0 | 0 | 0 | 0 | 0 | 0 | 0 | 0 | 0 | 58694.0782
Business Incentives & Services | Com. Indoor Lighting Sys. Repl. | Workpapers - Historical Program Data | System | Refrigerated_Warehouse | IndoorLt | TRUE | High Efficiency Lighting (HID): NR - 16 | Large Standard Performance Contract 0.7011 | kWh | 0.05 | 0 | 0 | 0.068618 | 1 | System | kW | 0.00014493 | [5 empty] | 16 | 70.11% | 0% | 200549.6868 | 340183.33 | 340183.33 | 89133.1941 | 0 |  |  |  | 50137.4217 | 50137.4217 | 50137.4217 | 50137.4217 | 85045.8325 | 85045.8325 | 85045.8325 | 85045.8325 | 85045.8325 | 85045.8325 | 85045.8325 | 85045.8325 | 22283.2985 | 22283.2985 | 22283.2985 | 22283.2985 | 0 | 0 | 0 | 0 | 0 | 0 | 0 | 0 | 0 | 0 | 0 | 0 | 970049.541
Business Incentives & Services | Com. Indoor Lighting Sys. Repl. | Workpapers - Historical Program Data | System | Non-Refrig._Warehouse | IndoorLt | TRUE | High Efficiency Lighting (HID): NR - 16 | Large Standard Performance Contract 0.7011 | kWh | 0.05 | 0 | 0 | 0.068618 | 1 | System | kW | 0.00014493 | [5 empty] | 16 | 70.11% | 0% | 1781862.4452 | 3022492.381 | 3022492.381 | 791938.8645 | 0 |  |  |  | 445465.6113 | 445465.6113 | 445465.6113 | 445465.6113 | 755623.0952 | 755623.0952 | 755623.0952 | 755623.0952 | 755623.0952 | 755623.0952 | 755623.0952 | 755623.0952 | 197984.7161 | 197984.7161 | 197984.7161 | 197984.7161 | 0 | 0 | 0 | 0 | 0 | 0 | 0 | 0 | 0 | 0 | 0 | 0 | 8618786.0716
Business Incentives & Services | Com. Indoor Lighting Sys. Repl. | Workpapers - Historical Program Data | System | Hotel_Motel | IndoorLt | TRUE | High Efficiency Lighting (HID): NR - 16 | Large Standard Performance Contract 0.7011 | kWh | 0.05 | 0 | 0 | 0.068618 | 1 | System | kW | 0.00014493 | [5 empty] | 16 | 70.11% | 0% | 113575.494 | 192652.9548 | 192652.9548 | 50477.9973 | 0 |  |  |  | 28393.8735 | 28393.8735 | 28393.8735 | 28393.8735 | 48163.2387 | 48163.2387 | 48163.2387 | 48163.2387 | 48163.2387 | 48163.2387 | 48163.2387 | 48163.2387 | 12619.4993 | 12619.4993 | 12619.4993 | 12619.4993 | 0 | 0 | 0 | 0 | 0 | 0 | 0 | 0 | 0 | 0 | 0 | 0 | 549359.4009
Business Incentives & Services | Com. Indoor Lighting Sys. Repl. | Workpapers - Historical Program Data | System | Medical_Clinic | IndoorLt | TRUE | High Efficiency Lighting (HID): NR - 16 | Large Standard Performance Contract 0.7011 | kWh | 0.05 | 0 | 0 | 0.068618 | 1 | System | kW | 0.00014493 | [5 empty] | 16 | 70.11% | 0% | 58268.8307 | 98838.7725 | 98838.7725 | 25897.2581 | 0 |  |  |  | 14567.2077 | 14567.2077 | 14567.2077 | 14567.2077 | 24709.6931 | 24709.6931 | 24709.6931 | 24709.6931 | 24709.6931 | 24709.6931 | 24709.6931 | 24709.6931 | 6474.3145 | 6474.3145 | 6474.3145 | 6474.3145 | 0 | 0 | 0 | 0 | 0 | 0 | 0 | 0 | 0 | 0 | 0 | 0 | 281843.6338
Business Incentives & Services | Com. Indoor Lighting Sys. Repl. | Workpapers - Historical Program Data | System | K_thru_12_School | IndoorLt | TRUE | High Efficiency Lighting (HID): NR - 16 | Large Standard Performance Contract 0.7011 | kWh | 0.05 | 0 | 0 | 0.068618 | 1 | System | kW | 0.00014493 | [5 empty] | 16 | 70.11% | 0% | 109584.0597 | 185882.4662 | 185882.4662 | 48704.0266 | 0 |  |  |  | 27396.0149 | 27396.0149 | 27396.0149 | 27396.0149 | 46470.6165 | 46470.6165 | 46470.6165 | 46470.6165 | 46470.6165 | 46470.6165 | 46470.6165 | 46470.6165 | 12176.0066 | 12176.0066 | 12176.0066 | 12176.0066 | 0 | 0 | 0 | 0 | 0 | 0 | 0 | 0 | 0 | 0 | 0 | 0 | 530053.0186
Business Incentives & Services | Com. Indoor Lighting Sys. Repl. | Workpapers - Historical Program Data | System | College_University | IndoorLt | TRUE | High Efficiency Lighting (HID): NR - 16 | Large Standard Performance Contract 0.7011 | kWh | 0.05 | 0 | 0 | 0.068618 | 1 | System | kW | 0.00014493 | [5 empty] | 16 | 70.11% | 0% | 286111.9515 | 485318.7158 | 485318.7158 | 127160.8673 | 0 |  |  |  | 71527.9879 | 71527.9879 | 71527.9879 | 71527.9879 | 121329.6789 | 121329.6789 | 121329.6789 | 121329.6789 | 121329.6789 | 121329.6789 | 121329.6789 | 121329.6789 | 31790.2168 | 31790.2168 | 31790.2168 | 31790.2168 | 0 | 0 | 0 | 0 | 0 | 0 | 0 | 0 | 0 | 0 | 0 | 0 | 1383910.2504
Business Incentives & Services | Com. Indoor Lighting Sys. Repl. | Workpapers - Historical Program Data | System | Misc._Commercial | IndoorLt | TRUE | High Efficiency Lighting (HID): NR - 16 | Large Standard Performance Contract 0.7011 | kWh | 0.05 | 0 | 0 | 0.068618 | 1 | System | kW | 0.00014493 | [5 empty] | 16 | 70.11% | 0% | 2665087.1338 | 4520666.3278 | 4520666.3278 | 1184483.1706 | 0 |  |  |  | 666271.7835 | 666271.7835 | 666271.7835 | 666271.7835 | 1130166.5819 | 1130166.5819 | 1130166.5819 | 1130166.5819 | 1130166.5819 | 1130166.5819 | 1130166.5819 | 1130166.5819 | 296120.7926 | 296120.7926 | 296120.7926 | 296120.7926 | 0 | 0 | 0 | 0 | 0 | 0 | 0 | 0 | 0 | 0 | 0 | 0 | 12890902.96
Business Incentives & Services | Com. Indoor Lighting Sys. Repl. | Workpapers - Historical Program Data | System | Hospital | IndoorLt | TRUE | High Efficiency Lighting (HID): NR - 16 | Large Standard Performance Contract 0.7011 | kWh | 0.05 | 0 | 0 | 0.068618 | 1 | System | kW | 0.00014493 | [5 empty] | 16 | 70.11% | 0% | 299867.3006 | 508651.2899 | 508651.2899 | 133274.3558 | 0 |  |  |  | 74966.8251 | 74966.8251 | 74966.8251 | 74966.8251 | 127162.8225 | 127162.8225 | 127162.8225 | 127162.8225 | 127162.8225 | 127162.8225 | 127162.8225 | 127162.8225 | 33318.589 | 33318.589 | 33318.589 | 33318.589 | 0 | 0 | 0 | 0 | 0 | 0 | 0 | 0 | 0 | 0 | 0 | 0 | 1450444.2363
Business Incentives & Services | Com. Outdoor Lighting | Workpapers - Historical Program Data | System | Misc._Commercial | Outdoor Lt | TRUE | Indoor or Outdoor Lighting System Modification: NR - 13.5 | Large Standard Performance Contract 0.7011 | kWh | 0.05 | 0 | 0 | 0.068618 | 1 | System | kW | 0.00014493 | [5 empty] | 13.5 | 70.11% | 0% | 385865.775 | 654526.5984 | 654526.5984 | 171495.9 | 0 |  |  |  | 96466.4438 | 96466.4438 | 96466.4438 | 96466.4438 | 163631.6496 | 163631.6496 | 163631.6496 | 163631.6496 | 163631.6496 | 163631.6496 | 163631.6496 | 163631.6496 | 42873.975 | 42873.975 | 42873.975 | 42873.975 | 0 | 0 | 0 | 0 | 0 | 0 | 0 | 0 | 0 | 0 | 0 | 0 | 1866414.8718
Business Incentives & Services | Com. Lighting Controls | Workpapers - Historical Program Data | System | Small_Office | IndoorLt | TRUE | Lighting Controls: NR - 16 | Large Standard Performance Contract 0.7011 | kWh | 0.05 | 0 | 0 | 0.14418 | 1 | System | kW | 0.00014493 | [5 empty] | 16 | 70.11% | 0% | 200661.144 | 340372.3899 | 340372.3899 | 89182.7307 | 0 |  |  |  | 50165.286 | 50165.286 | 50165.286 | 50165.286 | 85093.0975 | 85093.0975 | 85093.0975 | 85093.0975 | 85093.0975 | 85093.0975 | 85093.0975 | 85093.0975 | 22295.6827 | 22295.6827 | 22295.6827 | 22295.6827 | 0 | 0 | 0 | 0 | 0 | 0 | 0 | 0 | 0 | 0 | 0 | 0 | 970588.6546
Business Incentives & Services | Com. Lighting Controls | Workpapers - Historical Program Data | System | Large_Office | IndoorLt | TRUE | Lighting Controls: NR - 16 | Large Standard Performance Contract 0.7011 | kWh | 0.05 | 0 | 0 | 0.14418 | 1 | System | kW | 0.00014493 | [5 empty] | 16 | 70.11% | 0% | 658933.6426 | 1117719.2267 | 1117719.2267 | 292859.3967 | 0 |  |  |  | 164733.4106 | 164733.4106 | 164733.4106 | 164733.4106 | 279429.8067 | 279429.8067 | 279429.8067 | 279429.8067 | 279429.8067 | 279429.8067 | 279429.8067 | 279429.8067 | 73214.8492 | 73214.8492 | 73214.8492 | 73214.8492 | 0 | 0 | 0 | 0 | 0 | 0 | 0 | 0 | 0 | 0 | 0 | 0 | 3187231.4926
Business Incentives & Services | Com. Lighting Controls | Workpapers - Historical Program Data | System | Small_Retail_Store | IndoorLt | TRUE | Lighting Controls: NR - 16 | Large Standard Performance Contract 0.7011 | kWh | 0.05 | 0 | 0 | 0.14418 | 1 | System | kW | 0.00014493 | [5 empty] | 16 | 70.11% | 0% | 149910.6482 | 254286.6276 | 254286.6276 | 66626.9548 | 0 |  |  |  | 37477.662 | 37477.662 | 37477.662 | 37477.662 | 63571.6569 | 63571.6569 | 63571.6569 | 63571.6569 | 63571.6569 | 63571.6569 | 63571.6569 | 63571.6569 | 16656.7387 | 16656.7387 | 16656.7387 | 16656.7387 | 0 | 0 | 0 | 0 | 0 | 0 | 0 | 0 | 0 | 0 | 0 | 0 | 725110.8581
Business Incentives & Services | Com. Lighting Controls | Workpapers - Historical Program Data | System | Large_Retail_Store | IndoorLt | TRUE | Lighting Controls: NR - 16 | Large Standard Performance Contract 0.7011 | kWh | 0.05 | 0 | 0 | 0.14418 | 1 | System | kW | 0.00014493 | [5 empty] | 16 | 70.11% | 0% | 466482.1485 | 791272.4933 | 791272.4933 | 207325.3993 | 0 |  |  |  | 116620.5371 | 116620.5371 | 116620.5371 | 116620.5371 | 197818.1233 | 197818.1233 | 197818.1233 | 197818.1233 | 197818.1233 | 197818.1233 | 197818.1233 | 197818.1233 | 51831.3498 | 51831.3498 | 51831.3498 | 51831.3498 | 0 | 0 | 0 | 0 | 0 | 0 | 0 | 0 | 0 | 0 | 0 | 0 | 2256352.5344
Business Incentives & Services | Com. Lighting Controls | Workpapers - Historical Program Data | System | Food_Store | IndoorLt | TRUE | Lighting Controls: NR - 16 | Large Standard Performance Contract 0.7011 | kWh | 0.05 | 0 | 0 | 0.14418 | 1 | System | kW | 0.00014493 | [5 empty] | 16 | 70.11% | 0% | 194909.5054 | 330616.1463 | 330616.1463 | 86626.4468 | 0 |  |  |  | 48727.3763 | 48727.3763 | 48727.3763 | 48727.3763 | 82654.0366 | 82654.0366 | 82654.0366 | 82654.0366 | 82654.0366 | 82654.0366 | 82654.0366 | 82654.0366 | 21656.6117 | 21656.6117 | 21656.6117 | 21656.6117 | 0 | 0 | 0 | 0 | 0 | 0 | 0 | 0 | 0 | 0 | 0 | 0 | 942768.2448
Business Incentives & Services | Com. Lighting Controls | Workpapers - Historical Program Data | System | Restaurant | IndoorLt | TRUE | Lighting Controls: NR - 16 | Large Standard Performance Contract 0.7011 | kWh | 0.05 | 0 | 0 | 0.14418 | 1 | System | kW | 0.00014493 | [5 empty] | 16 | 70.11% | 0% | 11393.1617 | 19325.7031 | 19325.7031 | 5063.6274 | 0 |  |  |  | 2848.2904 | 2848.2904 | 2848.2904 | 2848.2904 | 4831.4258 | 4831.4258 | 4831.4258 | 4831.4258 | 4831.4258 | 4831.4258 | 4831.4258 | 4831.4258 | 1265.9069 | 1265.9069 | 1265.9069 | 1265.9069 | 0 | 0 | 0 | 0 | 0 | 0 | 0 | 0 | 0 | 0 | 0 | 0 | 55108.1953
Business Incentives & Services | Com. Lighting Controls | Workpapers - Historical Program Data | System | Refrigerated_Warehouse | IndoorLt | TRUE | Lighting Controls: NR - 16 | Large Standard Performance Contract 0.7011 | kWh | 0.05 | 0 | 0 | 0.14418 | 1 | System | kW | 0.00014493 | [5 empty] | 16 | 70.11% | 0% | 89685.0082 | 152128.6083 | 152128.6083 | 39860.0036 | 0 |  |  |  | 22421.252 | 22421.252 | 22421.252 | 22421.252 | 38032.1521 | 38032.1521 | 38032.1521 | 38032.1521 | 38032.1521 | 38032.1521 | 38032.1521 | 38032.1521 | 9965.0009 | 9965.0009 | 9965.0009 | 9965.0009 | 0 | 0 | 0 | 0 | 0 | 0 | 0 | 0 | 0 | 0 | 0 | 0 | 433802.2284
Business Incentives & Services | Com. Lighting Controls | Workpapers - Historical Program Data | System | Non-Refrig._Warehouse | IndoorLt | TRUE | Lighting Controls: NR - 16 | Large Standard Performance Contract 0.7011 | kWh | 0.05 | 0 | 0 | 0.14418 | 1 | System | kW | 0.00014493 | [5 empty] | 16 | 70.11% | 0% | 485474.0319 | 823487.5631 | 823487.5631 | 215766.2364 | 0 |  |  |  | 121368.508 | 121368.508 | 121368.508 | 121368.508 | 205871.8908 | 205871.8908 | 205871.8908 | 205871.8908 | 205871.8908 | 205871.8908 | 205871.8908 | 205871.8908 | 53941.5591 | 53941.5591 | 53941.5591 | 53941.5591 | 0 | 0 | 0 | 0 | 0 | 0 | 0 | 0 | 0 | 0 | 0 | 0 | 2348215.3945
Business Incentives & Services | Com. Lighting Controls | Workpapers - Historical Program Data | System | Hotel_Motel | IndoorLt | TRUE | Lighting Controls: NR - 16 | Large Standard Performance Contract 0.7011 | kWh | 0.05 | 0 | 0 | 0.14418 | 1 | System | kW | 0.00014493 | [5 empty] | 16 | 70.11% | 0% | 37041.749 | 62832.2373 | 62832.2373 | 16462.9995 | 0 |  |  |  | 9260.4372 | 9260.4372 | 9260.4372 | 9260.4372 | 15708.0593 | 15708.0593 | 15708.0593 | 15708.0593 | 15708.0593 | 15708.0593 | 15708.0593 | 15708.0593 | 4115.7499 | 4115.7499 | 4115.7499 | 4115.7499 | 0 | 0 | 0 | 0 | 0 | 0 | 0 | 0 | 0 | 0 | 0 | 0 | 179169.2232
Business Incentives & Services | Com. Lighting Controls | Workpapers - Historical Program Data | System | K_thru_12_School | IndoorLt | TRUE | Lighting Controls: NR - 16 | Large Standard Performance Contract 0.7011 | kWh | 0.05 | 0 | 0 | 0.14418 | 1 | System | kW | 0.00014493 | [5 empty] | 16 | 70.11% | 0% | 12205.752 | 20704.063 | 20704.063 | 5424.7787 | 0 |  |  |  | 3051.438 | 3051.438 | 3051.438 | 3051.438 | 5176.0158 | 5176.0158 | 5176.0158 | 5176.0158 | 5176.0158 | 5176.0158 | 5176.0158 | 5176.0158 | 1356.1947 | 1356.1947 | 1356.1947 | 1356.1947 | 0 | 0 | 0 | 0 | 0 | 0 | 0 | 0 | 0 | 0 | 0 | 0 | 59038.6567
Business Incentives & Services | Com. Lighting Controls | Workpapers - Historical Program Data | System | College_University | IndoorLt | TRUE | Lighting Controls: NR - 16 | Large Standard Performance Contract 0.7011 | kWh | 0.05 | 0 | 0 | 0.14418 | 1 | System | kW | 0.00014493 | [5 empty] | 16 | 70.11% | 0% | 108611.7136 | 184233.1195 | 184233.1195 | 48271.8727 | 0 |  |  |  | 27152.9284 | 27152.9284 | 27152.9284 | 27152.9284 | 46058.2799 | 46058.2799 | 46058.2799 | 46058.2799 | 46058.2799 | 46058.2799 | 46058.2799 | 46058.2799 | 12067.9682 | 12067.9682 | 12067.9682 | 12067.9682 | 0 | 0 | 0 | 0 | 0 | 0 | 0 | 0 | 0 | 0 | 0 | 0 | 525349.8253
Business Incentives & Services | Com. Lighting Controls | Workpapers - Historical Program Data | System | Misc._Commercial | IndoorLt | TRUE | Lighting Controls: NR - 16 | Large Standard Performance Contract 0.7011 | kWh | 0.05 | 0 | 0 | 0.14418 | 1 | System | kW | 0.00014493 | [5 empty] | 16 | 70.11% | 0% | 691135.5029 | 1172341.7806 | 1172341.7806 | 307171.3346 | 0 |  |  |  | 172783.8757 | 172783.8757 | 172783.8757 | 172783.8757 | 293085.4451 | 293085.4451 | 293085.4451 | 293085.4451 | 293085.4451 | 293085.4451 | 293085.4451 | 293085.4451 | 76792.8337 | 76792.8337 | 76792.8337 | 76792.8337 | 0 | 0 | 0 | 0 | 0 | 0 | 0 | 0 | 0 | 0 | 0 | 0 | 3342990.3987
Business Incentives & Services | Com. Lighting Controls | Workpapers - Historical Program Data | System | Industrial | IndoorLt | TRUE | Lighting Controls: NR - 16 | Large Standard Performance Contract 0.7011 | kWh | 0.05 | 0 | 0 | 0.14418 | 1 | System | kW | 0.00014493 | [5 empty] | 16 | 70.11% | 0% | 0 | 0 | 0 | 0 | 0 |  |  |  | 0 | 0 | 0 | 0 | 0 | 0 | 0 | 0 | 0 | 0 | 0 | 0 | 0 | 0 | 0 | 0 | 0 | 0 | 0 | 0 | 0 | 0 | 0 | 0 | 0 | 0 | 0 | 0 | 0
Business Incentives & Services | Com. Lighting Controls | Workpapers - Historical Program Data | System | Hospital | IndoorLt | TRUE | Lighting Controls: NR - 16 | Large Standard Performance Contract 0.7011 | kWh | 0.05 | 0 | 0 | 0.14418 | 1 | System | kW | 0.00014493 | [5 empty] | 16 | 70.11% | 0% | 137953.167 | 234003.6951 | 234003.6951 | 61312.5187 | 0 |  |  |  | 34488.2918 | 34488.2918 | 34488.2918 | 34488.2918 | 58500.9238 | 58500.9238 | 58500.9238 | 58500.9238 | 58500.9238 | 58500.9238 | 58500.9238 | 58500.9238 | 15328.1297 | 15328.1297 | 15328.1297 | 15328.1297 | 0 | 0 | 0 | 0 | 0 | 0 | 0 | 0 | 0 | 0 | 0 | 0 | 667273.0759
Business Incentives & Services | Ind. Indoor Lighting Sys. Mod. | Workpapers - Historical Program Data | System | Misc._Commercial | Commercial Whole Building | TRUE | Indoor or Outdoor Lighting System Modification: NR - 13.5 | Large Standard Performance Contract 0.7011 | kWh | 0.05 | 0 | 0 | 0.14418 | 1 | System | kW | 0.00014493 | [5 empty] | 13.5 | 70.11% | 0% | 0 | 0 | 0 | [5 empty] | 0 | 0 | 0 | 0 | 0 | 0 | 0 | 0 | 0 | 0 | 0 | 0 | 0 | 0 | 0 | 0 | 0 | 0 | 0 | 0 | 0 | 0 | 0 | 0 | 0 | 0 | 0 | 0 | 0
Business Incentives & Services | Ind. Indoor Lighting Sys. Repl. | Workpapers - Historical Program Data | System | Misc._Commercial | Commercial Whole Building | TRUE | High Output T5 Fixture: NR - 16 | Large Standard Performance Contract 0.7011 | kWh | 0.05 | 0 | 0 | 0.068618 | 1 | System | kW | 0.00014493 | [5 empty] | 16 | 70.11% | 0% | 0 | 0 | 0 | [5 empty] | 0 | 0 | 0 | 0 | 0 | 0 | 0 | 0 | 0 | 0 | 0 | 0 | 0 | 0 | 0 | 0 | 0 | 0 | 0 | 0 | 0 | 0 | 0 | 0 | 0 | 0 | 0 | 0 | 0
Business Incentives & Services | Ind. Outdoor Lighting Sys. Mod. | Workpapers - Historical Program Data | System | Misc._Commercial | Commercial Whole Building | TRUE | Indoor or Outdoor Lighting System Modification: NR - 13.5 | Large Standard Performance Contract 0.7011 | kWh | 0.05 | 0 | 0 | 0.14418 | 1 | System | kW | 0.00014493 | [5 empty] | 13.5 | 70.11% | 0% | 0 | 0 | 0 | [5 empty] | 0 | 0 | 0 | 0 | 0 | 0 | 0 | 0 | 0 | 0 | 0 | 0 | 0 | 0 | 0 | 0 | 0 | 0 | 0 | 0 | 0 | 0 | 0 | 0 | 0 | 0 | 0 | 0 | 0
Business Incentives & Services | Ind. Outdoor Lighting Sys. Repl. | Workpapers - Historical Program Data | System | Misc._Commercial | Commercial Whole Building | TRUE | High Efficiency Lighting (HID): NR - 16 | Large Standard Performance Contract 0.7011 | kWh | 0.05 | 0 | 0 | 0.068618 | 1 | System | kW | 0.00014493 | [5 empty] | 16 | 70.11% | 0% | 0 | 0 | 0 | [5 empty] | 0 | 0 | 0 | 0 | 0 | 0 | 0 | 0 | 0 | 0 | 0 | 0 | 0 | 0 | 0 | 0 | 0 | 0 | 0 | 0 | 0 | 0 | 0 | 0 | 0 | 0 | 0 | 0 | 0
Business Incentives & Services | Ind. LED Lamps | Workpapers - Historical Program Data | System | Small_Office | IndoorLt | TRUE | Exit Sign – CF Hardware Kit/LED/ Electro-Luminescent: NR - 16 | Large Standard Performance Contract 0.7011 | kWh | 0.05 | 0 | 0 | 0.068618 | 1 | System | kW | 0.00014493 | [5 empty] | 16 | 70.11% | 0% | 13518.675 | 22931.1147 | 22931.1147 | 6008.3 | 0 |  |  |  | 3379.6687 | 3379.6687 | 3379.6687 | 3379.6687 | 5732.7787 | 5732.7787 | 5732.7787 | 5732.7787 | 5732.7787 | 5732.7787 | 5732.7787 | 5732.7787 | 1502.075 | 1502.075 | 1502.075 | 1502.075 | 0 | 0 | 0 | 0 | 0 | 0 | 0 | 0 | 0 | 0 | 0 | 0 | 65389.2045
Business Incentives & Services | Ind. LED Lamps | Workpapers - Historical Program Data | System | Large_Office | IndoorLt | TRUE | Exit Sign – CF Hardware Kit/LED/ Electro-Luminescent: NR - 16 | Large Standard Performance Contract 0.7011 | kWh | 0.05 | 0 | 0 | 0.068618 | 1 | System | kW | 0.00014493 | [5 empty] | 16 | 70.11% | 0% | 76368.15 | 129539.8262 | 129539.8262 | 33941.4 | 0 |  |  |  | 19092.0375 | 19092.0375 | 19092.0375 | 19092.0375 | 32384.9566 | 32384.9566 | 32384.9566 | 32384.9566 | 32384.9566 | 32384.9566 | 32384.9566 | 32384.9566 | 8485.35 | 8485.35 | 8485.35 | 8485.35 | 0 | 0 | 0 | 0 | 0 | 0 | 0 | 0 | 0 | 0 | 0 | 0 | 369389.2025
Business Incentives & Services | Ind. LED Lamps | Workpapers - Historical Program Data | System | Large_Retail_Store | IndoorLt | TRUE | Exit Sign – CF Hardware Kit/LED/ Electro-Luminescent: NR - 16 | Large Standard Performance Contract 0.7011 | kWh | 0.05 | 0 | 0 | 0.068618 | 1 | System | kW | 0.00014493 | [5 empty] | 16 | 70.11% | 0% | 18103.95 | 30708.9086 | 30708.9086 | 8046.2 | 0 |  |  |  | 4525.9875 | 4525.9875 | 4525.9875 | 4525.9875 | 7677.2271 | 7677.2271 | 7677.2271 | 7677.2271 | 7677.2271 | 7677.2271 | 7677.2271 | 7677.2271 | 2011.55 | 2011.55 | 2011.55 | 2011.55 | 0 | 0 | 0 | 0 | 0 | 0 | 0 | 0 | 0 | 0 | 0 | 0 | 87567.9672
Business Incentives & Services | Ind. LED Lamps | Workpapers - Historical Program Data | System | Refrigerated_Warehouse | IndoorLt | TRUE | Exit Sign – CF Hardware Kit/LED/ Electro-Luminescent: NR - 16 | Large Standard Performance Contract 0.7011 | kWh | 0.05 | 0 | 0 | 0.068618 | 1 | System | kW | 0.00014493 | [5 empty] | 16 | 70.11% | 0% | 948.6 | 1609.0671 | 1609.0671 | 421.6 | 0 |  |  |  | 237.15 | 237.15 | 237.15 | 237.15 | 402.2668 | 402.2668 | 402.2668 | 402.2668 | 402.2668 | 402.2668 | 402.2668 | 402.2668 | 105.4 | 105.4 | 105.4 | 105.4 | 0 | 0 | 0 | 0 | 0 | 0 | 0 | 0 | 0 | 0 | 0 | 0 | 4588.3342
Business Incentives & Services | Ind. LED Lamps | Workpapers - Historical Program Data | System | Non-Refrig._Warehouse | IndoorLt | TRUE | Exit Sign – CF Hardware Kit/LED/ Electro-Luminescent: NR - 16 | Large Standard Performance Contract 0.7011 | kWh | 0.05 | 0 | 0 | 0.068618 | 1 | System | kW | 0.00014493 | [5 empty] | 16 | 70.11% | 0% | 25772.175 | 43716.1706 | 43716.1706 | 11454.3 | 0 |  |  |  | 6443.0437 | 6443.0437 | 6443.0437 | 6443.0437 | 10929.0426 | 10929.0426 | 10929.0426 | 10929.0426 | 10929.0426 | 10929.0426 | 10929.0426 | 10929.0426 | 2863.575 | 2863.575 | 2863.575 | 2863.575 | 0 | 0 | 0 | 0 | 0 | 0 | 0 | 0 | 0 | 0 | 0 | 0 | 124658.8161
Business Incentives & Services | Ind. LED Lamps | Workpapers - Historical Program Data | System | Hotel_Motel | IndoorLt | TRUE | Exit Sign – CF Hardware Kit/LED/ Electro-Luminescent: NR - 16 | Large Standard Performance Contract 0.7011 | kWh | 0.05 | 0 | 0 | 0.068618 | 1 | System | kW | 0.00014493 | [5 empty] | 16 | 70.11% | 0% | 22451.625 | 38083.6723 | 38083.6723 | 9978.5 | 0 |  |  |  | 5612.9062 | 5612.9062 | 5612.9062 | 5612.9062 | 9520.9181 | 9520.9181 | 9520.9181 | 9520.9181 | 9520.9181 | 9520.9181 | 9520.9181 | 9520.9181 | 2494.625 | 2494.625 | 2494.625 | 2494.625 | 0 | 0 | 0 | 0 | 0 | 0 | 0 | 0 | 0 | 0 | 0 | 0 | 108597.4697
Business Incentives & Services | Ind. LED Lamps | Workpapers - Historical Program Data | System | Medical_Clinic | IndoorLt | TRUE | Exit Sign – CF Hardware Kit/LED/ Electro-Luminescent: NR - 16 | Large Standard Performance Contract 0.7011 | kWh | 0.05 | 0 | 0 | 0.068618 | 1 | System | kW | 0.00014493 | [5 empty] | 16 | 70.11% | 0% | 3399.3 | 5766.0783 | 5766.0783 | 1510.8 | 0 |  |  |  | 849.825 | 849.825 | 849.825 | 849.825 | 1441.5196 | 1441.5196 | 1441.5196 | 1441.5196 | 1441.5196 | 1441.5196 | 1441.5196 | 1441.5196 | 377.7 | 377.7 | 377.7 | 377.7 | 0 | 0 | 0 | 0 | 0 | 0 | 0 | 0 | 0 | 0 | 0 | 0 | 16442.2566
Business Incentives & Services | Ind. LED Lamps | Workpapers - Historical Program Data | System | K_thru_12_School | IndoorLt | TRUE | Exit Sign – CF Hardware Kit/LED/ Electro-Luminescent: NR - 16 | Large Standard Performance Contract 0.7011 | kWh | 0.05 | 0 | 0 | 0.068618 | 1 | System | kW | 0.00014493 | [5 empty] | 16 | 70.11% | 0% | 4032 | 6839.2986 | 6839.2986 | 1792 | 0 |  |  |  | 1008 | 1008 | 1008 | 1008 | 1709.8246 | 1709.8246 | 1709.8246 | 1709.8246 | 1709.8246 | 1709.8246 | 1709.8246 | 1709.8246 | 448 | 448 | 448 | 448 | 0 | 0 | 0 | 0 | 0 | 0 | 0 | 0 | 0 | 0 | 0 | 0 | 19502.5971
Business Incentives & Services | Ind. LED Lamps | Workpapers - Historical Program Data | System | College_University | IndoorLt | TRUE | Exit Sign – CF Hardware Kit/LED/ Electro-Luminescent: NR - 16 | Large Standard Performance Contract 0.7011 | kWh | 0.05 | 0 | 0 | 0.068618 | 1 | System | kW | 0.00014493 | [5 empty] | 16 | 70.11% | 0% | 16285.5 | 27624.3544 | 27624.3544 | 7238 | 0 |  |  |  | 4071.375 | 4071.375 | 4071.375 | 4071.375 | 6906.0886 | 6906.0886 | 6906.0886 | 6906.0886 | 6906.0886 | 6906.0886 | 6906.0886 | 6906.0886 | 1809.5 | 1809.5 | 1809.5 | 1809.5 | 0 | 0 | 0 | 0 | 0 | 0 | 0 | 0 | 0 | 0 | 0 | 0 | 78772.2088
Business Incentives & Services | Ind. LED Lamps | Workpapers - Historical Program Data | System | Misc._Commercial | IndoorLt | TRUE | Exit Sign – CF Hardware Kit/LED/ Electro-Luminescent: NR - 16 | Large Standard Performance Contract 0.7011 | kWh | 0.05 | 0 | 0 | 0.068618 | 1 | System | kW | 0.00014493 | [5 empty] | 16 | 70.11% | 0% | 2371.725 | 4023.0495 | 4023.0495 | 1054.1 | 0 |  |  |  | 592.9312 | 592.9312 | 592.9312 | 592.9312 | 1005.7624 | 1005.7624 | 1005.7624 | 1005.7624 | 1005.7624 | 1005.7624 | 1005.7624 | 1005.7624 | 263.525 | 263.525 | 263.525 | 263.525 | 0 | 0 | 0 | 0 | 0 | 0 | 0 | 0 | 0 | 0 | 0 | 0 | 11471.9239
Business Incentives & Services | Ind. LED Lamps | Workpapers - Historical Program Data | System | Industrial | IndoorLt | TRUE | Exit Sign – CF Hardware Kit/LED/ Electro-Luminescent: NR - 16 | Large Standard Performance Contract 0.7011 | kWh | 0.05 | 0 | 0 | 0.068618 | 1 | System | kW | 0.00014493 | [5 empty] | 16 | 70.11% | 0% | 0 | 0 | 0 | 0 | 0 |  |  |  | 0 | 0 | 0 | 0 | 0 | 0 | 0 | 0 | 0 | 0 | 0 | 0 | 0 | 0 | 0 | 0 | 0 | 0 | 0 | 0 | 0 | 0 | 0 | 0 | 0 | 0 | 0 | 0 | 0
Business Incentives & Services | Ind. LED Lamps | Workpapers - Historical Program Data | System | Hospital | IndoorLt | TRUE | Exit Sign – CF Hardware Kit/LED/ Electro-Luminescent: NR - 16 | Large Standard Performance Contract 0.7011 | kWh | 0.05 | 0 | 0 | 0.068618 | 1 | System | kW | 0.00014493 | [5 empty] | 16 | 70.11% | 0% | 7905.6 | 13409.9104 | 13409.9104 | 3513.6 | 0 |  |  |  | 1976.4 | 1976.4 | 1976.4 | 1976.4 | 3352.4776 | 3352.4776 | 3352.4776 | 3352.4776 | 3352.4776 | 3352.4776 | 3352.4776 | 3352.4776 | 878.4 | 878.4 | 878.4 | 878.4 | 0 | 0 | 0 | 0 | 0 | 0 | 0 | 0 | 0 | 0 | 0 | 0 | 38239.0208
Business Incentives & Services | Com. Customized - Process | Workpapers - Historical Program Data | 10 | Industrial | Industrial | TRUE | Plastic extusion equipment: Ind - 15 | Large Standard Performance Contract 0.7011 | kWh | 0.08 | 0 | 0 | 0.22 | 1 | System | kW | 0.00012658 | [5 empty] | 15 | 70.11% | 0% | 577803.5281 | 980101.8962 | 980101.8962 | 770404.7041 | 770404.7041 |  |  |  | 144450.882 | 144450.882 | 144450.882 | 144450.882 | 245025.474 | 245025.474 | 245025.474 | 245025.474 | 245025.474 | 245025.474 | 245025.474 | 245025.474 | 192601.176 | 192601.176 | 192601.176 | 192601.176 | 192601.176 | 192601.176 | 192601.176 | 192601.176 | 0 | 0 | 0 | 0 | 0 | 0 | 0 | 0 | 4078816.7285
Business Incentives & Services | Com. Customized - Process | Workpapers - Historical Program Data | 10 | Industrial | Industrial | TRUE | Custom Measures – SPC: NR - 15 | Large Standard Performance Contract 0.7011 | kWh | 0.08 | 0 | 0 | 0.22 | 1 | System | kW | 0.00012658 | [5 empty] | 15 | 70.11% | 0% | 776923.444 | 1317859.9709 | 1317859.9709 | 1035897.9254 | 1035897.9254 |  |  |  | 194230.861 | 194230.861 | 194230.861 | 194230.861 | 329464.9927 | 329464.9927 | 329464.9927 | 329464.9927 | 329464.9927 | 329464.9927 | 329464.9927 | 329464.9927 | 258974.4813 | 258974.4813 | 258974.4813 | 258974.4813 | 258974.4813 | 258974.4813 | 258974.4813 | 258974.4813 | 0 | 0 | 0 | 0 | 0 | 0 | 0 | 0 | 5484439.2366
Business Incentives & Services | Com. Customized - Process | Workpapers - Historical Program Data | 10 | Industrial | Industrial | TRUE | Custom Measures – SPC: NR - 15 | Large Standard Performance Contract 0.7011 | kWh | 0.08 | 0 | 0 | 0.22 | 1 | System | kW | 0.00012658 | [5 empty] | 15 | 70.11% | 0% | 903148.5577 | 1531969.9015 | 1531969.9015 | 1204198.077 | 1204198.077 |  |  |  | 225787.1394 | 225787.1394 | 225787.1394 | 225787.1394 | 382992.4754 | 382992.4754 | 382992.4754 | 382992.4754 | 382992.4754 | 382992.4754 | 382992.4754 | 382992.4754 | 301049.5192 | 301049.5192 | 301049.5192 | 301049.5192 | 301049.5192 | 301049.5192 | 301049.5192 | 301049.5192 | 0 | 0 | 0 | 0 | 0 | 0 | 0 | 0 | 6375484.5146
Business Incentives & Services | Com. Customized - Process | Workpapers - Historical Program Data | 10 | Industrial | Industrial | TRUE | Custom Measures – SPC: NR - 15 | Large Standard Performance Contract 0.7011 | kWh | 0.08 | 0 | 0 | 0.22 | 1 | System | kW | 0.00012658 | [5 empty] | 15 | 70.11% | 0% | 110217.1585 | 186956.3628 | 186956.3628 | 146956.2113 | 146956.2113 |  |  |  | 27554.2896 | 27554.2896 | 27554.2896 | 27554.2896 | 46739.0907 | 46739.0907 | 46739.0907 | 46739.0907 | 46739.0907 | 46739.0907 | 46739.0907 | 46739.0907 | 36739.0528 | 36739.0528 | 36739.0528 | 36739.0528 | 36739.0528 | 36739.0528 | 36739.0528 | 36739.0528 | 0 | 0 | 0 | 0 | 0 | 0 | 0 | 0 | 778042.3066
Business Incentives & Services | Com. Customized - Process | Workpapers - Historical Program Data | 10 | Industrial | Industrial | TRUE | Custom Measures – SPC: NR - 15 | Large Standard Performance Contract 0.7011 | kWh | 0.08 | 0 | 0 | 0.22 | 1 | System | kW | 0.00012658 | [5 empty] | 15 | 70.11% | 0% | 654791.3003 | 1110692.7595 | 1110692.7595 | 873055.0671 | 873055.0671 |  |  |  | 163697.8251 | 163697.8251 | 163697.8251 | 163697.8251 | 277673.1899 | 277673.1899 | 277673.1899 | 277673.1899 | 277673.1899 | 277673.1899 | 277673.1899 | 277673.1899 | 218263.7668 | 218263.7668 | 218263.7668 | 218263.7668 | 218263.7668 | 218263.7668 | 218263.7668 | 218263.7668 | 0 | 0 | 0 | 0 | 0 | 0 | 0 | 0 | 4622286.9534
Business Incentives & Services | Com. Customized - Process | Workpapers - Historical Program Data | 10 | Industrial | Industrial | TRUE | Custom Measures – SPC: NR - 15 | Large Standard Performance Contract 0.7011 | kWh | 0.08 | 0 | 0 | 0.22 | 1 | System | kW | 0.00012658 | [5 empty] | 15 | 70.11% | 0% | 106748.0592 | 181071.8872 | 181071.8872 | 142330.7456 | 142330.7456 |  |  |  | 26687.0148 | 26687.0148 | 26687.0148 | 26687.0148 | 45267.9718 | 45267.9718 | 45267.9718 | 45267.9718 | 45267.9718 | 45267.9718 | 45267.9718 | 45267.9718 | 35582.6864 | 35582.6864 | 35582.6864 | 35582.6864 | 35582.6864 | 35582.6864 | 35582.6864 | 35582.6864 | 0 | 0 | 0 | 0 | 0 | 0 | 0 | 0 | 753553.3249
Business Incentives & Services | Com. Customized - Process | Workpapers - Historical Program Data | 10 | Industrial | Industrial | TRUE | Custom Measures – SPC: NR - 15 | Large Standard Performance Contract 0.7011 | kWh | 0.08 | 0 | 0 | 0.22 | 1 | System | kW | 0.00012658 | [5 empty] | 15 | 70.11% | 0% | 717659.2715 | 1217332.8452 | 1217332.8452 | 956879.0286 | 956879.0286 |  |  |  | 179414.8179 | 179414.8179 | 179414.8179 | 179414.8179 | 304333.2113 | 304333.2113 | 304333.2113 | 304333.2113 | 304333.2113 | 304333.2113 | 304333.2113 | 304333.2113 | 239219.7572 | 239219.7572 | 239219.7572 | 239219.7572 | 239219.7572 | 239219.7572 | 239219.7572 | 239219.7572 | 0 | 0 | 0 | 0 | 0 | 0 | 0 | 0 | 5066083.0191
Business Incentives & Services | Com. Customized - Process | Workpapers - Historical Program Data | 13 | Industrial | Industrial | TRUE | Custom Measures – SPC: NR - 15 | Large Standard Performance Contract 0.7011 | kWh | 0.08 | 0 | 0 | 0.22 | 1 | System | kW | 0.00012658 | [5 empty] | 15 | 70.11% | 0% | 24613.3536 | 41750.5145 | 41750.5145 | 32817.8049 | 32817.8049 |  |  |  | 6153.3384 | 6153.3384 | 6153.3384 | 6153.3384 | 10437.6286 | 10437.6286 | 10437.6286 | 10437.6286 | 10437.6286 | 10437.6286 | 10437.6286 | 10437.6286 | 8204.4512 | 8204.4512 | 8204.4512 | 8204.4512 | 8204.4512 | 8204.4512 | 8204.4512 | 8204.4512 | 0 | 0 | 0 | 0 | 0 | 0 | 0 | 0 | 173749.9924
Business Incentives & Services | Com. Customized - Process | Workpapers - Historical Program Data | 13 | Industrial | Industrial | TRUE | Custom Measures – SPC: NR - 15 | Large Standard Performance Contract 0.7011 | kWh | 0.08 | 0 | 0 | 0.22 | 1 | System | kW | 0.00012658 | [5 empty] | 15 | 70.11% | 0% | 33319.1858 | 56517.8224 | 56517.8224 | 44425.5811 | 44425.5811 |  |  |  | 8329.7965 | 8329.7965 | 8329.7965 | 8329.7965 | 14129.4556 | 14129.4556 | 14129.4556 | 14129.4556 | 14129.4556 | 14129.4556 | 14129.4556 | 14129.4556 | 11106.3953 | 11106.3953 | 11106.3953 | 11106.3953 | 11106.3953 | 11106.3953 | 11106.3953 | 11106.3953 | 0 | 0 | 0 | 0 | 0 | 0 | 0 | 0 | 235205.9928
Business Incentives & Services | Com. Customized - Process | Workpapers - Historical Program Data | 13 | Industrial | Industrial | TRUE | Custom Measures – SPC: NR - 15 | Large Standard Performance Contract 0.7011 | kWh | 0.08 | 0 | 0 | 0.22 | 1 | System | kW | 0.00012658 | [5 empty] | 15 | 70.11% | 0% | 214950.6352 | 364611.0051 | 364611.0051 | 286600.8469 | 286600.8469 |  |  |  | 53737.6588 | 53737.6588 | 53737.6588 | 53737.6588 | 91152.7513 | 91152.7513 | 91152.7513 | 91152.7513 | 91152.7513 | 91152.7513 | 91152.7513 | 91152.7513 | 71650.2117 | 71650.2117 | 71650.2117 | 71650.2117 | 71650.2117 | 71650.2117 | 71650.2117 | 71650.2117 | 0 | 0 | 0 | 0 | 0 | 0 | 0 | 0 | 1517374.3394
Business Incentives & Services | Com. Customized - Process | Workpapers - Historical Program Data | 13 | Industrial | Industrial | TRUE | Custom Measures – SPC: NR - 15 | Large Standard Performance Contract 0.7011 | kWh | 0.08 | 0 | 0 | 0.22 | 1 | System | kW | 0.00012658 | [5 empty] | 15 | 70.11% | 0% | 1967033.6224 | 3336589.8433 | 3336589.8433 | 2622711.4965 | 2622711.4965 |  |  |  | 491758.4056 | 491758.4056 | 491758.4056 | 491758.4056 | 834147.4608 | 834147.4608 | 834147.4608 | 834147.4608 | 834147.4608 | 834147.4608 | 834147.4608 | 834147.4608 | 655677.8741 | 655677.8741 | 655677.8741 | 655677.8741 | 655677.8741 | 655677.8741 | 655677.8741 | 655677.8741 | 0 | 0 | 0 | 0 | 0 | 0 | 0 | 0 | 13885636.3021
Business Incentives & Services | Com. Customized - Process | Workpapers - Historical Program Data | 13 | Industrial | Industrial | TRUE | Custom Measures – SPC: NR - 15 | Large Standard Performance Contract 0.7011 | kWh | 0.08 | 0 | 0 | 0.22 | 1 | System | kW | 0.00012658 | [5 empty] | 15 | 70.11% | 0% | 0 | 0 | 0 | 0 | 0 |  |  |  | 0 | 0 | 0 | 0 | 0 | 0 | 0 | 0 | 0 | 0 | 0 | 0 | 0 | 0 | 0 | 0 | 0 | 0 | 0 | 0 | 0 | 0 | 0 | 0 | 0 | 0 | 0 | 0 | 0
Business Incentives & Services | Com. Customized - Process | Workpapers - Historical Program Data | 14 | Industrial | Industrial | TRUE | Custom Measures – SPC: NR - 15 | Large Standard Performance Contract 0.7011 | kWh | 0.08 | 0 | 0 | 0.22 | 1 | System | kW | 0.00012658 | [5 empty] | 15 | 70.11% | 0% | 118750.4809 | 201431.0503 | 201431.0503 | 158333.9746 | 158333.9746 |  |  |  | 29687.6202 | 29687.6202 | 29687.6202 | 29687.6202 | 50357.7626 | 50357.7626 | 50357.7626 | 50357.7626 | 50357.7626 | 50357.7626 | 50357.7626 | 50357.7626 | 39583.4936 | 39583.4936 | 39583.4936 | 39583.4936 | 39583.4936 | 39583.4936 | 39583.4936 | 39583.4936 | 0 | 0 | 0 | 0 | 0 | 0 | 0 | 0 | 838280.5306
Business Incentives & Services | Com. Customized - Process | Workpapers - Historical Program Data | 15 | Industrial | Industrial | TRUE | Custom Measures – SPC: NR - 15 | Large Standard Performance Contract 0.7011 | kWh | 0.08 | 0 | 0 | 0.22 | 1 | System | kW | 0.00012658 | [5 empty] | 15 | 70.11% | 0% | 564974.005 | 958339.7587 | 958339.7587 | 753298.6734 | 753298.6734 |  |  |  | 141243.5013 | 141243.5013 | 141243.5013 | 141243.5013 | 239584.9397 | 239584.9397 | 239584.9397 | 239584.9397 | 239584.9397 | 239584.9397 | 239584.9397 | 239584.9397 | 188324.6683 | 188324.6683 | 188324.6683 | 188324.6683 | 188324.6683 | 188324.6683 | 188324.6683 | 188324.6683 | 0 | 0 | 0 | 0 | 0 | 0 | 0 | 0 | 3988250.8691
Business Incentives & Services | Com. Customized - Process | Workpapers - Historical Program Data | 6 | Industrial | Industrial | TRUE | Custom Measures – SPC: NR - 15 | Large Standard Performance Contract 0.7011 | kWh | 0.08 | 0 | 0 | 0.22 | 1 | System | kW | 0.00012658 | [5 empty] | 15 | 70.11% | 0% | 179238.7634 | 304034.5782 | 304034.5782 | 238985.0179 | 238985.0179 |  |  |  | 44809.6909 | 44809.6909 | 44809.6909 | 44809.6909 | 76008.6445 | 76008.6445 | 76008.6445 | 76008.6445 | 76008.6445 | 76008.6445 | 76008.6445 | 76008.6445 | 59746.2545 | 59746.2545 | 59746.2545 | 59746.2545 | 59746.2545 | 59746.2545 | 59746.2545 | 59746.2545 | 0 | 0 | 0 | 0 | 0 | 0 | 0 | 0 | 1265277.9556
Business Incentives & Services | Com. Customized - Process | Workpapers - Historical Program Data | 6 | Industrial | Industrial | TRUE | Custom Measures – SPC: NR - 15 | Large Standard Performance Contract 0.7011 | kWh | 0.08 | 0 | 0 | 0.22 | 1 | System | kW | 0.00012658 | [5 empty] | 15 | 70.11% | 0% | 268390.8329 | 455259.1867 | 455259.1867 | 357854.4439 | 357854.4439 |  |  |  | 67097.7082 | 67097.7082 | 67097.7082 | 67097.7082 | 113814.7967 | 113814.7967 | 113814.7967 | 113814.7967 | 113814.7967 | 113814.7967 | 113814.7967 | 113814.7967 | 89463.611 | 89463.611 | 89463.611 | 89463.611 | 89463.611 | 89463.611 | 89463.611 | 89463.611 | 0 | 0 | 0 | 0 | 0 | 0 | 0 | 0 | 1894618.0941
Business Incentives & Services | Com. Customized - Process | Workpapers - Historical Program Data | 6 | Industrial | Industrial | TRUE | Custom Measures – SPC: NR - 15 | Large Standard Performance Contract 0.7011 | kWh | 0.08 | 0 | 0 | 0.22 | 1 | System | kW | 0.00012658 | [5 empty] | 15 | 70.11% | 0% | 88557.7381 | 150216.4712 | 150216.4712 | 118076.9841 | 118076.9841 |  |  |  | 22139.4345 | 22139.4345 | 22139.4345 | 22139.4345 | 37554.1178 | 37554.1178 | 37554.1178 | 37554.1178 | 37554.1178 | 37554.1178 | 37554.1178 | 37554.1178 | 29519.246 | 29519.246 | 29519.246 | 29519.246 | 29519.246 | 29519.246 | 29519.246 | 29519.246 | 0 | 0 | 0 | 0 | 0 | 0 | 0 | 0 | 625144.6488
Business Incentives & Services | Com. Customized - Process | Workpapers - Historical Program Data | 6 | Industrial | Industrial | TRUE | Custom Measures – SPC: NR - 15 | Large Standard Performance Contract 0.7011 | kWh | 0.08 | 0 | 0 | 0.22 | 1 | System | kW | 0.00012658 | [5 empty] | 15 | 70.11% | 0% | 159001.9573 | 269707.8026 | 269707.8026 | 212002.6098 | 212002.6098 |  |  |  | 39750.4893 | 39750.4893 | 39750.4893 | 39750.4893 | 67426.9506 | 67426.9506 | 67426.9506 | 67426.9506 | 67426.9506 | 67426.9506 | 67426.9506 | 67426.9506 | 53000.6524 | 53000.6524 | 53000.6524 | 53000.6524 | 53000.6524 | 53000.6524 | 53000.6524 | 53000.6524 | 0 | 0 | 0 | 0 | 0 | 0 | 0 | 0 | 1122422.7821
Business Incentives & Services | Com. Customized - Process | Workpapers - Historical Program Data | 6 | Industrial | Industrial | TRUE | Custom Measures – SPC: NR - 15 | Large Standard Performance Contract 0.7011 | kWh | 0.08 | 0 | 0 | 0.22 | 1 | System | kW | 0.00012658 | [5 empty] | 15 | 70.11% | 0% | 15563.6837 | 26399.9701 | 26399.9701 | 20751.5782 | 20751.5782 |  |  |  | 3890.9209 | 3890.9209 | 3890.9209 | 3890.9209 | 6599.9925 | 6599.9925 | 6599.9925 | 6599.9925 | 6599.9925 | 6599.9925 | 6599.9925 | 6599.9925 | 5187.8946 | 5187.8946 | 5187.8946 | 5187.8946 | 5187.8946 | 5187.8946 | 5187.8946 | 5187.8946 | 0 | 0 | 0 | 0 | 0 | 0 | 0 | 0 | 109866.7803
Business Incentives & Services | Com. Customized - Process | Workpapers - Historical Program Data | 6 | Industrial | Industrial | TRUE | Custom Measures – SPC: NR - 15 | Large Standard Performance Contract 0.7011 | kWh | 0.08 | 0 | 0 | 0.22 | 1 | System | kW | 0.00012658 | [5 empty] | 15 | 70.11% | 0% | 4472967.4716 | 7587291.6789 | 7587291.6789 | 5963956.6288 | 5963956.6288 |  |  |  | 1118241.8679 | 1118241.8679 | 1118241.8679 | 1118241.8679 | 1896822.9197 | 1896822.9197 | 1896822.9197 | 1896822.9197 | 1896822.9197 | 1896822.9197 | 1896822.9197 | 1896822.9197 | 1490989.1572 | 1490989.1572 | 1490989.1572 | 1490989.1572 | 1490989.1572 | 1490989.1572 | 1490989.1572 | 1490989.1572 | 0 | 0 | 0 | 0 | 0 | 0 | 0 | 0 | 31575464.0868
Business Incentives & Services | Com. Customized - Process | Workpapers - Historical Program Data | 6 | Industrial | Industrial | TRUE | Custom Measures – SPC: NR - 15 | Large Standard Performance Contract 0.7011 | kWh | 0.08 | 0 | 0 | 0.22 | 1 | System | kW | 0.00012658 | [5 empty] | 15 | 70.11% | 0% | 243198.5083 | 412526.5901 | 412526.5901 | 324264.6778 | 324264.6778 |  |  |  | 60799.6271 | 60799.6271 | 60799.6271 | 60799.6271 | 103131.6475 | 103131.6475 | 103131.6475 | 103131.6475 | 103131.6475 | 103131.6475 | 103131.6475 | 103131.6475 | 81066.1694 | 81066.1694 | 81066.1694 | 81066.1694 | 81066.1694 | 81066.1694 | 81066.1694 | 81066.1694 | 0 | 0 | 0 | 0 | 0 | 0 | 0 | 0 | 1716781.0442
Business Incentives & Services | Com. Customized - Process | Workpapers - Historical Program Data | 6 | Industrial | Industrial | TRUE | Custom Measures – SPC: NR - 15 | Large Standard Performance Contract 0.7011 | kWh | 0.08 | 0 | 0 | 0.22 | 1 | System | kW | 0.00012658 | [5 empty] | 15 | 70.11% | 0% | 34727.6212 | 58906.8874 | 58906.8874 | 46303.4949 | 46303.4949 |  |  |  | 8681.9053 | 8681.9053 | 8681.9053 | 8681.9053 | 14726.7219 | 14726.7219 | 14726.7219 | 14726.7219 | 14726.7219 | 14726.7219 | 14726.7219 | 14726.7219 | 11575.8737 | 11575.8737 | 11575.8737 | 11575.8737 | 11575.8737 | 11575.8737 | 11575.8737 | 11575.8737 | 0 | 0 | 0 | 0 | 0 | 0 | 0 | 0 | 245148.3859
Business Incentives & Services | Com. Customized - Process | Workpapers - Historical Program Data | 6 | Industrial | Industrial | TRUE | Custom Measures – SPC: NR - 15 | Large Standard Performance Contract 0.7011 | kWh | 0.08 | 0 | 0 | 0.22 | 1 | System | kW | 0.00012658 | [5 empty] | 15 | 70.11% | 0% | 157163.4293 | 266589.1909 | 266589.1909 | 209551.239 | 209551.239 |  |  |  | 39290.8573 | 39290.8573 | 39290.8573 | 39290.8573 | 66647.2977 | 66647.2977 | 66647.2977 | 66647.2977 | 66647.2977 | 66647.2977 | 66647.2977 | 66647.2977 | 52387.8098 | 52387.8098 | 52387.8098 | 52387.8098 | 52387.8098 | 52387.8098 | 52387.8098 | 52387.8098 | 0 | 0 | 0 | 0 | 0 | 0 | 0 | 0 | 1109444.2891
Business Incentives & Services | Com. Customized - Process | Workpapers - Historical Program Data | 8 | Industrial | Industrial | TRUE | Custom Measures – SPC: NR - 15 | Large Standard Performance Contract 0.7011 | kWh | 0.08 | 0 | 0 | 0.22 | 1 | System | kW | 0.00012658 | [5 empty] | 15 | 70.11% | 0% | 537345.2763 | 911474.4003 | 911474.4003 | 716460.3684 | 716460.3684 |  |  |  | 134336.3191 | 134336.3191 | 134336.3191 | 134336.3191 | 227868.6001 | 227868.6001 | 227868.6001 | 227868.6001 | 227868.6001 | 227868.6001 | 227868.6001 | 227868.6001 | 179115.0921 | 179115.0921 | 179115.0921 | 179115.0921 | 179115.0921 | 179115.0921 | 179115.0921 | 179115.0921 | 0 | 0 | 0 | 0 | 0 | 0 | 0 | 0 | 3793214.8137
Business Incentives & Services | Com. Customized - Process | Workpapers - Historical Program Data | 8 | Industrial | Industrial | TRUE | Custom Measures – SPC: NR - 15 | Large Standard Performance Contract 0.7011 | kWh | 0.08 | 0 | 0 | 0.22 | 1 | System | kW | 0.00012658 | [5 empty] | 15 | 70.11% | 0% | 2642978.6297 | 4483164.6758 | 4483164.6758 | 3523971.5062 | 3523971.5062 |  |  |  | 660744.6574 | 660744.6574 | 660744.6574 | 660744.6574 | 1120791.1689 | 1120791.1689 | 1120791.1689 | 1120791.1689 | 1120791.1689 | 1120791.1689 | 1120791.1689 | 1120791.1689 | 880992.8766 | 880992.8766 | 880992.8766 | 880992.8766 | 880992.8766 | 880992.8766 | 880992.8766 | 880992.8766 | 0 | 0 | 0 | 0 | 0 | 0 | 0 | 0 | 18657250.9936
Business Incentives & Services | Com. Customized - Process | Workpapers - Historical Program Data | 8 | Industrial | Industrial | TRUE | Custom Measures – SPC: NR - 15 | Large Standard Performance Contract 0.7011 | kWh | 0.08 | 0 | 0 | 0.22 | 1 | System | kW | 0.00012658 | [5 empty] | 15 | 70.11% | 0% | 414256.0582 | 702683.747 | 702683.747 | 552341.4109 | 552341.4109 |  |  |  | 103564.0145 | 103564.0145 | 103564.0145 | 103564.0145 | 175670.9368 | 175670.9368 | 175670.9368 | 175670.9368 | 175670.9368 | 175670.9368 | 175670.9368 | 175670.9368 | 138085.3527 | 138085.3527 | 138085.3527 | 138085.3527 | 138085.3527 | 138085.3527 | 138085.3527 | 138085.3527 | 0 | 0 | 0 | 0 | 0 | 0 | 0 | 0 | 2924306.374
Business Incentives & Services | Com. Customized - Process | Workpapers - Historical Program Data | 8 | Industrial | Industrial | TRUE | Custom Measures – SPC: NR - 15 | Large Standard Performance Contract 0.7011 | kWh | 0.08 | 0 | 0 | 0.22 | 1 | System | kW | 0.00012658 | [5 empty] | 15 | 70.11% | 0% | 57877.0055 | 98174.1372 | 98174.1372 | 77169.3407 | 77169.3407 |  |  |  | 14469.2514 | 14469.2514 | 14469.2514 | 14469.2514 | 24543.5343 | 24543.5343 | 24543.5343 | 24543.5343 | 24543.5343 | 24543.5343 | 24543.5343 | 24543.5343 | 19292.3352 | 19292.3352 | 19292.3352 | 19292.3352 | 19292.3352 | 19292.3352 | 19292.3352 | 19292.3352 | 0 | 0 | 0 | 0 | 0 | 0 | 0 | 0 | 408563.9612
Business Incentives & Services | Com. Customized - Process | Workpapers - Historical Program Data | 8 | Industrial | Industrial | TRUE | Injection molding machines: Ind - 15 | Large Standard Performance Contract 0.7011 | kWh | 0.08 | 0 | 0 | 0.22 | 1 | System | kW | 0.00012658 | [5 empty] | 15 | 70.11% | 0% | 1380360.0235 | 2341442.0486 | 2341442.0486 | 1840480.0313 | 1840480.0313 |  |  |  | 345090.0059 | 345090.0059 | 345090.0059 | 345090.0059 | 585360.5122 | 585360.5122 | 585360.5122 | 585360.5122 | 585360.5122 | 585360.5122 | 585360.5122 | 585360.5122 | 460120.0078 | 460120.0078 | 460120.0078 | 460120.0078 | 460120.0078 | 460120.0078 | 460120.0078 | 460120.0078 | 0 | 0 | 0 | 0 | 0 | 0 | 0 | 0 | 9744204.1834
Business Incentives & Services | Com. Customized - Process | Workpapers - Historical Program Data | 8 | Industrial | Industrial | TRUE | Custom Measures – SPC: NR - 15 | Large Standard Performance Contract 0.7011 | kWh | 0.08 | 0 | 0 | 0.22 | 1 | System | kW | 0.00012658 | [5 empty] | 15 | 70.11% | 0% | 42612.2599 | 72281.2421 | 72281.2421 | 56816.3465 | 56816.3465 |  |  |  | 10653.065 | 10653.065 | 10653.065 | 10653.065 | 18070.3105 | 18070.3105 | 18070.3105 | 18070.3105 | 18070.3105 | 18070.3105 | 18070.3105 | 18070.3105 | 14204.0866 | 14204.0866 | 14204.0866 | 14204.0866 | 14204.0866 | 14204.0866 | 14204.0866 | 14204.0866 | 0 | 0 | 0 | 0 | 0 | 0 | 0 | 0 | 300807.4372
Business Incentives & Services | Com. Customized - Process | Workpapers - Historical Program Data | 8 | Industrial | Industrial | TRUE | Custom Measures – SPC: NR - 15 | Large Standard Performance Contract 0.7011 | kWh | 0.08 | 0 | 0 | 0.22 | 1 | System | kW | 0.00012658 | [5 empty] | 15 | 70.11% | 0% | 49779.6836 | 84439.0176 | 84439.0176 | 66372.9115 | 66372.9115 |  |  |  | 12444.9209 | 12444.9209 | 12444.9209 | 12444.9209 | 21109.7544 | 21109.7544 | 21109.7544 | 21109.7544 | 21109.7544 | 21109.7544 | 21109.7544 | 21109.7544 | 16593.2279 | 16593.2279 | 16593.2279 | 16593.2279 | 16593.2279 | 16593.2279 | 16593.2279 | 16593.2279 | 0 | 0 | 0 | 0 | 0 | 0 | 0 | 0 | 351403.5418
Business Incentives & Services | Com. Customized - Process | Workpapers - Historical Program Data | 8 | Industrial | Industrial | TRUE | Custom Measures – SPC: NR - 15 | Large Standard Performance Contract 0.7011 | kWh | 0.08 | 0 | 0 | 0.22 | 1 | System | kW | 0.00012658 | [5 empty] | 15 | 70.11% | 0% | 18631.048 | 31603.0009 | 31603.0009 | 24841.3973 | 24841.3973 |  |  |  | 4657.762 | 4657.762 | 4657.762 | 4657.762 | 7900.7502 | 7900.7502 | 7900.7502 | 7900.7502 | 7900.7502 | 7900.7502 | 7900.7502 | 7900.7502 | 6210.3493 | 6210.3493 | 6210.3493 | 6210.3493 | 6210.3493 | 6210.3493 | 6210.3493 | 6210.3493 | 0 | 0 | 0 | 0 | 0 | 0 | 0 | 0 | 131519.8445
Business Incentives & Services | Com. Customized - Process | Workpapers - Historical Program Data | 8 | Industrial | Industrial | TRUE | Custom Measures – SPC: NR - 15 | Large Standard Performance Contract 0.7011 | kWh | 0.08 | 0 | 0 | 0.22 | 1 | System | kW | 0.00012658 | [5 empty] | 15 | 70.11% | 0% | 411749.9412 | 698432.7345 | 698432.7345 | 548999.9216 | 548999.9216 |  |  |  | 102937.4853 | 102937.4853 | 102937.4853 | 102937.4853 | 174608.1836 | 174608.1836 | 174608.1836 | 174608.1836 | 174608.1836 | 174608.1836 | 174608.1836 | 174608.1836 | 137249.9804 | 137249.9804 | 137249.9804 | 137249.9804 | 137249.9804 | 137249.9804 | 137249.9804 | 137249.9804 | 0 | 0 | 0 | 0 | 0 | 0 | 0 | 0 | 2906615.2534
Business Incentives & Services | Com. Customized - Process | Workpapers - Historical Program Data | 8 | Industrial | Industrial | TRUE | Custom Measures – SPC: NR - 15 | Large Standard Performance Contract 0.7011 | kWh | 0.08 | 0 | 0 | 0.22 | 1 | System | kW | 0.00012658 | [5 empty] | 15 | 70.11% | 0% | 225291.7648 | 382152.1939 | 382152.1939 | 300389.0198 | 300389.0198 |  |  |  | 56322.9412 | 56322.9412 | 56322.9412 | 56322.9412 | 95538.0485 | 95538.0485 | 95538.0485 | 95538.0485 | 95538.0485 | 95538.0485 | 95538.0485 | 95538.0485 | 75097.2549 | 75097.2549 | 75097.2549 | 75097.2549 | 75097.2549 | 75097.2549 | 75097.2549 | 75097.2549 | 0 | 0 | 0 | 0 | 0 | 0 | 0 | 0 | 1590374.1921
Business Incentives & Services | Com. Customized - Process | Workpapers - Historical Program Data | 8 | Industrial | Industrial | TRUE | Custom Measures – SPC: NR - 15 | Large Standard Performance Contract 0.7011 | kWh | 0.08 | 0 | 0 | 0.22 | 1 | System | kW | 0.00012658 | [5 empty] | 15 | 70.11% | 0% | 255356.8977 | 433150.3141 | 433150.3141 | 340475.8636 | 340475.8636 |  |  |  | 63839.2244 | 63839.2244 | 63839.2244 | 63839.2244 | 108287.5785 | 108287.5785 | 108287.5785 | 108287.5785 | 108287.5785 | 108287.5785 | 108287.5785 | 108287.5785 | 85118.9659 | 85118.9659 | 85118.9659 | 85118.9659 | 85118.9659 | 85118.9659 | 85118.9659 | 85118.9659 | 0 | 0 | 0 | 0 | 0 | 0 | 0 | 0 | 1802609.2532
Business Incentives & Services | Com. Customized - Process | Workpapers - Historical Program Data | 8 | Industrial | Industrial | TRUE | Custom Measures – SPC: NR - 15 | Large Standard Performance Contract 0.7011 | kWh | 0.08 | 0 | 0 | 0.22 | 1 | System | kW | 0.00012658 | [5 empty] | 15 | 70.11% | 0% | 6619248.1284 | 11227930.1301 | 11227930.1301 | 8825664.1712 | 8825664.1712 |  |  |  | 1654812.0321 | 1654812.0321 | 1654812.0321 | 1654812.0321 | 2806982.5325 | 2806982.5325 | 2806982.5325 | 2806982.5325 | 2806982.5325 | 2806982.5325 | 2806982.5325 | 2806982.5325 | 2206416.0428 | 2206416.0428 | 2206416.0428 | 2206416.0428 | 2206416.0428 | 2206416.0428 | 2206416.0428 | 2206416.0428 | 0 | 0 | 0 | 0 | 0 | 0 | 0 | 0 | 46726436.7311
Business Incentives & Services | Com. Customized - Process | Workpapers - Historical Program Data | 9 | Industrial | Industrial | TRUE | Custom Measures – SPC: NR - 15 | Large Standard Performance Contract 0.7011 | kWh | 0.08 | 0 | 0 | 0.22 | 1 | System | kW | 0.00012658 | [5 empty] | 15 | 70.11% | 0% | 139014.4632 | 235803.9236 | 235803.9236 | 185352.6176 | 185352.6176 |  |  |  | 34753.6158 | 34753.6158 | 34753.6158 | 34753.6158 | 58950.9809 | 58950.9809 | 58950.9809 | 58950.9809 | 58950.9809 | 58950.9809 | 58950.9809 | 58950.9809 | 46338.1544 | 46338.1544 | 46338.1544 | 46338.1544 | 46338.1544 | 46338.1544 | 46338.1544 | 46338.1544 | 0 | 0 | 0 | 0 | 0 | 0 | 0 | 0 | 981327.5456
Business Incentives & Services | Com. Customized - Process | Workpapers - Historical Program Data | 9 | Industrial | Industrial | TRUE | Custom Measures – SPC: NR - 15 | Large Standard Performance Contract 0.7011 | kWh | 0.08 | 0 | 0 | 0.22 | 1 | System | kW | 0.00012658 | [5 empty] | 15 | 70.11% | 0% | 484901.1449 | 822515.8008 | 822515.8008 | 646534.8598 | 646534.8598 |  |  |  | 121225.2862 | 121225.2862 | 121225.2862 | 121225.2862 | 205628.9502 | 205628.9502 | 205628.9502 | 205628.9502 | 205628.9502 | 205628.9502 | 205628.9502 | 205628.9502 | 161633.715 | 161633.715 | 161633.715 | 161633.715 | 161633.715 | 161633.715 | 161633.715 | 161633.715 | 0 | 0 | 0 | 0 | 0 | 0 | 0 | 0 | 3423002.4661
Business Incentives & Services | Com. Customized - Process | Workpapers - Historical Program Data | 9 | Industrial | Industrial | TRUE | Custom Measures – SPC: NR - 15 | Large Standard Performance Contract 0.7011 | kWh | 0.08 | 0 | 0 | 0.22 | 1 | System | kW | 0.00012658 | [5 empty] | 15 | 70.11% | 0% | 138854.9508 | 235533.35 | 235533.35 | 185139.9344 | 185139.9344 |  |  |  | 34713.7377 | 34713.7377 | 34713.7377 | 34713.7377 | 58883.3375 | 58883.3375 | 58883.3375 | 58883.3375 | 58883.3375 | 58883.3375 | 58883.3375 | 58883.3375 | 46284.9836 | 46284.9836 | 46284.9836 | 46284.9836 | 46284.9836 | 46284.9836 | 46284.9836 | 46284.9836 | 0 | 0 | 0 | 0 | 0 | 0 | 0 | 0 | 980201.5196
Business Incentives & Services | Com. Customized - Process | Workpapers - Historical Program Data | 9 | Industrial | Industrial | TRUE | Custom Measures – SPC: NR - 15 | Large Standard Performance Contract 0.7011 | kWh | 0.08 | 0 | 0 | 0.22 | 1 | System | kW | 0.00012658 | [5 empty] | 15 | 70.11% | 0% | 36499.9812 | 61913.2612 | 61913.2612 | 48666.6415 | 48666.6415 |  |  |  | 9124.9953 | 9124.9953 | 9124.9953 | 9124.9953 | 15478.3153 | 15478.3153 | 15478.3153 | 15478.3153 | 15478.3153 | 15478.3153 | 15478.3153 | 15478.3153 | 12166.6604 | 12166.6604 | 12166.6604 | 12166.6604 | 12166.6604 | 12166.6604 | 12166.6604 | 12166.6604 | 0 | 0 | 0 | 0 | 0 | 0 | 0 | 0 | 257659.7866
Business Incentives & Services | Com. Customized - Process | Workpapers - Historical Program Data | 9 | Industrial | Industrial | TRUE | Custom Measures – SPC: NR - 15 | Large Standard Performance Contract 0.7011 | kWh | 0.08 | 0 | 0 | 0.22 | 1 | System | kW | 0.00012658 | [5 empty] | 15 | 70.11% | 0% | 238982.6548 | 405375.4291 | 405375.4291 | 318643.5397 | 318643.5397 |  |  |  | 59745.6637 | 59745.6637 | 59745.6637 | 59745.6637 | 101343.8573 | 101343.8573 | 101343.8573 | 101343.8573 | 101343.8573 | 101343.8573 | 101343.8573 | 101343.8573 | 79660.8849 | 79660.8849 | 79660.8849 | 79660.8849 | 79660.8849 | 79660.8849 | 79660.8849 | 79660.8849 | 0 | 0 | 0 | 0 | 0 | 0 | 0 | 0 | 1687020.5923
Business Incentives & Services | Com. Customized - Process | Workpapers - Historical Program Data | 9 | Industrial | Industrial | TRUE | Custom Measures – SPC: NR - 15 | Large Standard Performance Contract 0.7011 | kWh | 0.08 | 0 | 0 | 0.22 | 1 | System | kW | 0.00012658 | [5 empty] | 15 | 70.11% | 0% | 39752.8525 | 67430.9591 | 67430.9591 | 53003.8033 | 53003.8033 |  |  |  | 9938.2131 | 9938.2131 | 9938.2131 | 9938.2131 | 16857.7398 | 16857.7398 | 16857.7398 | 16857.7398 | 16857.7398 | 16857.7398 | 16857.7398 | 16857.7398 | 13250.9508 | 13250.9508 | 13250.9508 | 13250.9508 | 13250.9508 | 13250.9508 | 13250.9508 | 13250.9508 | 0 | 0 | 0 | 0 | 0 | 0 | 0 | 0 | 280622.3774
Business Incentives & Services | Com. Customized - Process | Workpapers - Historical Program Data | 9 | Industrial | Industrial | TRUE | Custom Measures – SPC: NR - 15 | Large Standard Performance Contract 0.7011 | kWh | 0.08 | 0 | 0 | 0.22 | 1 | System | kW | 0.00012658 | [5 empty] | 15 | 70.11% | 0% | 274186.45 | 465090.0289 | 465090.0289 | 365581.9333 | 365581.9333 |  |  |  | 68546.6125 | 68546.6125 | 68546.6125 | 68546.6125 | 116272.5072 | 116272.5072 | 116272.5072 | 116272.5072 | 116272.5072 | 116272.5072 | 116272.5072 | 116272.5072 | 91395.4833 | 91395.4833 | 91395.4833 | 91395.4833 | 91395.4833 | 91395.4833 | 91395.4833 | 91395.4833 | 0 | 0 | 0 | 0 | 0 | 0 | 0 | 0 | 1935530.3745
Business Incentives & Services | Com. Customized - Process | Workpapers - Historical Program Data | 9 | Industrial | Industrial | TRUE | Custom Measures – SPC: NR - 15 | Large Standard Performance Contract 0.7011 | kWh | 0.08 | 0 | 0 | 0.22 | 1 | System | kW | 0.00012658 | [5 empty] | 15 | 70.11% | 0% | 187552.3133 | 318136.4753 | 318136.4753 | 250069.751 | 250069.751 |  |  |  | 46888.0783 | 46888.0783 | 46888.0783 | 46888.0783 | 79534.1188 | 79534.1188 | 79534.1188 | 79534.1188 | 79534.1188 | 79534.1188 | 79534.1188 | 79534.1188 | 62517.4378 | 62517.4378 | 62517.4378 | 62517.4378 | 62517.4378 | 62517.4378 | 62517.4378 | 62517.4378 | 0 | 0 | 0 | 0 | 0 | 0 | 0 | 0 | 1323964.766
Business Incentives & Services | Com. Customized - Process | Workpapers - Historical Program Data | 9 | Industrial | Industrial | TRUE | Custom Measures – SPC: NR - 15 | Large Standard Performance Contract 0.7011 | kWh | 0.08 | 0 | 0 | 0.22 | 1 | System | kW | 0.00012658 | [5 empty] | 15 | 70.11% | 0% | 1259171.9568 | 2135876.2323 | 2135876.2323 | 1678895.9424 | 1678895.9424 |  |  |  | 314792.9892 | 314792.9892 | 314792.9892 | 314792.9892 | 533969.0581 | 533969.0581 | 533969.0581 | 533969.0581 | 533969.0581 | 533969.0581 | 533969.0581 | 533969.0581 | 419723.9856 | 419723.9856 | 419723.9856 | 419723.9856 | 419723.9856 | 419723.9856 | 419723.9856 | 419723.9856 | 0 | 0 | 0 | 0 | 0 | 0 | 0 | 0 | 8888716.3063
Business Incentives & Services | Com. Customized - Process | Workpapers - Historical Program Data | 9 | Industrial | Industrial | TRUE | Custom Measures – SPC: NR - 15 | Large Standard Performance Contract 0.7011 | kWh | 0.08 | 0 | 0 | 0.22 | 1 | System | kW | 0.00012658 | [5 empty] | 15 | 70.11% | 0% | 0 | 0 | 0 | 0 | 0 |  |  |  | 0 | 0 | 0 | 0 | 0 | 0 | 0 | 0 | 0 | 0 | 0 | 0 | 0 | 0 | 0 | 0 | 0 | 0 | 0 | 0 | 0 | 0 | 0 | 0 | 0 | 0 | 0 | 0 | 0
Business Incentives & Services | Com. Customized - Pumping | Workpapers - Historical Program Data | 10 | Industrial | Industrial | TRUE | Custom Measures – SPC: NR - 15 | Large Standard Performance Contract 0.7011 | kWh | 0.08 | 0 | 0 | 0.22 | 1 | System | kW | 0.00012658 | [5 empty] | 15 | 70.11% | 0% | 91652.2701 | 108735.5163 | 108735.5163 | 81468.6845 | 40734.3422 |  |  |  | 22913.0675 | 22913.0675 | 22913.0675 | 22913.0675 | 27183.8791 | 27183.8791 | 27183.8791 | 27183.8791 | 27183.8791 | 27183.8791 | 27183.8791 | 27183.8791 | 20367.1711 | 20367.1711 | 20367.1711 | 20367.1711 | 10183.5856 | 10183.5856 | 10183.5856 | 10183.5856 | 0 | 0 | 0 | 0 | 0 | 0 | 0 | 0 | 431326.3294
Business Incentives & Services | Com. Customized - Pumping | Workpapers - Historical Program Data | 13 | Industrial | Industrial | TRUE | Custom Measures – SPC: NR - 15 | Large Standard Performance Contract 0.7011 | kWh | 0.08 | 0 | 0 | 0.22 | 1 | System | kW | 0.00012658 | [5 empty] | 15 | 70.11% | 0% | 783999.0273 | 930130.1427 | 930130.1427 | 696888.0243 | 348444.0122 |  |  |  | 195999.7568 | 195999.7568 | 195999.7568 | 195999.7568 | 232532.5357 | 232532.5357 | 232532.5357 | 232532.5357 | 232532.5357 | 232532.5357 | 232532.5357 | 232532.5357 | 174222.0061 | 174222.0061 | 174222.0061 | 174222.0061 | 87111.003 | 87111.003 | 87111.003 | 87111.003 | 0 | 0 | 0 | 0 | 0 | 0 | 0 | 0 | 3689591.3491
Business Incentives & Services | Com. Customized - Pumping | Workpapers - Historical Program Data | 15 | Industrial | Industrial | TRUE | Custom Measures – SPC: NR - 15 | Large Standard Performance Contract 0.7011 | kWh | 0.08 | 0 | 0 | 0.22 | 1 | System | kW | 0.00012658 | [5 empty] | 15 | 70.11% | 0% | 380142.1729 | 450997.6176 | 450997.6176 | 337904.1537 | 168952.0769 |  |  |  | 95035.5432 | 95035.5432 | 95035.5432 | 95035.5432 | 112749.4044 | 112749.4044 | 112749.4044 | 112749.4044 | 112749.4044 | 112749.4044 | 112749.4044 | 112749.4044 | 84476.0384 | 84476.0384 | 84476.0384 | 84476.0384 | 42238.0192 | 42238.0192 | 42238.0192 | 42238.0192 | 0 | 0 | 0 | 0 | 0 | 0 | 0 | 0 | 1788993.6386
Business Incentives & Services | Com. Customized - Pumping | Workpapers - Historical Program Data | 6 | Industrial | Industrial | TRUE | Custom Measures – SPC: NR - 15 | Large Standard Performance Contract 0.7011 | kWh | 0.08 | 0 | 0 | 0.22 | 1 | System | kW | 0.00012658 | [5 empty] | 15 | 70.11% | 0% | 41535.0292 | 49276.8247 | 49276.8247 | 36920.026 | 18460.013 |  |  |  | 10383.7573 | 10383.7573 | 10383.7573 | 10383.7573 | 12319.2062 | 12319.2062 | 12319.2062 | 12319.2062 | 12319.2062 | 12319.2062 | 12319.2062 | 12319.2062 | 9230.0065 | 9230.0065 | 9230.0065 | 9230.0065 | 4615.0032 | 4615.0032 | 4615.0032 | 4615.0032 | 0 | 0 | 0 | 0 | 0 | 0 | 0 | 0 | 195468.7175
Business Incentives & Services | Com. Customized - Pumping | Workpapers - Historical Program Data | 6 | Industrial | Industrial | TRUE | Custom Measures – SPC: NR - 15 | Large Standard Performance Contract 0.7011 | kWh | 0.08 | 0 | 0 | 0.22 | 1 | System | kW | 0.00012658 | [5 empty] | 15 | 70.11% | 0% | 0 | 0 | 0 | 0 | 0 |  |  |  | 0 | 0 | 0 | 0 | 0 | 0 | 0 | 0 | 0 | 0 | 0 | 0 | 0 | 0 | 0 | 0 | 0 | 0 | 0 | 0 | 0 | 0 | 0 | 0 | 0 | 0 | 0 | 0 | 0
Business Incentives & Services | Com. Customized - Pumping | Workpapers - Historical Program Data | 8 | Industrial | Industrial | TRUE | Custom Measures – SPC: NR - 15 | Large Standard Performance Contract 0.7011 | kWh | 0.08 | 0 | 0 | 0.22 | 1 | System | kW | 0.00012658 | [5 empty] | 15 | 70.11% | 0% | 65018.661 | 77137.6167 | 77137.6167 | 57794.3654 | 28897.1827 |  |  |  | 16254.6653 | 16254.6653 | 16254.6653 | 16254.6653 | 19284.4042 | 19284.4042 | 19284.4042 | 19284.4042 | 19284.4042 | 19284.4042 | 19284.4042 | 19284.4042 | 14448.5913 | 14448.5913 | 14448.5913 | 14448.5913 | 7224.2957 | 7224.2957 | 7224.2957 | 7224.2957 | 0 | 0 | 0 | 0 | 0 | 0 | 0 | 0 | 305985.4425
Business Incentives & Services | Com. Customized - Pumping | Workpapers - Historical Program Data | 8 | Industrial | Industrial | TRUE | Custom Measures – SPC: NR - 15 | Large Standard Performance Contract 0.7011 | kWh | 0.08 | 0 | 0 | 0.22 | 1 | System | kW | 0.00012658 | [5 empty] | 15 | 70.11% | 0% | 0 | 0 | 0 | 0 | 0 |  |  |  | 0 | 0 | 0 | 0 | 0 | 0 | 0 | 0 | 0 | 0 | 0 | 0 | 0 | 0 | 0 | 0 | 0 | 0 | 0 | 0 | 0 | 0 | 0 | 0 | 0 | 0 | 0 | 0 | 0
Business Incentives & Services | Com. Customized - Pumping | Workpapers - Historical Program Data | 9 | Industrial | Industrial | TRUE | Custom Measures – SPC: NR - 15 | Large Standard Performance Contract 0.7011 | kWh | 0.08 | 0 | 0 | 0.22 | 1 | System | kW | 0.00012658 | [5 empty] | 15 | 70.11% | 0% | 42021.5171 | 49853.99 | 49853.99 | 37352.4597 | 18676.2298 |  |  |  | 10505.3793 | 10505.3793 | 10505.3793 | 10505.3793 | 12463.4975 | 12463.4975 | 12463.4975 | 12463.4975 | 12463.4975 | 12463.4975 | 12463.4975 | 12463.4975 | 9338.1149 | 9338.1149 | 9338.1149 | 9338.1149 | 4669.0575 | 4669.0575 | 4669.0575 | 4669.0575 | 0 | 0 | 0 | 0 | 0 | 0 | 0 | 0 | 197758.1867
Business Incentives & Services | Com. Customized - Pumping | Workpapers - Historical Program Data | 9 | Industrial | Industrial | TRUE | Custom Measures – SPC: NR - 15 | Large Standard Performance Contract 0.7011 | kWh | 0.08 | 0 | 0 | 0.22 | 1 | System | kW | 0.00012658 | [5 empty] | 15 | 70.11% | 0% | 0 | 0 | 0 | 0 | 0 |  |  |  | 0 | 0 | 0 | 0 | 0 | 0 | 0 | 0 | 0 | 0 | 0 | 0 | 0 | 0 | 0 | 0 | 0 | 0 | 0 | 0 | 0 | 0 | 0 | 0 | 0 | 0 | 0 | 0 | 0
Business Incentives & Services | Com. Customized - Pumping | Workpapers - Historical Program Data | 9 | Industrial | Industrial | TRUE | Custom Measures – SPC: NR - 15 | Large Standard Performance Contract 0.7011 | kWh | 0.08 | 0 | 0 | 0.22 | 1 | System | kW | 0.00012658 | [5 empty] | 15 | 70.11% | 0% | 553354.9768 | 656495.8955 | 656495.8955 | 491871.0905 | 245935.5453 |  |  |  | 138338.7442 | 138338.7442 | 138338.7442 | 138338.7442 | 164123.9739 | 164123.9739 | 164123.9739 | 164123.9739 | 164123.9739 | 164123.9739 | 164123.9739 | 164123.9739 | 122967.7726 | 122967.7726 | 122967.7726 | 122967.7726 | 61483.8863 | 61483.8863 | 61483.8863 | 61483.8863 | 0 | 0 | 0 | 0 | 0 | 0 | 0 | 0 | 2604153.4037
Business Incentives & Services | Ind. Motors | Workpapers - Historical Program Data | 10 | Industrial | Industrial | TRUE | Custom Measures – SPC: NR - 15 | Large Standard Performance Contract 0.7011 | kWh | 0.08 | 0 | 0 | 0.22 | 1 | System | kW | 0.00012658 | [5 empty] | 15 | 70.11% | 0% | 0 | 0 | 0 | 0 | 0 |  |  |  | 0 | 0 | 0 | 0 | 0 | 0 | 0 | 0 | 0 | 0 | 0 | 0 | 0 | 0 | 0 | 0 | 0 | 0 | 0 | 0 | 0 | 0 | 0 | 0 | 0 | 0 | 0 | 0 | 0
Business Incentives & Services | Ind. Motors | Workpapers - Historical Program Data | 13 | Industrial | Industrial | TRUE | Custom Measures – SPC: NR - 15 | Large Standard Performance Contract 0.7011 | kWh | 0.08 | 0 | 0 | 0.22 | 1 | System | kW | 0.00012658 | [5 empty] | 15 | 70.11% | 0% | 35223 | 82313.1459 | 113622.2459 | 78272 | 31308 |  |  |  | 8805.75 | 8805.75 | 8805.75 | 8805.75 | 20578.2865 | 20578.2865 | 20578.2865 | 20578.2865 | 28405.5615 | 28405.5615 | 28405.5615 | 28405.5615 | 19568 | 19568 | 19568 | 19568 | 7827 | 7827 | 7827 | 7827 | 0 | 0 | 0 | 0 | 0 | 0 | 0 | 0 | 340738.3919
Business Incentives & Services | Ind. Motors | Workpapers - Historical Program Data | 13 | Industrial | Industrial | TRUE | Custom Measures – SPC: NR - 15 | Large Standard Performance Contract 0.7011 | kWh | 0.08 | 0 | 0 | 0.22 | 1 | System | kW | 0.00012658 | [5 empty] | 15 | 70.11% | 0% | 0 | 0 | 0 | 0 | 0 |  |  |  | 0 | 0 | 0 | 0 | 0 | 0 | 0 | 0 | 0 | 0 | 0 | 0 | 0 | 0 | 0 | 0 | 0 | 0 | 0 | 0 | 0 | 0 | 0 | 0 | 0 | 0 | 0 | 0 | 0
Business Incentives & Services | Ind. Motors | Workpapers - Historical Program Data | 8 | Industrial | Industrial | TRUE | Custom Measures – SPC: NR - 15 | Large Standard Performance Contract 0.7011 | kWh | 0.08 | 0 | 0 | 0.22 | 1 | System | kW | 0.00012658 | [5 empty] | 15 | 70.11% | 0% | 0 | 0 | 0 | 0 | 0 |  |  |  | 0 | 0 | 0 | 0 | 0 | 0 | 0 | 0 | 0 | 0 | 0 | 0 | 0 | 0 | 0 | 0 | 0 | 0 | 0 | 0 | 0 | 0 | 0 | 0 | 0 | 0 | 0 | 0 | 0
Business Incentives & Services | Ind. Adj. Speed Drive | Workpapers - Historical Program Data | 10 | Industrial | Industrial | TRUE | Custom Measures – SPC: NR - 15 | Large Standard Performance Contract 0.7011 | kWh | 0.08 | 0 | 0 | 0.22 | 1 | System | kW | 0.00012658 | [5 empty] | 15 | 70.11% | 0% | 0 | 0 | 0 | 0 | 0 |  |  |  | 0 | 0 | 0 | 0 | 0 | 0 | 0 | 0 | 0 | 0 | 0 | 0 | 0 | 0 | 0 | 0 | 0 | 0 | 0 | 0 | 0 | 0 | 0 | 0 | 0 | 0 | 0 | 0 | 0
Business Incentives & Services | Ind. Adj. Speed Drive | Workpapers - Historical Program Data | 13 | Industrial | Industrial | TRUE | Custom Measures – SPC: NR - 15 | Large Standard Performance Contract 0.7011 | kWh | 0.08 | 0 | 0 | 0.22 | 1 | System | kW | 0.00012658 | [5 empty] | 15 | 70.11% | 0% | 589554.9142 | 549147.1957 | 549147.1957 | 393036.6095 | 0 |  |  |  | 147388.7286 | 147388.7286 | 147388.7286 | 147388.7286 | 137286.7989 | 137286.7989 | 137286.7989 | 137286.7989 | 137286.7989 | 137286.7989 | 137286.7989 | 137286.7989 | 98259.1524 | 98259.1524 | 98259.1524 | 98259.1524 | 0 | 0 | 0 | 0 | 0 | 0 | 0 | 0 | 0 | 0 | 0 | 0 | 2080885.9151
Business Incentives & Services | Ind. Adj. Speed Drive | Workpapers - Historical Program Data | 13 | Industrial | Industrial | TRUE | Custom Measures – SPC: NR - 15 | Large Standard Performance Contract 0.7011 | kWh | 0.08 | 0 | 0 | 0.22 | 1 | System | kW | 0.00012658 | [5 empty] | 15 | 70.11% | 0% | 0 | 0 | 0 | 0 | 0 |  |  |  | 0 | 0 | 0 | 0 | 0 | 0 | 0 | 0 | 0 | 0 | 0 | 0 | 0 | 0 | 0 | 0 | 0 | 0 | 0 | 0 | 0 | 0 | 0 | 0 | 0 | 0 | 0 | 0 | 0
Business Incentives & Services | Ind. Adj. Speed Drive | Workpapers - Historical Program Data | 13 | Industrial | Industrial | TRUE | Custom Measures – SPC: NR - 15 | Large Standard Performance Contract 0.7011 | kWh | 0.08 | 0 | 0 | 0.22 | 1 | System | kW | 0.00012658 | [5 empty] | 15 | 70.11% | 0% | 0 | 0 | 0 | 0 | 0 |  |  |  | 0 | 0 | 0 | 0 | 0 | 0 | 0 | 0 | 0 | 0 | 0 | 0 | 0 | 0 | 0 | 0 | 0 | 0 | 0 | 0 | 0 | 0 | 0 | 0 | 0 | 0 | 0 | 0 | 0
Business Incentives & Services | Ind. Adj. Speed Drive | Workpapers - Historical Program Data | 14 | Industrial | Industrial | TRUE | Custom Measures – SPC: NR - 15 | Large Standard Performance Contract 0.7011 | kWh | 0.08 | 0 | 0 | 0.22 | 1 | System | kW | 0.00012658 | [5 empty] | 15 | 70.11% | 0% | 0 | 0 | 0 | 0 | 0 |  |  |  | 0 | 0 | 0 | 0 | 0 | 0 | 0 | 0 | 0 | 0 | 0 | 0 | 0 | 0 | 0 | 0 | 0 | 0 | 0 | 0 | 0 | 0 | 0 | 0 | 0 | 0 | 0 | 0 | 0
Business Incentives & Services | Ind. Adj. Speed Drive | Workpapers - Historical Program Data | 6 | Industrial | Industrial | TRUE | Custom Measures – SPC: NR - 15 | Large Standard Performance Contract 0.7011 | kWh | 0.08 | 0 | 0 | 0.22 | 1 | System | kW | 0.00012658 | [5 empty] | 15 | 70.11% | 0% | 3676839.4658 | 3424831.2296 | 3424831.2296 | 2451226.3105 | 0 |  |  |  | 919209.8664 | 919209.8664 | 919209.8664 | 919209.8664 | 856207.8074 | 856207.8074 | 856207.8074 | 856207.8074 | 856207.8074 | 856207.8074 | 856207.8074 | 856207.8074 | 612806.5776 | 612806.5776 | 612806.5776 | 612806.5776 | 0 | 0 | 0 | 0 | 0 | 0 | 0 | 0 | 0 | 0 | 0 | 0 | 12977728.2356
Business Incentives & Services | Ind. Adj. Speed Drive | Workpapers - Historical Program Data | 6 | Industrial | Industrial | TRUE | Custom Measures – SPC: NR - 15 | Large Standard Performance Contract 0.7011 | kWh | 0.08 | 0 | 0 | 0.22 | 1 | System | kW | 0.00012658 | [5 empty] | 15 | 70.11% | 0% | 0 | 0 | 0 | 0 | 0 |  |  |  | 0 | 0 | 0 | 0 | 0 | 0 | 0 | 0 | 0 | 0 | 0 | 0 | 0 | 0 | 0 | 0 | 0 | 0 | 0 | 0 | 0 | 0 | 0 | 0 | 0 | 0 | 0 | 0 | 0
Business Incentives & Services | Ind. Adj. Speed Drive | Workpapers - Historical Program Data | 6 | Industrial | Industrial | TRUE | Custom Measures – SPC: NR - 15 | Large Standard Performance Contract 0.7011 | kWh | 0.08 | 0 | 0 | 0.22 | 1 | System | kW | 0.00012658 | [5 empty] | 15 | 70.11% | 0% | 0 | 0 | 0 | 0 | 0 |  |  |  | 0 | 0 | 0 | 0 | 0 | 0 | 0 | 0 | 0 | 0 | 0 | 0 | 0 | 0 | 0 | 0 | 0 | 0 | 0 | 0 | 0 | 0 | 0 | 0 | 0 | 0 | 0 | 0 | 0
Business Incentives & Services | Ind. Adj. Speed Drive | Workpapers - Historical Program Data | 9 | Industrial | Industrial | TRUE | Custom Measures – SPC: NR - 15 | Large Standard Performance Contract 0.7011 | kWh | 0.08 | 0 | 0 | 0.22 | 1 | System | kW | 0.00012658 | [5 empty] | 15 | 70.11% | 0% | 0 | 0 | 0 | 0 | 0 |  |  |  | 0 | 0 | 0 | 0 | 0 | 0 | 0 | 0 | 0 | 0 | 0 | 0 | 0 | 0 | 0 | 0 | 0 | 0 | 0 | 0 | 0 | 0 | 0 | 0 | 0 | 0 | 0 | 0 | 0
Business Incentives & Services | Ind. Pump System Controls | Workpapers - Historical Program Data | 13 | Industrial | Industrial | TRUE | Custom Measures – SPC: NR - 15 | Large Standard Performance Contract 0.7011 | kWh | 0.08 | 0 | 0 | 0.22 | 1 | System | kW | 0.00012658 | [5 empty] | 15 | 70.11% | 0% | 145623.975 | 211111.9024 | 183374.0024 | 55475.8 | 0 |  |  |  | 36405.9938 | 36405.9938 | 36405.9938 | 36405.9938 | 52777.9756 | 52777.9756 | 52777.9756 | 52777.9756 | 45843.5006 | 45843.5006 | 45843.5006 | 45843.5006 | 13868.95 | 13868.95 | 13868.95 | 13868.95 | 0 | 0 | 0 | 0 | 0 | 0 | 0 | 0 | 0 | 0 | 0 | 0 | 595585.6799
Business Incentives & Services | Ind. Pump System Controls | Workpapers - Historical Program Data | 13 | Industrial | Industrial | TRUE | Custom Measures – SPC: NR - 15 | Large Standard Performance Contract 0.7011 | kWh | 0.08 | 0 | 0 | 0.22 | 1 | System | kW | 0.00012658 | [5 empty] | 15 | 70.11% | 0% | 0 | 0 | 0 | 0 | 0 |  |  |  | 0 | 0 | 0 | 0 | 0 | 0 | 0 | 0 | 0 | 0 | 0 | 0 | 0 | 0 | 0 | 0 | 0 | 0 | 0 | 0 | 0 | 0 | 0 | 0 | 0 | 0 | 0 | 0 | 0
Business Incentives & Services | Com. EMS (Space Conditioning) | Workpapers - Historical Program Data | 15 | Restaurant | New_AC-Ret | TRUE | Custom Measures – SPC: NR - 15 | Large Standard Performance Contract 0.7011 | kWh | 0.08 | 0 | 0 | 0.21584 | 1 | System | kW | 0.00013889 | [5 empty] | 15 | 70.11% | 100% | 7694.8278 | 11155.2355 | 9689.554 | 2931.363 | 0 |  |  |  | 1923.7069 | 1923.7069 | 1923.7069 | 1923.7069 | 2788.8089 | 2788.8089 | 2788.8089 | 2788.8089 | 2422.3885 | 2422.3885 | 2422.3885 | 2422.3885 | 732.8407 | 732.8407 | 732.8407 | 732.8407 | 0 | 0 | 0 | 0 | 0 | 0 | 0 | 0 | 0 | 0 | 0 | 0 | 31470.9801
Business Incentives & Services | Com. EMS (Space Conditioning) | Workpapers - Historical Program Data | 15 | Hotel_Motel | New_AC-Ret | TRUE | Custom Measures – SPC: NR - 15 | Large Standard Performance Contract 0.7011 | kWh | 0.08 | 0 | 0 | 0.21584 | 1 | System | kW | 0.00013889 | [5 empty] | 15 | 70.11% | 100% | 1459552.9236 | 2115922.151 | 1837912.0703 | 556020.1614 | 0 |  |  |  | 364888.2309 | 364888.2309 | 364888.2309 | 364888.2309 | 528980.5378 | 528980.5378 | 528980.5378 | 528980.5378 | 459478.0176 | 459478.0176 | 459478.0176 | 459478.0176 | 139005.0403 | 139005.0403 | 139005.0403 | 139005.0403 | 0 | 0 | 0 | 0 | 0 | 0 | 0 | 0 | 0 | 0 | 0 | 0 | 5969407.3063
Business Incentives & Services | Com. EMS (Space Conditioning) | Workpapers - Historical Program Data | 16 | Hotel_Motel | New_AC-Ret | TRUE | Custom Measures – SPC: NR - 15 | Large Standard Performance Contract 0.7011 | kWh | 0.08 | 0 | 0 | 0.21584 | 1 | System | kW | 0.00013889 | [5 empty] | 15 | 70.11% | 100% | 20891.9516 | 30287.1807 | 26307.7614 | 7958.8387 | 0 |  |  |  | 5222.9879 | 5222.9879 | 5222.9879 | 5222.9879 | 7571.7952 | 7571.7952 | 7571.7952 | 7571.7952 | 6576.9403 | 6576.9403 | 6576.9403 | 6576.9403 | 1989.7097 | 1989.7097 | 1989.7097 | 1989.7097 | 0 | 0 | 0 | 0 | 0 | 0 | 0 | 0 | 0 | 0 | 0 | 0 | 85445.7324
Business Incentives & Services | Com. EMS (Space Conditioning) | Workpapers - Historical Program Data | 6 | Large_Retail_Store | New_AC-Ret | TRUE | Custom Measures – SPC: NR - 15 | Large Standard Performance Contract 0.7011 | kWh | 0.08 | 0 | 0 | 0.21584 | 1 | System | kW | 0.00013889 | [5 empty] | 15 | 70.11% | 100% | 141768.74 | 205522.9463 | 178519.3768 | 54007.139 | 0 |  |  |  | 35442.185 | 35442.185 | 35442.185 | 35442.185 | 51380.7366 | 51380.7366 | 51380.7366 | 51380.7366 | 44629.8442 | 44629.8442 | 44629.8442 | 44629.8442 | 13501.7848 | 13501.7848 | 13501.7848 | 13501.7848 | 0 | 0 | 0 | 0 | 0 | 0 | 0 | 0 | 0 | 0 | 0 | 0 | 579818.2021
Business Incentives & Services | Com. EMS (Space Conditioning) | Workpapers - Historical Program Data | 6 | Misc._Commercial | New_AC-Ret | TRUE | Custom Measures – SPC: NR - 15 | Large Standard Performance Contract 0.7011 | kWh | 0.08 | 0 | 0 | 0.21584 | 1 | System | kW | 0.00013889 | [5 empty] | 15 | 70.11% | 100% | 71464.702 | 103602.7837 | 89990.4596 | 27224.6484 | 0 |  |  |  | 17866.1755 | 17866.1755 | 17866.1755 | 17866.1755 | 25900.6959 | 25900.6959 | 25900.6959 | 25900.6959 | 22497.6149 | 22497.6149 | 22497.6149 | 22497.6149 | 6806.1621 | 6806.1621 | 6806.1621 | 6806.1621 | 0 | 0 | 0 | 0 | 0 | 0 | 0 | 0 | 0 | 0 | 0 | 0 | 292282.5936
Business Incentives & Services | Com. EMS (Space Conditioning) | Workpapers - Historical Program Data | 8 | Large_Office | New_AC-Ret | TRUE | Custom Measures – SPC: NR - 15 | Large Standard Performance Contract 0.7011 | kWh | 0.08 | 0 | 0 | 0.21584 | 1 | System | kW | 0.00013889 | [5 empty] | 15 | 70.11% | 100% | 408892.1848 | 592773.3192 | 514889.0936 | 155768.4513 | 0 |  |  |  | 102223.0462 | 102223.0462 | 102223.0462 | 102223.0462 | 148193.3298 | 148193.3298 | 148193.3298 | 148193.3298 | 128722.2734 | 128722.2734 | 128722.2734 | 128722.2734 | 38942.1128 | 38942.1128 | 38942.1128 | 38942.1128 | 0 | 0 | 0 | 0 | 0 | 0 | 0 | 0 | 0 | 0 | 0 | 0 | 1672323.0489
Business Incentives & Services | Com. EMS (Space Conditioning) | Workpapers - Historical Program Data | 8 | Large_Retail_Store | New_AC-Ret | TRUE | Custom Measures – SPC: NR - 15 | Large Standard Performance Contract 0.7011 | kWh | 0.08 | 0 | 0 | 0.21584 | 1 | System | kW | 0.00013889 | [5 empty] | 15 | 70.11% | 100% | 55929.0274 | 81080.6282 | 70427.4802 | 21306.2962 | 0 |  |  |  | 13982.2569 | 13982.2569 | 13982.2569 | 13982.2569 | 20270.1571 | 20270.1571 | 20270.1571 | 20270.1571 | 17606.87 | 17606.87 | 17606.87 | 17606.87 | 5326.574 | 5326.574 | 5326.574 | 5326.574 | 0 | 0 | 0 | 0 | 0 | 0 | 0 | 0 | 0 | 0 | 0 | 0 | 228743.432
Business Incentives & Services | Com. EMS (Space Conditioning) | Workpapers - Historical Program Data | 8 | Restaurant | New_AC-Ret | TRUE | Custom Measures – SPC: NR - 15 | Large Standard Performance Contract 0.7011 | kWh | 0.08 | 0 | 0 | 0.21584 | 1 | System | kW | 0.00013889 | [5 empty] | 15 | 70.11% | 100% | 227206.3386 | 329382.3176 | 286104.9198 | 86554.7956 | 0 |  |  |  | 56801.5846 | 56801.5846 | 56801.5846 | 56801.5846 | 82345.5794 | 82345.5794 | 82345.5794 | 82345.5794 | 71526.2299 | 71526.2299 | 71526.2299 | 71526.2299 | 21638.6989 | 21638.6989 | 21638.6989 | 21638.6989 | 0 | 0 | 0 | 0 | 0 | 0 | 0 | 0 | 0 | 0 | 0 | 0 | 929248.3716
Business Incentives & Services | Com. EMS (Space Conditioning) | Workpapers - Historical Program Data | 8 | Non-Refrig._Warehouse | New_AC-Ret | TRUE | Custom Measures – SPC: NR - 15 | Large Standard Performance Contract 0.7011 | kWh | 0.08 | 0 | 0 | 0.21584 | 1 | System | kW | 0.00013889 | [5 empty] | 15 | 70.11% | 100% | 61037.4466 | 88486.3324 | 76860.1521 | 23252.3606 | 0 |  |  |  | 15259.3616 | 15259.3616 | 15259.3616 | 15259.3616 | 22121.5831 | 22121.5831 | 22121.5831 | 22121.5831 | 19215.038 | 19215.038 | 19215.038 | 19215.038 | 5813.0901 | 5813.0901 | 5813.0901 | 5813.0901 | 0 | 0 | 0 | 0 | 0 | 0 | 0 | 0 | 0 | 0 | 0 | 0 | 249636.2917
Business Incentives & Services | Com. EMS (Space Conditioning) | Workpapers - Historical Program Data | 8 | Hotel_Motel | New_AC-Ret | TRUE | Custom Measures – SPC: NR - 15 | Large Standard Performance Contract 0.7011 | kWh | 0.08 | 0 | 0 | 0.21584 | 1 | System | kW | 0.00013889 | [5 empty] | 15 | 70.11% | 100% | 1021443.4568 | 1480792.3724 | 1286231.7139 | 389121.3169 | 0 |  |  |  | 255360.8642 | 255360.8642 | 255360.8642 | 255360.8642 | 370198.0931 | 370198.0931 | 370198.0931 | 370198.0931 | 321557.9285 | 321557.9285 | 321557.9285 | 321557.9285 | 97280.3292 | 97280.3292 | 97280.3292 | 97280.3292 | 0 | 0 | 0 | 0 | 0 | 0 | 0 | 0 | 0 | 0 | 0 | 0 | 4177588.8601
Business Incentives & Services | Com. EMS (Space Conditioning) | Workpapers - Historical Program Data | 8 | Misc._Commercial | New_AC-Ret | TRUE | Custom Measures – SPC: NR - 15 | Large Standard Performance Contract 0.7011 | kWh | 0.08 | 0 | 0 | 0.21584 | 1 | System | kW | 0.00013889 | [5 empty] | 15 | 70.11% | 100% | 26582.9492 | 38537.4522 | 33474.0333 | 10126.8378 | 0 |  |  |  | 6645.7373 | 6645.7373 | 6645.7373 | 6645.7373 | 9634.363 | 9634.363 | 9634.363 | 9634.363 | 8368.5083 | 8368.5083 | 8368.5083 | 8368.5083 | 2531.7094 | 2531.7094 | 2531.7094 | 2531.7094 | 0 | 0 | 0 | 0 | 0 | 0 | 0 | 0 | 0 | 0 | 0 | 0 | 108721.2724
Business Incentives & Services | Com. EMS (Space Conditioning) | Workpapers - Historical Program Data | 9 | K_thru_12_School | New_AC-Ret | TRUE | Custom Measures – SPC: NR - 15 | Large Standard Performance Contract 0.7011 | kWh | 0.08 | 0 | 0 | 0.21584 | 1 | System | kW | 0.00013889 | [5 empty] | 15 | 70.11% | 100% | 591559.728 | 857587.4927 | 744909.4493 | 225356.0869 | 0 |  |  |  | 147889.932 | 147889.932 | 147889.932 | 147889.932 | 214396.8732 | 214396.8732 | 214396.8732 | 214396.8732 | 186227.3623 | 186227.3623 | 186227.3623 | 186227.3623 | 56339.0217 | 56339.0217 | 56339.0217 | 56339.0217 | 0 | 0 | 0 | 0 | 0 | 0 | 0 | 0 | 0 | 0 | 0 | 0 | 2419412.7568
Business Incentives & Services | Com. EMS (Space Conditioning) | Workpapers - Historical Program Data | 9 | College_University | New_AC-Ret | TRUE | System Controls: NR - 15 | Large Standard Performance Contract 0.7011 | kWh | 0.08 | 0 | 0 | 0.21584 | 1 | System | kW | 0.00013889 | [5 empty] | 15 | 70.11% | 100% | 717296.3288 | 1039868.5559 | 903240.6837 | 273255.7443 | 0 |  |  |  | 179324.0822 | 179324.0822 | 179324.0822 | 179324.0822 | 259967.139 | 259967.139 | 259967.139 | 259967.139 | 225810.1709 | 225810.1709 | 225810.1709 | 225810.1709 | 68313.9361 | 68313.9361 | 68313.9361 | 68313.9361 | 0 | 0 | 0 | 0 | 0 | 0 | 0 | 0 | 0 | 0 | 0 | 0 | 2933661.3127
Business Incentives & Services | Ind. Customized - Process | Workpapers - Historical Program Data | 10 | Industrial | Industrial | TRUE | Custom Measures – SPC: NR - 15 | Large Standard Performance Contract 0.7011 | kWh | 0.08 | 0 | 0 | 0.22 | 1 | System | kW | 0.00012658 | [5 empty] | 15 | 70.11% | 0% | 0 | 0 | 0 | [5 empty] | 0 | 0 | 0 | 0 | 0 | 0 | 0 | 0 | 0 | 0 | 0 | 0 | 0 | 0 | 0 | 0 | 0 | 0 | 0 | 0 | 0 | 0 | 0 | 0 | 0 | 0 | 0 | 0 | 0
Business Incentives & Services | Ind. Customized - Process | Workpapers - Historical Program Data | 13 | Industrial | Industrial | TRUE | Custom Measures – SPC: NR - 15 | Large Standard Performance Contract 0.7011 | kWh | 0.08 | 0 | 0 | 0.22 | 1 | System | kW | 0.00012658 | [5 empty] | 15 | 70.11% | 0% | 0 | 0 | 0 | [5 empty] | 0 | 0 | 0 | 0 | 0 | 0 | 0 | 0 | 0 | 0 | 0 | 0 | 0 | 0 | 0 | 0 | 0 | 0 | 0 | 0 | 0 | 0 | 0 | 0 | 0 | 0 | 0 | 0 | 0
Business Incentives & Services | Ind. Customized - Process | Workpapers - Historical Program Data | 14 | Industrial | Industrial | TRUE | Custom Measures – SPC: NR - 15 | Large Standard Performance Contract 0.7011 | kWh | 0.08 | 0 | 0 | 0.22 | 1 | System | kW | 0.00012658 | [5 empty] | 15 | 70.11% | 0% | 0 | 0 | 0 | [5 empty] | 0 | 0 | 0 | 0 | 0 | 0 | 0 | 0 | 0 | 0 | 0 | 0 | 0 | 0 | 0 | 0 | 0 | 0 | 0 | 0 | 0 | 0 | 0 | 0 | 0 | 0 | 0 | 0 | 0
Business Incentives & Services | Ind. Customized - Process | Workpapers - Historical Program Data | 6 | Industrial | Industrial | TRUE | Custom Measures – SPC: NR - 15 | Large Standard Performance Contract 0.7011 | kWh | 0.08 | 0 | 0 | 0.22 | 1 | System | kW | 0.00012658 | [5 empty] | 15 | 70.11% | 0% | 0 | 0 | 0 | [5 empty] | 0 | 0 | 0 | 0 | 0 | 0 | 0 | 0 | 0 | 0 | 0 | 0 | 0 | 0 | 0 | 0 | 0 | 0 | 0 | 0 | 0 | 0 | 0 | 0 | 0 | 0 | 0 | 0 | 0
Business Incentives & Services | Ind. Customized - Process | Workpapers - Historical Program Data | 8 | Industrial | Industrial | TRUE | Custom Measures – SPC: NR - 15 | Large Standard Performance Contract 0.7011 | kWh | 0.08 | 0 | 0 | 0.22 | 1 | System | kW | 0.00012658 | [5 empty] | 15 | 70.11% | 0% | 0 | 0 | 0 | [5 empty] | 0 | 0 | 0 | 0 | 0 | 0 | 0 | 0 | 0 | 0 | 0 | 0 | 0 | 0 | 0 | 0 | 0 | 0 | 0 | 0 | 0 | 0 | 0 | 0 | 0 | 0 | 0 | 0 | 0
Business Incentives & Services | Ind. Customized - Process | Workpapers - Historical Program Data | 9 | Industrial | Industrial | TRUE | Custom Measures – SPC: NR - 15 | Large Standard Performance Contract 0.7011 | kWh | 0.08 | 0 | 0 | 0.22 | 1 | System | kW | 0.00012658 | [5 empty] | 15 | 70.11% | 0% | 0 | 0 | 0 | [5 empty] | 0 | 0 | 0 | 0 | 0 | 0 | 0 | 0 | 0 | 0 | 0 | 0 | 0 | 0 | 0 | 0 | 0 | 0 | 0 | 0 | 0 | 0 | 0 | 0 | 0 | 0 | 0 | 0 | 0
Business Incentives & Services | Early Retirement Motors | Workpapers - Historical Program Data | 10 | Industrial | Industrial | TRUE | 7 | Large Standard Performance Contract 0.7011 | Cumulative Early Replacement kWh | 0.08 | 0 | 0 | 0.187 | 1 | System | kW | 2.5e-05 | [5 empty] | 7 | 70.11% | 0% | 70090.425 | 122330.0985 | 145693.5735 | 93453.9 | 70090.425 |  |  |  | 17522.6063 | 17522.6063 | 17522.6063 | 17522.6063 | 30582.5246 | 30582.5246 | 30582.5246 | 30582.5246 | 36423.3934 | 36423.3934 | 36423.3934 | 36423.3934 | 23363.475 | 23363.475 | 23363.475 | 23363.475 | 17522.6063 | 17522.6063 | 17522.6063 | 17522.6063 | 0 | 0 | 0 | 0 | 0 | 0 | 0 | 0 | 501658.422
Business Incentives & Services | Early Retirement Motors | Workpapers - Historical Program Data | 8 | Industrial | Industrial | TRUE | 7 | Large Standard Performance Contract 0.7011 | Cumulative Early Replacement kWh | 0.08 | 0 | 0 | 0.187 | 1 | System | kW | 2.5e-05 | [5 empty] | 7 | 70.11% | 0% | 0 | 0 | 0 | 0 | 0 |  |  |  | 0 | 0 | 0 | 0 | 0 | 0 | 0 | 0 | 0 | 0 | 0 | 0 | 0 | 0 | 0 | 0 | 0 | 0 | 0 | 0 | 0 | 0 | 0 | 0 | 0 | 0 | 0 | 0 | 0
Business Incentives & Services | Early Retirement Motors | Workpapers - Historical Program Data | 9 | Industrial | Industrial | TRUE | 7 | Large Standard Performance Contract 0.7011 | Cumulative Early Replacement kWh | 0.08 | 0 | 0 | 0.187 | 1 | System | kW | 2.5e-05 | [5 empty] | 7 | 70.11% | 0% | 0 | 0 | 0 | 0 | 0 |  |  |  | 0 | 0 | 0 | 0 | 0 | 0 | 0 | 0 | 0 | 0 | 0 | 0 | 0 | 0 | 0 | 0 | 0 | 0 | 0 | 0 | 0 | 0 | 0 | 0 | 0 | 0 | 0 | 0 | 0
Business Incentives & Services | Com. Motors | Workpapers - Historical Program Data | 6 | Misc._Commercial | Commercial Whole Building | TRUE | High Efficiency Motors: NR - 15 | Large Standard Performance Contract 0.7011 | kWh | 0.08 | 0 | 0 | 0.19 | 1 | System | kW | 0.00012658 | [5 empty] | 15 | 70.11% | 0% | 617907 | 1444019.5432 | 1993269.5432 | 1373126 | 549250 |  |  |  | 154476.75 | 154476.75 | 154476.75 | 154476.75 | 361004.8858 | 361004.8858 | 361004.8858 | 361004.8858 | 498317.3858 | 498317.3858 | 498317.3858 | 498317.3858 | 343281.5 | 343281.5 | 343281.5 | 343281.5 | 137312.5 | 137312.5 | 137312.5 | 137312.5 | 0 | 0 | 0 | 0 | 0 | 0 | 0 | 0 | 5977572.0864
Business Incentives & Services | Com. Motors | Workpapers - Historical Program Data | 8 | Large_Office | Hi_Eff_AC_Mtr-NC | TRUE | High Efficiency Motors: NR - 15 | Large Standard Performance Contract 0.7011 | kWh | 0.14 | 0 | 0 | 0.19 | 1 | System | kW | 0.00012658 | [5 empty] | 15 | 70.11% | 0% | 22818.75 | 53325.6946 | 73609.6946 | 50708 | 20283 |  |  |  | 5704.6875 | 5704.6875 | 5704.6875 | 5704.6875 | 13331.4237 | 13331.4237 | 13331.4237 | 13331.4237 | 18402.4237 | 18402.4237 | 18402.4237 | 18402.4237 | 12677 | 12677 | 12677 | 12677 | 5070.75 | 5070.75 | 5070.75 | 5070.75 | 0 | 0 | 0 | 0 | 0 | 0 | 0 | 0 | 220745.1392
Business Incentives & Services | Cool Roofs | Workpapers - Historical Program Data | 10 | Large_Retail_Store | Reduce_Cooling_Load-Ret | TRUE | Custom Measures – SPC: NR - 15 | Large Standard Performance Contract 0.7011 | kWh | 0.08 | 0 | 0 | 0.1 | 1 | System | kW | 0.0006 | [5 empty] | 15 | 70.11% | 0% | 28102.5 | 49047.8064 | 58415.3064 | 37470 | 28102.5 |  |  |  | 7025.625 | 7025.625 | 7025.625 | 7025.625 | 12261.9516 | 12261.9516 | 12261.9516 | 12261.9516 | 14603.8266 | 14603.8266 | 14603.8266 | 14603.8266 | 9367.5 | 9367.5 | 9367.5 | 9367.5 | 7025.625 | 7025.625 | 7025.625 | 7025.625 | 0 | 0 | 0 | 0 | 0 | 0 | 0 | 0 | 201138.1127
Business Incentives & Services | Cool Roofs | Workpapers - Historical Program Data | 14 | Industrial | Reduce_Cooling_Load-Ret | TRUE | Custom Measures – SPC: NR - 15 | Large Standard Performance Contract 0.7011 | kWh | 0.08 | 0 | 0 | 0.1 | 1 | System | kW | 0.0006 | [5 empty] | 15 | 70.11% | 0% | 0 | 0 | 0 | 0 | 0 |  |  |  | 0 | 0 | 0 | 0 | 0 | 0 | 0 | 0 | 0 | 0 | 0 | 0 | 0 | 0 | 0 | 0 | 0 | 0 | 0 | 0 | 0 | 0 | 0 | 0 | 0 | 0 | 0 | 0 | 0
Business Incentives & Services | Cool Roofs | Workpapers - Historical Program Data | 6 | Small_Office | Reduce_Cooling_Load-Ret | TRUE | Custom Measures – SPC: NR - 15 | Large Standard Performance Contract 0.7011 | kWh | 0.08 | 0 | 0 | 0.1 | 1 | System | kW | 0.0006 | [5 empty] | 15 | 70.11% | 0% | 11250 | 19634.8304 | 23384.8304 | 15000 | 11250 |  |  |  | 2812.5 | 2812.5 | 2812.5 | 2812.5 | 4908.7076 | 4908.7076 | 4908.7076 | 4908.7076 | 5846.2076 | 5846.2076 | 5846.2076 | 5846.2076 | 3750 | 3750 | 3750 | 3750 | 2812.5 | 2812.5 | 2812.5 | 2812.5 | 0 | 0 | 0 | 0 | 0 | 0 | 0 | 0 | 80519.6608
Business Incentives & Services | Cool Roofs | Workpapers - Historical Program Data | 6 | Large_Office | Reduce_Cooling_Load-Ret | TRUE | Custom Measures – SPC: NR - 15 | Large Standard Performance Contract 0.7011 | kWh | 0.08 | 0 | 0 | 0.1 | 1 | System | kW | 0.0006 | [5 empty] | 15 | 70.11% | 0% | 3912.3 | 6828.2086 | 8132.3086 | 5216.4 | 3912.3 |  |  |  | 978.075 | 978.075 | 978.075 | 978.075 | 1707.0522 | 1707.0522 | 1707.0522 | 1707.0522 | 2033.0772 | 2033.0772 | 2033.0772 | 2033.0772 | 1304.1 | 1304.1 | 1304.1 | 1304.1 | 978.075 | 978.075 | 978.075 | 978.075 | 0 | 0 | 0 | 0 | 0 | 0 | 0 | 0 | 28001.5172
Business Incentives & Services | Cool Roofs | Workpapers - Historical Program Data | 6 | Industrial | Reduce_Cooling_Load-Ret | TRUE | Custom Measures – SPC: NR - 15 | Large Standard Performance Contract 0.7011 | kWh | 0.08 | 0 | 0 | 0.1 | 1 | System | kW | 0.0006 | [5 empty] | 15 | 70.11% | 0% | 0 | 0 | 0 | 0 | 0 |  |  |  | 0 | 0 | 0 | 0 | 0 | 0 | 0 | 0 | 0 | 0 | 0 | 0 | 0 | 0 | 0 | 0 | 0 | 0 | 0 | 0 | 0 | 0 | 0 | 0 | 0 | 0 | 0 | 0 | 0
Business Incentives & Services | Cool Roofs | Workpapers - Historical Program Data | 6 | Misc._Commercial | Reduce_Cooling_Load-Ret | TRUE | Custom Measures – SPC: NR - 15 | Large Standard Performance Contract 0.7011 | kWh | 0.08 | 0 | 0 | 0.1 | 1 | System | kW | 0.0006 | [5 empty] | 15 | 70.11% | 0% | 11700 | 20420.2236 | 24320.2236 | 15600 | 11700 |  |  |  | 2925 | 2925 | 2925 | 2925 | 5105.0559 | 5105.0559 | 5105.0559 | 5105.0559 | 6080.0559 | 6080.0559 | 6080.0559 | 6080.0559 | 3900 | 3900 | 3900 | 3900 | 2925 | 2925 | 2925 | 2925 | 0 | 0 | 0 | 0 | 0 | 0 | 0 | 0 | 83740.4472
Business Incentives & Services | Cool Roofs | Workpapers - Historical Program Data | 8 | Small_Office | Reduce_Cooling_Load-Ret | TRUE | Custom Measures – SPC: NR - 15 | Large Standard Performance Contract 0.7011 | kWh | 0.08 | 0 | 0 | 0.1 | 1 | System | kW | 0.0006 | [5 empty] | 15 | 70.11% | 0% | 4050 | 7068.5389 | 8418.5389 | 5400 | 4050 |  |  |  | 1012.5 | 1012.5 | 1012.5 | 1012.5 | 1767.1347 | 1767.1347 | 1767.1347 | 1767.1347 | 2104.6347 | 2104.6347 | 2104.6347 | 2104.6347 | 1350 | 1350 | 1350 | 1350 | 1012.5 | 1012.5 | 1012.5 | 1012.5 | 0 | 0 | 0 | 0 | 0 | 0 | 0 | 0 | 28987.0779
Business Incentives & Services | Cool Roofs | Workpapers - Historical Program Data | 8 | Large_Office | Reduce_Cooling_Load-Ret | TRUE | Custom Measures – SPC: NR - 15 | Large Standard Performance Contract 0.7011 | kWh | 0.08 | 0 | 0 | 0.1 | 1 | System | kW | 0.0006 | [5 empty] | 15 | 70.11% | 0% | 16553.25 | 28890.6895 | 34408.4395 | 22071 | 16553.25 |  |  |  | 4138.3125 | 4138.3125 | 4138.3125 | 4138.3125 | 7222.6724 | 7222.6724 | 7222.6724 | 7222.6724 | 8602.1099 | 8602.1099 | 8602.1099 | 8602.1099 | 5517.75 | 5517.75 | 5517.75 | 5517.75 | 4138.3125 | 4138.3125 | 4138.3125 | 4138.3125 | 0 | 0 | 0 | 0 | 0 | 0 | 0 | 0 | 118476.6289
Business Incentives & Services | Cool Roofs | Workpapers - Historical Program Data | 8 | Small_Retail_Store | Reduce_Cooling_Load-Ret | TRUE | Custom Measures – SPC: NR - 15 | Large Standard Performance Contract 0.7011 | kWh | 0.08 | 0 | 0 | 0.1 | 1 | System | kW | 0.0006 | [5 empty] | 15 | 70.11% | 0% | 2250 | 3926.9661 | 4676.9661 | 3000 | 2250 |  |  |  | 562.5 | 562.5 | 562.5 | 562.5 | 981.7415 | 981.7415 | 981.7415 | 981.7415 | 1169.2415 | 1169.2415 | 1169.2415 | 1169.2415 | 750 | 750 | 750 | 750 | 562.5 | 562.5 | 562.5 | 562.5 | 0 | 0 | 0 | 0 | 0 | 0 | 0 | 0 | 16103.9322
Business Incentives & Services | Cool Roofs | Workpapers - Historical Program Data | 8 | Misc._Commercial | Reduce_Cooling_Load-Ret | TRUE | Custom Measures – SPC: NR - 15 | Large Standard Performance Contract 0.7011 | kWh | 0.08 | 0 | 0 | 0.1 | 1 | System | kW | 0.0006 | [5 empty] | 15 | 70.11% | 0% | 45000 | 78539.3216 | 93539.3216 | 60000 | 45000 |  |  |  | 11250 | 11250 | 11250 | 11250 | 19634.8304 | 19634.8304 | 19634.8304 | 19634.8304 | 23384.8304 | 23384.8304 | 23384.8304 | 23384.8304 | 15000 | 15000 | 15000 | 15000 | 11250 | 11250 | 11250 | 11250 | 0 | 0 | 0 | 0 | 0 | 0 | 0 | 0 | 322078.6432
Business Incentives & Services | Cool Roofs | Workpapers - Historical Program Data | 8 | Industrial | Reduce_Cooling_Load-Ret | TRUE | Custom Measures – SPC: NR - 15 | Large Standard Performance Contract 0.7011 | kWh | 0.08 | 0 | 0 | 0.1 | 1 | System | kW | 0.0006 | [5 empty] | 15 | 70.11% | 0% | 0 | 0 | 0 | 0 | 0 |  |  |  | 0 | 0 | 0 | 0 | 0 | 0 | 0 | 0 | 0 | 0 | 0 | 0 | 0 | 0 | 0 | 0 | 0 | 0 | 0 | 0 | 0 | 0 | 0 | 0 | 0 | 0 | 0 | 0 | 0
Business Incentives & Services | Cool Roofs | Workpapers - Historical Program Data | 9 | Non-Refrig._Warehouse | Reduce_Cooling_Load-Ret | TRUE | Custom Measures – SPC: NR - 15 | Large Standard Performance Contract 0.7011 | kWh | 0.08 | 0 | 0 | 0.1 | 1 | System | kW | 0.0006 | [5 empty] | 15 | 70.11% | 0% | 47582.1 | 83045.9079 | 98906.6079 | 63442.8 | 47582.1 |  |  |  | 11895.525 | 11895.525 | 11895.525 | 11895.525 | 20761.477 | 20761.477 | 20761.477 | 20761.477 | 24726.652 | 24726.652 | 24726.652 | 24726.652 | 15860.7 | 15860.7 | 15860.7 | 15860.7 | 11895.525 | 11895.525 | 11895.525 | 11895.525 | 0 | 0 | 0 | 0 | 0 | 0 | 0 | 0 | 340559.5158
Business Incentives & Services | Cool Roofs | Workpapers - Historical Program Data | 9 | Industrial | Reduce_Cooling_Load-Ret | TRUE | Custom Measures – SPC: NR - 15 | Large Standard Performance Contract 0.7011 | kWh | 0.08 | 0 | 0 | 0.1 | 1 | System | kW | 0.0006 | [5 empty] | 15 | 70.11% | 0% | 0 | 0 | 0 | 0 | 0 |  |  |  | 0 | 0 | 0 | 0 | 0 | 0 | 0 | 0 | 0 | 0 | 0 | 0 | 0 | 0 | 0 | 0 | 0 | 0 | 0 | 0 | 0 | 0 | 0 | 0 | 0 | 0 | 0 | 0 | 0
Business Incentives & Services | Com. Customized - Refrigeration | Workpapers - Historical Program Data | 10 | Misc._Commercial | Refrigeration | TRUE | Custom Measures – SPC: NR - 15 | Large Standard Performance Contract 0.7011 | kWh | 0.14 | 0 | 0 | 0.25 | 1 | System | kW | 0.00012658 | [5 empty] | 15 | 70.11% | 0% | 49102.9937 | 85700.3514 | 102068.016 | 81838.3228 | 32735.3291 |  |  |  | 12275.7484 | 12275.7484 | 12275.7484 | 12275.7484 | 21425.0879 | 21425.0879 | 21425.0879 | 21425.0879 | 25517.004 | 25517.004 | 25517.004 | 25517.004 | 20459.5807 | 20459.5807 | 20459.5807 | 20459.5807 | 8183.8323 | 8183.8323 | 8183.8323 | 8183.8323 | 0 | 0 | 0 | 0 | 0 | 0 | 0 | 0 | 351445.013
Business Incentives & Services | Com. Customized - Refrigeration | Workpapers - Historical Program Data | 10 | Misc._Commercial | Refrigeration | TRUE | Custom Measures – SPC: NR - 15 | Large Standard Performance Contract 0.7011 | kWh | 0.14 | 0 | 0 | 0.25 | 1 | System | kW | 0.00012658 | [5 empty] | 15 | 70.11% | 0% | 332289.4613 | 579950.8639 | 690714.0177 | 553815.7689 | 221526.3076 |  |  |  | 83072.3653 | 83072.3653 | 83072.3653 | 83072.3653 | 144987.716 | 144987.716 | 144987.716 | 144987.716 | 172678.5044 | 172678.5044 | 172678.5044 | 172678.5044 | 138453.9422 | 138453.9422 | 138453.9422 | 138453.9422 | 55381.5769 | 55381.5769 | 55381.5769 | 55381.5769 | 0 | 0 | 0 | 0 | 0 | 0 | 0 | 0 | 2378296.4194
Business Incentives & Services | Com. Customized - Refrigeration | Workpapers - Historical Program Data | 10 | Misc._Commercial | Refrigeration | TRUE | Custom Measures – SPC: NR - 15 | Large Standard Performance Contract 0.7011 | kWh | 0.14 | 0 | 0 | 0.25 | 1 | System | kW | 0.00012658 | [5 empty] | 15 | 70.11% | 0% | 8117.6744 | 14167.9253 | 16873.8168 | 13529.4573 | 5411.7829 |  |  |  | 2029.4186 | 2029.4186 | 2029.4186 | 2029.4186 | 3541.9813 | 3541.9813 | 3541.9813 | 3541.9813 | 4218.4542 | 4218.4542 | 4218.4542 | 4218.4542 | 3382.3643 | 3382.3643 | 3382.3643 | 3382.3643 | 1352.9457 | 1352.9457 | 1352.9457 | 1352.9457 | 0 | 0 | 0 | 0 | 0 | 0 | 0 | 0 | 58100.6566
Business Incentives & Services | Com. Customized - Refrigeration | Workpapers - Historical Program Data | 10 | Misc._Commercial | Refrigeration | TRUE | Custom Measures – SPC: NR - 15 | Large Standard Performance Contract 0.7011 | kWh | 0.14 | 0 | 0 | 0.25 | 1 | System | kW | 0.00012658 | [5 empty] | 15 | 70.11% | 0% | 581744.5283 | 1015329.347 | 1209244.1897 | 969574.2139 | 387829.6856 |  |  |  | 145436.1321 | 145436.1321 | 145436.1321 | 145436.1321 | 253832.3367 | 253832.3367 | 253832.3367 | 253832.3367 | 302311.0474 | 302311.0474 | 302311.0474 | 302311.0474 | 242393.5535 | 242393.5535 | 242393.5535 | 242393.5535 | 96957.4214 | 96957.4214 | 96957.4214 | 96957.4214 | 0 | 0 | 0 | 0 | 0 | 0 | 0 | 0 | 4163721.9645
Business Incentives & Services | Com. Customized - Refrigeration | Workpapers - Historical Program Data | 10 | Misc._Commercial | Refrigeration | TRUE | Custom Measures – SPC: NR - 15 | Large Standard Performance Contract 0.7011 | kWh | 0.14 | 0 | 0 | 0.25 | 1 | System | kW | 0.00012658 | [5 empty] | 15 | 70.11% | 0% | 338287.3671 | 590419.1184 | 703181.5741 | 563812.2786 | 225524.9114 |  |  |  | 84571.8418 | 84571.8418 | 84571.8418 | 84571.8418 | 147604.7796 | 147604.7796 | 147604.7796 | 147604.7796 | 175795.3935 | 175795.3935 | 175795.3935 | 175795.3935 | 140953.0696 | 140953.0696 | 140953.0696 | 140953.0696 | 56381.2279 | 56381.2279 | 56381.2279 | 56381.2279 | 0 | 0 | 0 | 0 | 0 | 0 | 0 | 0 | 2421225.2497
Business Incentives & Services | Com. Customized - Refrigeration | Workpapers - Historical Program Data | 10 | Misc._Commercial | Refrigeration | TRUE | Custom Measures – SPC: NR - 15 | Large Standard Performance Contract 0.7011 | kWh | 0.14 | 0 | 0 | 0.25 | 1 | System | kW | 0.00012658 | [5 empty] | 15 | 70.11% | 0% | 52650.3414 | 91891.6021 | 109441.7159 | 87750.5689 | 35100.2276 |  |  |  | 13162.5853 | 13162.5853 | 13162.5853 | 13162.5853 | 22972.9005 | 22972.9005 | 22972.9005 | 22972.9005 | 27360.429 | 27360.429 | 27360.429 | 27360.429 | 21937.6422 | 21937.6422 | 21937.6422 | 21937.6422 | 8775.0569 | 8775.0569 | 8775.0569 | 8775.0569 | 0 | 0 | 0 | 0 | 0 | 0 | 0 | 0 | 376834.4558
Business Incentives & Services | Com. Customized - Refrigeration | Workpapers - Historical Program Data | 10 | Misc._Commercial | Refrigeration | TRUE | Custom Measures – SPC: NR - 15 | Large Standard Performance Contract 0.7011 | kWh | 0.14 | 0 | 0 | 0.25 | 1 | System | kW | 0.00012658 | [5 empty] | 15 | 70.11% | 0% | 15274.331 | 26658.5688 | 31750.0125 | 25457.2184 | 10182.8874 |  |  |  | 3818.5828 | 3818.5828 | 3818.5828 | 3818.5828 | 6664.6422 | 6664.6422 | 6664.6422 | 6664.6422 | 7937.5031 | 7937.5031 | 7937.5031 | 7937.5031 | 6364.3046 | 6364.3046 | 6364.3046 | 6364.3046 | 2545.7218 | 2545.7218 | 2545.7218 | 2545.7218 | 0 | 0 | 0 | 0 | 0 | 0 | 0 | 0 | 109323.0181
Business Incentives & Services | Com. Customized - Refrigeration | Workpapers - Historical Program Data | 10 | Misc._Commercial | Refrigeration | TRUE | Custom Measures – SPC: NR - 15 | Large Standard Performance Contract 0.7011 | kWh | 0.14 | 0 | 0 | 0.25 | 1 | System | kW | 0.00012658 | [5 empty] | 15 | 70.11% | 0% | 0 | 0 | 0 | 0 | 0 |  |  |  | 0 | 0 | 0 | 0 | 0 | 0 | 0 | 0 | 0 | 0 | 0 | 0 | 0 | 0 | 0 | 0 | 0 | 0 | 0 | 0 | 0 | 0 | 0 | 0 | 0 | 0 | 0 | 0 | 0
Business Incentives & Services | Com. Customized - Refrigeration | Workpapers - Historical Program Data | 13 | Misc._Commercial | Refrigeration | TRUE | Custom Measures – SPC: NR - 15 | Large Standard Performance Contract 0.7011 | kWh | 0.14 | 0 | 0 | 0.25 | 1 | System | kW | 0.00012658 | [5 empty] | 15 | 70.11% | 0% | 956.8211 | 1669.9574 | 1988.8978 | 1594.7019 | 637.8807 |  |  |  | 239.2053 | 239.2053 | 239.2053 | 239.2053 | 417.4893 | 417.4893 | 417.4893 | 417.4893 | 497.2244 | 497.2244 | 497.2244 | 497.2244 | 398.6755 | 398.6755 | 398.6755 | 398.6755 | 159.4702 | 159.4702 | 159.4702 | 159.4702 | 0 | 0 | 0 | 0 | 0 | 0 | 0 | 0 | 6848.2589
Business Incentives & Services | Com. Customized - Refrigeration | Workpapers - Historical Program Data | 13 | Misc._Commercial | Refrigeration | TRUE | Custom Measures – SPC: NR - 15 | Large Standard Performance Contract 0.7011 | kWh | 0.14 | 0 | 0 | 0.25 | 1 | System | kW | 0.00012658 | [5 empty] | 15 | 70.11% | 0% | 0 | 0 | 0 | 0 | 0 |  |  |  | 0 | 0 | 0 | 0 | 0 | 0 | 0 | 0 | 0 | 0 | 0 | 0 | 0 | 0 | 0 | 0 | 0 | 0 | 0 | 0 | 0 | 0 | 0 | 0 | 0 | 0 | 0 | 0 | 0
Business Incentives & Services | Com. Customized - Refrigeration | Workpapers - Historical Program Data | 13 | Misc._Commercial | Refrigeration | TRUE | Custom Measures – SPC: NR - 15 | Large Standard Performance Contract 0.7011 | kWh | 0.14 | 0 | 0 | 0.25 | 1 | System | kW | 0.00012658 | [5 empty] | 15 | 70.11% | 0% | 0 | 0 | 0 | 0 | 0 |  |  |  | 0 | 0 | 0 | 0 | 0 | 0 | 0 | 0 | 0 | 0 | 0 | 0 | 0 | 0 | 0 | 0 | 0 | 0 | 0 | 0 | 0 | 0 | 0 | 0 | 0 | 0 | 0 | 0 | 0
Business Incentives & Services | Com. Customized - Refrigeration | Workpapers - Historical Program Data | 14 | Misc._Commercial | Refrigeration | TRUE | Custom Measures – SPC: NR - 15 | Large Standard Performance Contract 0.7011 | kWh | 0.14 | 0 | 0 | 0.25 | 1 | System | kW | 0.00012658 | [5 empty] | 15 | 70.11% | 0% | 23236.2381 | 40554.6306 | 48300.0433 | 38727.0635 | 15490.8254 |  |  |  | 5809.0595 | 5809.0595 | 5809.0595 | 5809.0595 | 10138.6576 | 10138.6576 | 10138.6576 | 10138.6576 | 12075.0108 | 12075.0108 | 12075.0108 | 12075.0108 | 9681.7659 | 9681.7659 | 9681.7659 | 9681.7659 | 3872.7063 | 3872.7063 | 3872.7063 | 3872.7063 | 0 | 0 | 0 | 0 | 0 | 0 | 0 | 0 | 166308.8008
Business Incentives & Services | Com. Customized - Refrigeration | Workpapers - Historical Program Data | 14 | Misc._Commercial | Refrigeration | TRUE | Custom Measures – SPC: NR - 15 | Large Standard Performance Contract 0.7011 | kWh | 0.14 | 0 | 0 | 0.25 | 1 | System | kW | 0.00012658 | [5 empty] | 15 | 70.11% | 0% | 255009.6161 | 445072.9389 | 530076.1443 | 425016.0268 | 170006.4107 |  |  |  | 63752.404 | 63752.404 | 63752.404 | 63752.404 | 111268.2347 | 111268.2347 | 111268.2347 | 111268.2347 | 132519.0361 | 132519.0361 | 132519.0361 | 132519.0361 | 106254.0067 | 106254.0067 | 106254.0067 | 106254.0067 | 42501.6027 | 42501.6027 | 42501.6027 | 42501.6027 | 0 | 0 | 0 | 0 | 0 | 0 | 0 | 0 | 1825181.1367
Business Incentives & Services | Com. Customized - Refrigeration | Workpapers - Historical Program Data | 14 | Misc._Commercial | Refrigeration | TRUE | Custom Measures – SPC: NR - 15 | Large Standard Performance Contract 0.7011 | kWh | 0.14 | 0 | 0 | 0.25 | 1 | System | kW | 0.00012658 | [5 empty] | 15 | 70.11% | 0% | 30548.6621 | 53317.1377 | 63500.025 | 50914.4368 | 20365.7747 |  |  |  | 7637.1655 | 7637.1655 | 7637.1655 | 7637.1655 | 13329.2844 | 13329.2844 | 13329.2844 | 13329.2844 | 15875.0063 | 15875.0063 | 15875.0063 | 15875.0063 | 12728.6092 | 12728.6092 | 12728.6092 | 12728.6092 | 5091.4437 | 5091.4437 | 5091.4437 | 5091.4437 | 0 | 0 | 0 | 0 | 0 | 0 | 0 | 0 | 218646.0363
Business Incentives & Services | Com. Customized - Refrigeration | Workpapers - Historical Program Data | 14 | Misc._Commercial | Refrigeration | TRUE | Custom Measures – SPC: NR - 15 | Large Standard Performance Contract 0.7011 | kWh | 0.14 | 0 | 0 | 0.25 | 1 | System | kW | 0.00012658 | [5 empty] | 15 | 70.11% | 0% | 0 | 0 | 0 | 0 | 0 |  |  |  | 0 | 0 | 0 | 0 | 0 | 0 | 0 | 0 | 0 | 0 | 0 | 0 | 0 | 0 | 0 | 0 | 0 | 0 | 0 | 0 | 0 | 0 | 0 | 0 | 0 | 0 | 0 | 0 | 0
Business Incentives & Services | Com. Customized - Refrigeration | Workpapers - Historical Program Data | 15 | Misc._Commercial | Refrigeration | TRUE | Custom Measures – SPC: NR - 15 | Large Standard Performance Contract 0.7011 | kWh | 0.14 | 0 | 0 | 0.25 | 1 | System | kW | 0.00012658 | [5 empty] | 15 | 70.11% | 0% | 1275.7615 | 2226.6098 | 2651.8637 | 2126.2692 | 850.5077 |  |  |  | 318.9404 | 318.9404 | 318.9404 | 318.9404 | 556.6525 | 556.6525 | 556.6525 | 556.6525 | 662.9659 | 662.9659 | 662.9659 | 662.9659 | 531.5673 | 531.5673 | 531.5673 | 531.5673 | 212.6269 | 212.6269 | 212.6269 | 212.6269 | 0 | 0 | 0 | 0 | 0 | 0 | 0 | 0 | 9131.0118
Business Incentives & Services | Com. Customized - Refrigeration | Workpapers - Historical Program Data | 15 | Misc._Commercial | Refrigeration | TRUE | Custom Measures – SPC: NR - 15 | Large Standard Performance Contract 0.7011 | kWh | 0.14 | 0 | 0 | 0.25 | 1 | System | kW | 0.00012658 | [5 empty] | 15 | 70.11% | 0% | 123883.1561 | 216215.5343 | 257509.9197 | 206471.9269 | 82588.7708 |  |  |  | 30970.789 | 30970.789 | 30970.789 | 30970.789 | 54053.8836 | 54053.8836 | 54053.8836 | 54053.8836 | 64377.4799 | 64377.4799 | 64377.4799 | 64377.4799 | 51617.9817 | 51617.9817 | 51617.9817 | 51617.9817 | 20647.1927 | 20647.1927 | 20647.1927 | 20647.1927 | 0 | 0 | 0 | 0 | 0 | 0 | 0 | 0 | 886669.3078
Business Incentives & Services | Com. Customized - Refrigeration | Workpapers - Historical Program Data | 15 | Misc._Commercial | Refrigeration | TRUE | Custom Measures – SPC: NR - 15 | Large Standard Performance Contract 0.7011 | kWh | 0.14 | 0 | 0 | 0.25 | 1 | System | kW | 0.00012658 | [5 empty] | 15 | 70.11% | 0% | 44555.6248 | 77763.7454 | 92615.6203 | 74259.3746 | 29703.7498 |  |  |  | 11138.9062 | 11138.9062 | 11138.9062 | 11138.9062 | 19440.9364 | 19440.9364 | 19440.9364 | 19440.9364 | 23153.9051 | 23153.9051 | 23153.9051 | 23153.9051 | 18564.8437 | 18564.8437 | 18564.8437 | 18564.8437 | 7425.9375 | 7425.9375 | 7425.9375 | 7425.9375 | 0 | 0 | 0 | 0 | 0 | 0 | 0 | 0 | 318898.115
Business Incentives & Services | Com. Customized - Refrigeration | Workpapers - Historical Program Data | 15 | Misc._Commercial | Refrigeration | TRUE | Custom Measures – SPC: NR - 15 | Large Standard Performance Contract 0.7011 | kWh | 0.14 | 0 | 0 | 0.25 | 1 | System | kW | 0.00012658 | [5 empty] | 15 | 70.11% | 0% | 0 | 0 | 0 | 0 | 0 |  |  |  | 0 | 0 | 0 | 0 | 0 | 0 | 0 | 0 | 0 | 0 | 0 | 0 | 0 | 0 | 0 | 0 | 0 | 0 | 0 | 0 | 0 | 0 | 0 | 0 | 0 | 0 | 0 | 0 | 0
Business Incentives & Services | Com. Customized - Refrigeration | Workpapers - Historical Program Data | 16 | Misc._Commercial | Refrigeration | TRUE | Custom Measures – SPC: NR - 15 | Large Standard Performance Contract 0.7011 | kWh | 0.14 | 0 | 0 | 0.25 | 1 | System | kW | 0.00012658 | [5 empty] | 15 | 70.11% | 0% | 0 | 0 | 0 | 0 | 0 |  |  |  | 0 | 0 | 0 | 0 | 0 | 0 | 0 | 0 | 0 | 0 | 0 | 0 | 0 | 0 | 0 | 0 | 0 | 0 | 0 | 0 | 0 | 0 | 0 | 0 | 0 | 0 | 0 | 0 | 0
Business Incentives & Services | Com. Customized - Refrigeration | Workpapers - Historical Program Data | 6 | Misc._Commercial | Refrigeration | TRUE | Custom Measures – SPC: NR - 15 | Large Standard Performance Contract 0.7011 | kWh | 0.14 | 0 | 0 | 0.25 | 1 | System | kW | 0.00012658 | [5 empty] | 15 | 70.11% | 0% | 558.8862 | 975.4343 | 1161.7298 | 931.477 | 372.5908 |  |  |  | 139.7216 | 139.7216 | 139.7216 | 139.7216 | 243.8586 | 243.8586 | 243.8586 | 243.8586 | 290.4324 | 290.4324 | 290.4324 | 290.4324 | 232.8693 | 232.8693 | 232.8693 | 232.8693 | 93.1477 | 93.1477 | 93.1477 | 93.1477 | 0 | 0 | 0 | 0 | 0 | 0 | 0 | 0 | 4000.1182
Business Incentives & Services | Com. Customized - Refrigeration | Workpapers - Historical Program Data | 6 | Misc._Commercial | Refrigeration | TRUE | Custom Measures – SPC: NR - 15 | Large Standard Performance Contract 0.7011 | kWh | 0.14 | 0 | 0 | 0.25 | 1 | System | kW | 0.00012658 | [5 empty] | 15 | 70.11% | 0% | 64963.6122 | 113382.1785 | 135036.7158 | 108272.687 | 43309.0748 |  |  |  | 16240.903 | 16240.903 | 16240.903 | 16240.903 | 28345.5446 | 28345.5446 | 28345.5446 | 28345.5446 | 33759.179 | 33759.179 | 33759.179 | 33759.179 | 27068.1717 | 27068.1717 | 27068.1717 | 27068.1717 | 10827.2687 | 10827.2687 | 10827.2687 | 10827.2687 | 0 | 0 | 0 | 0 | 0 | 0 | 0 | 0 | 464964.2682
Business Incentives & Services | Com. Customized - Refrigeration | Workpapers - Historical Program Data | 6 | Misc._Commercial | Refrigeration | TRUE | Custom Measures – SPC: NR - 15 | Large Standard Performance Contract 0.7011 | kWh | 0.14 | 0 | 0 | 0.25 | 1 | System | kW | 0.00012658 | [5 empty] | 15 | 70.11% | 0% | 3399.4798 | 5933.1742 | 7066.3341 | 5665.7997 | 2266.3199 |  |  |  | 849.87 | 849.87 | 849.87 | 849.87 | 1483.2935 | 1483.2935 | 1483.2935 | 1483.2935 | 1766.5835 | 1766.5835 | 1766.5835 | 1766.5835 | 1416.4499 | 1416.4499 | 1416.4499 | 1416.4499 | 566.58 | 566.58 | 566.58 | 566.58 | 0 | 0 | 0 | 0 | 0 | 0 | 0 | 0 | 24331.1076
Business Incentives & Services | Com. Customized - Refrigeration | Workpapers - Historical Program Data | 6 | Misc._Commercial | Refrigeration | TRUE | Custom Measures – SPC: NR - 15 | Large Standard Performance Contract 0.7011 | kWh | 0.14 | 0 | 0 | 0.25 | 1 | System | kW | 0.00012658 | [5 empty] | 15 | 70.11% | 0% | 61232.6023 | 106870.3787 | 127281.2461 | 102054.3371 | 40821.7348 |  |  |  | 15308.1506 | 15308.1506 | 15308.1506 | 15308.1506 | 26717.5947 | 26717.5947 | 26717.5947 | 26717.5947 | 31820.3115 | 31820.3115 | 31820.3115 | 31820.3115 | 25513.5843 | 25513.5843 | 25513.5843 | 25513.5843 | 10205.4337 | 10205.4337 | 10205.4337 | 10205.4337 | 0 | 0 | 0 | 0 | 0 | 0 | 0 | 0 | 438260.299
Business Incentives & Services | Com. Customized - Refrigeration | Workpapers - Historical Program Data | 6 | Misc._Commercial | Refrigeration | TRUE | Custom Measures – SPC: NR - 15 | Large Standard Performance Contract 0.7011 | kWh | 0.14 | 0 | 0 | 0.25 | 1 | System | kW | 0.00012658 | [5 empty] | 15 | 70.11% | 0% | 755.632 | 1318.8182 | 1570.6956 | 1259.3866 | 503.7546 |  |  |  | 188.908 | 188.908 | 188.908 | 188.908 | 329.7046 | 329.7046 | 329.7046 | 329.7046 | 392.6739 | 392.6739 | 392.6739 | 392.6739 | 314.8466 | 314.8466 | 314.8466 | 314.8466 | 125.9387 | 125.9387 | 125.9387 | 125.9387 | 0 | 0 | 0 | 0 | 0 | 0 | 0 | 0 | 5408.287
Business Incentives & Services | Com. Customized - Refrigeration | Workpapers - Historical Program Data | 6 | Misc._Commercial | Refrigeration | TRUE | Custom Measures – SPC: NR - 15 | Large Standard Performance Contract 0.7011 | kWh | 0.14 | 0 | 0 | 0.25 | 1 | System | kW | 0.00012658 | [5 empty] | 15 | 70.11% | 0% | 101171.2442 | 176576.0197 | 210299.7677 | 168618.7403 | 67447.4961 |  |  |  | 25292.811 | 25292.811 | 25292.811 | 25292.811 | 44144.0049 | 44144.0049 | 44144.0049 | 44144.0049 | 52574.9419 | 52574.9419 | 52574.9419 | 52574.9419 | 42154.6851 | 42154.6851 | 42154.6851 | 42154.6851 | 16861.874 | 16861.874 | 16861.874 | 16861.874 | 0 | 0 | 0 | 0 | 0 | 0 | 0 | 0 | 724113.268
Business Incentives & Services | Com. Customized - Refrigeration | Workpapers - Historical Program Data | 6 | Misc._Commercial | Refrigeration | TRUE | Custom Measures – SPC: NR - 15 | Large Standard Performance Contract 0.7011 | kWh | 0.14 | 0 | 0 | 0.25 | 1 | System | kW | 0.00012658 | [5 empty] | 15 | 70.11% | 0% | 0 | 0 | 0 | 0 | 0 |  |  |  | 0 | 0 | 0 | 0 | 0 | 0 | 0 | 0 | 0 | 0 | 0 | 0 | 0 | 0 | 0 | 0 | 0 | 0 | 0 | 0 | 0 | 0 | 0 | 0 | 0 | 0 | 0 | 0 | 0
Business Incentives & Services | Com. Customized - Refrigeration | Workpapers - Historical Program Data | 8 | Misc._Commercial | Refrigeration | TRUE | Custom Measures – SPC: NR - 15 | Large Standard Performance Contract 0.7011 | kWh | 0.14 | 0 | 0 | 0.25 | 1 | System | kW | 0.00012658 | [5 empty] | 15 | 70.11% | 0% | 626.7721 | 1093.9169 | 1302.8409 | 1044.6202 | 417.8481 |  |  |  | 156.693 | 156.693 | 156.693 | 156.693 | 273.4792 | 273.4792 | 273.4792 | 273.4792 | 325.7102 | 325.7102 | 325.7102 | 325.7102 | 261.1551 | 261.1551 | 261.1551 | 261.1551 | 104.462 | 104.462 | 104.462 | 104.462 | 0 | 0 | 0 | 0 | 0 | 0 | 0 | 0 | 4485.9983
Business Incentives & Services | Com. Customized - Refrigeration | Workpapers - Historical Program Data | 8 | Misc._Commercial | Refrigeration | TRUE | Custom Measures – SPC: NR - 15 | Large Standard Performance Contract 0.7011 | kWh | 0.14 | 0 | 0 | 0.25 | 1 | System | kW | 0.00012658 | [5 empty] | 15 | 70.11% | 0% | 7525.2155 | 13133.896 | 15642.3011 | 12542.0258 | 5016.8103 |  |  |  | 1881.3039 | 1881.3039 | 1881.3039 | 1881.3039 | 3283.474 | 3283.474 | 3283.474 | 3283.474 | 3910.5753 | 3910.5753 | 3910.5753 | 3910.5753 | 3135.5064 | 3135.5064 | 3135.5064 | 3135.5064 | 1254.2026 | 1254.2026 | 1254.2026 | 1254.2026 | 0 | 0 | 0 | 0 | 0 | 0 | 0 | 0 | 53860.2486
Business Incentives & Services | Com. Customized - Refrigeration | Workpapers - Historical Program Data | 8 | Misc._Commercial | Refrigeration | TRUE | Custom Measures – SPC: NR - 15 | Large Standard Performance Contract 0.7011 | kWh | 0.14 | 0 | 0 | 0.25 | 1 | System | kW | 0.00012658 | [5 empty] | 15 | 70.11% | 0% | 77161.8472 | 134671.9808 | 160392.5965 | 128603.0787 | 51441.2315 |  |  |  | 19290.4618 | 19290.4618 | 19290.4618 | 19290.4618 | 33667.9952 | 33667.9952 | 33667.9952 | 33667.9952 | 40098.1491 | 40098.1491 | 40098.1491 | 40098.1491 | 32150.7697 | 32150.7697 | 32150.7697 | 32150.7697 | 12860.3079 | 12860.3079 | 12860.3079 | 12860.3079 | 0 | 0 | 0 | 0 | 0 | 0 | 0 | 0 | 552270.7348
Business Incentives & Services | Com. Customized - Refrigeration | Workpapers - Historical Program Data | 8 | Misc._Commercial | Refrigeration | TRUE | Custom Measures – SPC: NR - 15 | Large Standard Performance Contract 0.7011 | kWh | 0.14 | 0 | 0 | 0.25 | 1 | System | kW | 0.00012658 | [5 empty] | 15 | 70.11% | 0% | 220467.0404 | 384785.151 | 458274.1645 | 367445.0674 | 146978.0269 |  |  |  | 55116.7601 | 55116.7601 | 55116.7601 | 55116.7601 | 96196.2877 | 96196.2877 | 96196.2877 | 96196.2877 | 114568.5411 | 114568.5411 | 114568.5411 | 114568.5411 | 91861.2668 | 91861.2668 | 91861.2668 | 91861.2668 | 36744.5067 | 36744.5067 | 36744.5067 | 36744.5067 | 0 | 0 | 0 | 0 | 0 | 0 | 0 | 0 | 1577949.4502
Business Incentives & Services | Com. Customized - Refrigeration | Workpapers - Historical Program Data | 8 | Misc._Commercial | Refrigeration | TRUE | Custom Measures – SPC: NR - 15 | Large Standard Performance Contract 0.7011 | kWh | 0.14 | 0 | 0 | 0.25 | 1 | System | kW | 0.00012658 | [5 empty] | 15 | 70.11% | 0% | 796.6104 | 1390.3386 | 1655.8754 | 1327.6839 | 531.0736 |  |  |  | 199.1526 | 199.1526 | 199.1526 | 199.1526 | 347.5847 | 347.5847 | 347.5847 | 347.5847 | 413.9689 | 413.9689 | 413.9689 | 413.9689 | 331.921 | 331.921 | 331.921 | 331.921 | 132.7684 | 132.7684 | 132.7684 | 132.7684 | 0 | 0 | 0 | 0 | 0 | 0 | 0 | 0 | 5701.5819
Business Incentives & Services | Com. Customized - Refrigeration | Workpapers - Historical Program Data | 8 | Misc._Commercial | Refrigeration | TRUE | Custom Measures – SPC: NR - 15 | Large Standard Performance Contract 0.7011 | kWh | 0.14 | 0 | 0 | 0.25 | 1 | System | kW | 0.00012658 | [5 empty] | 15 | 70.11% | 0% | 751967.1043 | 1312421.9167 | 1563077.6181 | 1253278.5071 | 501311.4028 |  |  |  | 187991.7761 | 187991.7761 | 187991.7761 | 187991.7761 | 328105.4792 | 328105.4792 | 328105.4792 | 328105.4792 | 390769.4045 | 390769.4045 | 390769.4045 | 390769.4045 | 313319.6268 | 313319.6268 | 313319.6268 | 313319.6268 | 125327.8507 | 125327.8507 | 125327.8507 | 125327.8507 | 0 | 0 | 0 | 0 | 0 | 0 | 0 | 0 | 5382056.5489
Business Incentives & Services | Com. Customized - Refrigeration | Workpapers - Historical Program Data | 8 | Misc._Commercial | Refrigeration | TRUE | Custom Measures – SPC: NR - 15 | Large Standard Performance Contract 0.7011 | kWh | 0.14 | 0 | 0 | 0.25 | 1 | System | kW | 0.00012658 | [5 empty] | 15 | 70.11% | 0% | 10441.5944 | 18223.9054 | 21704.4368 | 17402.6573 | 6961.0629 |  |  |  | 2610.3986 | 2610.3986 | 2610.3986 | 2610.3986 | 4555.9763 | 4555.9763 | 4555.9763 | 4555.9763 | 5426.1092 | 5426.1092 | 5426.1092 | 5426.1092 | 4350.6643 | 4350.6643 | 4350.6643 | 4350.6643 | 1740.2657 | 1740.2657 | 1740.2657 | 1740.2657 | 0 | 0 | 0 | 0 | 0 | 0 | 0 | 0 | 74733.6569
Business Incentives & Services | Com. Customized - Refrigeration | Workpapers - Historical Program Data | 8 | Misc._Commercial | Refrigeration | TRUE | Custom Measures – SPC: NR - 15 | Large Standard Performance Contract 0.7011 | kWh | 0.14 | 0 | 0 | 0.25 | 1 | System | kW | 0.00012658 | [5 empty] | 15 | 70.11% | 0% | 65554.8368 | 114414.0536 | 136265.6658 | 109258.0613 | 43703.2245 |  |  |  | 16388.7092 | 16388.7092 | 16388.7092 | 16388.7092 | 28603.5134 | 28603.5134 | 28603.5134 | 28603.5134 | 34066.4165 | 34066.4165 | 34066.4165 | 34066.4165 | 27314.5153 | 27314.5153 | 27314.5153 | 27314.5153 | 10925.8061 | 10925.8061 | 10925.8061 | 10925.8061 | 0 | 0 | 0 | 0 | 0 | 0 | 0 | 0 | 469195.842
Business Incentives & Services | Com. Customized - Refrigeration | Workpapers - Historical Program Data | 8 | Misc._Commercial | Refrigeration | TRUE | Custom Measures – SPC: NR - 15 | Large Standard Performance Contract 0.7011 | kWh | 0.14 | 0 | 0 | 0.25 | 1 | System | kW | 0.00012658 | [5 empty] | 15 | 70.11% | 0% | 0 | 0 | 0 | 0 | 0 |  |  |  | 0 | 0 | 0 | 0 | 0 | 0 | 0 | 0 | 0 | 0 | 0 | 0 | 0 | 0 | 0 | 0 | 0 | 0 | 0 | 0 | 0 | 0 | 0 | 0 | 0 | 0 | 0 | 0 | 0
Business Incentives & Services | Com. Customized - Refrigeration | Workpapers - Historical Program Data | 9 | Misc._Commercial | Refrigeration | TRUE | Custom Measures – SPC: NR - 15 | Large Standard Performance Contract 0.7011 | kWh | 0.14 | 0 | 0 | 0.25 | 1 | System | kW | 0.00012658 | [5 empty] | 15 | 70.11% | 0% | 7921.1755 | 13824.9722 | 16465.3641 | 13201.9592 | 5280.7837 |  |  |  | 1980.2939 | 1980.2939 | 1980.2939 | 1980.2939 | 3456.2431 | 3456.2431 | 3456.2431 | 3456.2431 | 4116.341 | 4116.341 | 4116.341 | 4116.341 | 3300.4898 | 3300.4898 | 3300.4898 | 3300.4898 | 1320.1959 | 1320.1959 | 1320.1959 | 1320.1959 | 0 | 0 | 0 | 0 | 0 | 0 | 0 | 0 | 56694.2546
Business Incentives & Services | Com. Customized - Refrigeration | Workpapers - Historical Program Data | 9 | Misc._Commercial | Refrigeration | TRUE | Custom Measures – SPC: NR - 15 | Large Standard Performance Contract 0.7011 | kWh | 0.14 | 0 | 0 | 0.25 | 1 | System | kW | 0.00012658 | [5 empty] | 15 | 70.11% | 0% | 37484.8746 | 65423.0361 | 77917.9943 | 62474.7911 | 24989.9164 |  |  |  | 9371.2187 | 9371.2187 | 9371.2187 | 9371.2187 | 16355.759 | 16355.759 | 16355.759 | 16355.759 | 19479.4986 | 19479.4986 | 19479.4986 | 19479.4986 | 15618.6978 | 15618.6978 | 15618.6978 | 15618.6978 | 6247.4791 | 6247.4791 | 6247.4791 | 6247.4791 | 0 | 0 | 0 | 0 | 0 | 0 | 0 | 0 | 268290.6126
Business Incentives & Services | Com. Customized - Refrigeration | Workpapers - Historical Program Data | 9 | Misc._Commercial | Refrigeration | TRUE | Custom Measures – SPC: NR - 15 | Large Standard Performance Contract 0.7011 | kWh | 0.14 | 0 | 0 | 0.25 | 1 | System | kW | 0.00012658 | [5 empty] | 15 | 70.11% | 0% | 1275.7615 | 2226.6098 | 2651.8637 | 2126.2692 | 850.5077 |  |  |  | 318.9404 | 318.9404 | 318.9404 | 318.9404 | 556.6525 | 556.6525 | 556.6525 | 556.6525 | 662.9659 | 662.9659 | 662.9659 | 662.9659 | 531.5673 | 531.5673 | 531.5673 | 531.5673 | 212.6269 | 212.6269 | 212.6269 | 212.6269 | 0 | 0 | 0 | 0 | 0 | 0 | 0 | 0 | 9131.0118
Business Incentives & Services | Com. Customized - Refrigeration | Workpapers - Historical Program Data | 9 | Misc._Commercial | Refrigeration | TRUE | Custom Measures – SPC: NR - 15 | Large Standard Performance Contract 0.7011 | kWh | 0.14 | 0 | 0 | 0.25 | 1 | System | kW | 0.00012658 | [5 empty] | 15 | 70.11% | 0% | 376829.7809 | 657687.8969 | 783297.8239 | 628049.6349 | 251219.8539 |  |  |  | 94207.4452 | 94207.4452 | 94207.4452 | 94207.4452 | 164421.9742 | 164421.9742 | 164421.9742 | 164421.9742 | 195824.456 | 195824.456 | 195824.456 | 195824.456 | 157012.4087 | 157012.4087 | 157012.4087 | 157012.4087 | 62804.9635 | 62804.9635 | 62804.9635 | 62804.9635 | 0 | 0 | 0 | 0 | 0 | 0 | 0 | 0 | 2697084.9905
Business Incentives & Services | Com. Customized - Refrigeration | Workpapers - Historical Program Data | 9 | Misc._Commercial | Refrigeration | TRUE | Custom Measures – SPC: NR - 15 | Large Standard Performance Contract 0.7011 | kWh | 0.14 | 0 | 0 | 0.25 | 1 | System | kW | 0.00012658 | [5 empty] | 15 | 70.11% | 0% | 58690.7067 | 102433.962 | 121997.5309 | 97817.8445 | 39127.1378 |  |  |  | 14672.6767 | 14672.6767 | 14672.6767 | 14672.6767 | 25608.4905 | 25608.4905 | 25608.4905 | 25608.4905 | 30499.3827 | 30499.3827 | 30499.3827 | 30499.3827 | 24454.4611 | 24454.4611 | 24454.4611 | 24454.4611 | 9781.7845 | 9781.7845 | 9781.7845 | 9781.7845 | 0 | 0 | 0 | 0 | 0 | 0 | 0 | 0 | 420067.182
Business Incentives & Services | Com. Customized - Refrigeration | Workpapers - Historical Program Data | 9 | Misc._Commercial | Refrigeration | TRUE | Custom Measures – SPC: NR - 15 | Large Standard Performance Contract 0.7011 | kWh | 0.14 | 0 | 0 | 0.25 | 1 | System | kW | 0.00012658 | [5 empty] | 15 | 70.11% | 0% | 180662.936 | 315314.3208 | 375535.2995 | 301104.8934 | 120441.9574 |  |  |  | 45165.734 | 45165.734 | 45165.734 | 45165.734 | 78828.5802 | 78828.5802 | 78828.5802 | 78828.5802 | 93883.8249 | 93883.8249 | 93883.8249 | 93883.8249 | 75276.2233 | 75276.2233 | 75276.2233 | 75276.2233 | 30110.4893 | 30110.4893 | 30110.4893 | 30110.4893 | 0 | 0 | 0 | 0 | 0 | 0 | 0 | 0 | 1293059.4072
Business Incentives & Services | Com. Customized - Refrigeration | Workpapers - Historical Program Data | 9 | Misc._Commercial | Refrigeration | TRUE | Custom Measures – SPC: NR - 15 | Large Standard Performance Contract 0.7011 | kWh | 0.14 | 0 | 0 | 0.25 | 1 | System | kW | 0.00012658 | [5 empty] | 15 | 70.11% | 0% | 0 | 0 | 0 | 0 | 0 |  |  |  | 0 | 0 | 0 | 0 | 0 | 0 | 0 | 0 | 0 | 0 | 0 | 0 | 0 | 0 | 0 | 0 | 0 | 0 | 0 | 0 | 0 | 0 | 0 | 0 | 0 | 0 | 0 | 0 | 0
Business Incentives & Services | System Approach - Cust Process | Workpapers - Historical Program Data | 6 | Misc._Commercial | Commercial Whole Building | TRUE | Process Overhaul: NR - 20 | Large Standard Performance Contract 0.7011 | kWh | 0.08 | 0 | 0 | 0.22 | 1 | System | kW | 0.00012658 | [5 empty] | 20 | 70.11% | 0% | 59482.9216 | 161554.4193 | 161554.4193 | 132184.2701 | 52873.708 |  |  |  | 14870.7304 | 14870.7304 | 14870.7304 | 14870.7304 | 40388.6048 | 40388.6048 | 40388.6048 | 40388.6048 | 40388.6048 | 40388.6048 | 40388.6048 | 40388.6048 | 33046.0675 | 33046.0675 | 33046.0675 | 33046.0675 | 13218.427 | 13218.427 | 13218.427 | 13218.427 | 0 | 0 | 0 | 0 | 0 | 0 | 0 | 0 | 567649.7384
Business Incentives & Services | System Approach - Cust Process | Workpapers - Historical Program Data | 6 | Large_Retail_Store | IndoorLt | TRUE | Process Overhaul: NR - 20 | Large Standard Performance Contract 0.7011 | kWh | 0.05 | 0 | 0 | 0.07 | 1 | System | kW | 0.00012658 | [5 empty] | 20 | 70.11% | 0% | 806.7542 | 2191.1282 | 2191.1282 | 1792.7871 | 717.1148 |  |  |  | 201.6885 | 201.6885 | 201.6885 | 201.6885 | 547.782 | 547.782 | 547.782 | 547.782 | 547.782 | 547.782 | 547.782 | 547.782 | 448.1968 | 448.1968 | 448.1968 | 448.1968 | 179.2787 | 179.2787 | 179.2787 | 179.2787 | 0 | 0 | 0 | 0 | 0 | 0 | 0 | 0 | 7698.9124
Business Incentives & Services | System Approach - Cust Process | Workpapers - Historical Program Data | 6 | Misc._Commercial | Commercial Whole Building | TRUE | Process Overhaul: NR - 20 | Large Standard Performance Contract 0.7011 | kWh | 0.14 | 0 | 0 | 0.22 | 1 | System | kW | 0.00012658 | [5 empty] | 20 | 70.11% | 0% | 0 | 0 | 0 | 0 | 0 |  |  |  | 0 | 0 | 0 | 0 | 0 | 0 | 0 | 0 | 0 | 0 | 0 | 0 | 0 | 0 | 0 | 0 | 0 | 0 | 0 | 0 | 0 | 0 | 0 | 0 | 0 | 0 | 0 | 0 | 0
Business Incentives & Services | System Approach - Cust Process | Workpapers - Historical Program Data | 6 | Hotel_Motel | IndoorLt | TRUE | Process Overhaul: NR - 20 | Large Standard Performance Contract 0.7011 | kWh | 0.05 | 0 | 0 | 0.07 | 1 | System | kW | 0.00012658 | [5 empty] | 20 | 70.11% | 0% | 222204.4239 | 603502.7491 | 603502.7491 | 493787.6087 | 197515.0435 |  |  |  | 55551.106 | 55551.106 | 55551.106 | 55551.106 | 150875.6873 | 150875.6873 | 150875.6873 | 150875.6873 | 150875.6873 | 150875.6873 | 150875.6873 | 150875.6873 | 123446.9022 | 123446.9022 | 123446.9022 | 123446.9022 | 49378.7609 | 49378.7609 | 49378.7609 | 49378.7609 | 0 | 0 | 0 | 0 | 0 | 0 | 0 | 0 | 2120512.5743
Business Incentives & Services | System Approach - Cust Process | Workpapers - Historical Program Data | 6 | Misc._Commercial | Commercial Whole Building | TRUE | Process Overhaul: NR - 20 | Large Standard Performance Contract 0.7011 | kWh | 0.08 | 0 | 0 | 0.22 | 1 | System | kW | 0.00012658 | [5 empty] | 20 | 70.11% | 0% | 233991.0707 | 635515.0447 | 635515.0447 | 519980.157 | 207992.0628 |  |  |  | 58497.7677 | 58497.7677 | 58497.7677 | 58497.7677 | 158878.7612 | 158878.7612 | 158878.7612 | 158878.7612 | 158878.7612 | 158878.7612 | 158878.7612 | 158878.7612 | 129995.0393 | 129995.0393 | 129995.0393 | 129995.0393 | 51998.0157 | 51998.0157 | 51998.0157 | 51998.0157 | 0 | 0 | 0 | 0 | 0 | 0 | 0 | 0 | 2232993.3798
Business Incentives & Services | System Approach - Cust Process | Workpapers - Historical Program Data | 6 | Industrial | Industrial | TRUE | Process Overhaul: NR - 20 | Large Standard Performance Contract 0.7011 | kWh | 0.08 | 0 | 0 | 0.22 | 1 | System | kW | 0.00012658 | [5 empty] | 20 | 70.11% | 0% | 751220.1805 | 2040298.9106 | 2040298.9106 | 1669378.1788 | 667751.2715 |  |  |  | 187805.0451 | 187805.0451 | 187805.0451 | 187805.0451 | 510074.7276 | 510074.7276 | 510074.7276 | 510074.7276 | 510074.7276 | 510074.7276 | 510074.7276 | 510074.7276 | 417344.5447 | 417344.5447 | 417344.5447 | 417344.5447 | 166937.8179 | 166937.8179 | 166937.8179 | 166937.8179 | 0 | 0 | 0 | 0 | 0 | 0 | 0 | 0 | 7168947.452
Business Incentives & Services | System Approach - Cust Process | Workpapers - Historical Program Data | 6 | Misc._Commercial | Commercial Whole Building | TRUE | Process Overhaul: NR - 20 | Large Standard Performance Contract 0.7011 | kWh | 0.08 | 0 | 0 | 0.22 | 1 | System | kW | 0.00012658 | [5 empty] | 20 | 70.11% | 0% | 0 | 0 | 0 | 0 | 0 |  |  |  | 0 | 0 | 0 | 0 | 0 | 0 | 0 | 0 | 0 | 0 | 0 | 0 | 0 | 0 | 0 | 0 | 0 | 0 | 0 | 0 | 0 | 0 | 0 | 0 | 0 | 0 | 0 | 0 | 0
Business Incentives & Services | System Approach - Cust Process | Workpapers - Historical Program Data | 8 | Small_Retail_Store | IndoorLt | TRUE | Process Overhaul: NR - 20 | Large Standard Performance Contract 0.7011 | kWh | 0.05 | 0 | 0 | 0.07 | 1 | System | kW | 0.00012658 | [5 empty] | 20 | 70.11% | 0% | 285.0366 | 774.1536 | 774.1536 | 633.4146 | 253.3658 |  |  |  | 71.2591 | 71.2591 | 71.2591 | 71.2591 | 193.5384 | 193.5384 | 193.5384 | 193.5384 | 193.5384 | 193.5384 | 193.5384 | 193.5384 | 158.3536 | 158.3536 | 158.3536 | 158.3536 | 63.3415 | 63.3415 | 63.3415 | 63.3415 | 0 | 0 | 0 | 0 | 0 | 0 | 0 | 0 | 2720.1241
Business Incentives & Services | System Approach - Cust Process | Workpapers - Historical Program Data | 8 | Misc._Commercial | IndoorLt | TRUE | Process Overhaul: NR - 20 | Large Standard Performance Contract 0.7011 | kWh | 0.05 | 0 | 0 | 0.07 | 1 | System | kW | 0.00012658 | [5 empty] | 20 | 70.11% | 0% | 0 | 0 | 0 | 0 | 0 |  |  |  | 0 | 0 | 0 | 0 | 0 | 0 | 0 | 0 | 0 | 0 | 0 | 0 | 0 | 0 | 0 | 0 | 0 | 0 | 0 | 0 | 0 | 0 | 0 | 0 | 0 | 0 | 0 | 0 | 0
Business Incentives & Services | System Approach - Cust Process | Workpapers - Historical Program Data | 8 | Misc._Commercial | Commercial Whole Building | TRUE | Process Overhaul: NR - 20 | Large Standard Performance Contract 0.7011 | kWh | 0.08 | 0 | 0 | 0.22 | 1 | System | kW | 0.00012658 | [5 empty] | 20 | 70.11% | 0% | 25089.7353 | 68143.2168 | 68143.2168 | 55754.9674 | 22301.9869 |  |  |  | 6272.4338 | 6272.4338 | 6272.4338 | 6272.4338 | 17035.8042 | 17035.8042 | 17035.8042 | 17035.8042 | 17035.8042 | 17035.8042 | 17035.8042 | 17035.8042 | 13938.7418 | 13938.7418 | 13938.7418 | 13938.7418 | 5575.4967 | 5575.4967 | 5575.4967 | 5575.4967 | 0 | 0 | 0 | 0 | 0 | 0 | 0 | 0 | 239433.1233
Business Incentives & Services | System Approach - Cust Process | Workpapers - Historical Program Data | 8 | Hotel_Motel | IndoorLt | TRUE | Process Overhaul: NR - 20 | Large Standard Performance Contract 0.7011 | kWh | 0.05 | 0 | 0 | 0.07 | 1 | System | kW | 0.00012658 | [5 empty] | 20 | 70.11% | 0% | 69938.252 | 189950.8867 | 189950.8867 | 155418.3378 | 62167.3351 |  |  |  | 17484.563 | 17484.563 | 17484.563 | 17484.563 | 47487.7217 | 47487.7217 | 47487.7217 | 47487.7217 | 47487.7217 | 47487.7217 | 47487.7217 | 47487.7217 | 38854.5844 | 38854.5844 | 38854.5844 | 38854.5844 | 15541.8338 | 15541.8338 | 15541.8338 | 15541.8338 | 0 | 0 | 0 | 0 | 0 | 0 | 0 | 0 | 667425.6983
Business Incentives & Services | System Approach - Cust Process | Workpapers - Historical Program Data | 8 | Misc._Commercial | Commercial Whole Building | TRUE | Process Overhaul: NR - 20 | Large Standard Performance Contract 0.7011 | kWh | 0.08 | 0 | 0 | 0.22 | 1 | System | kW | 0.00012658 | [5 empty] | 20 | 70.11% | 0% | 119552.8643 | 324703.1765 | 324703.1765 | 265673.0319 | 106269.2127 |  |  |  | 29888.2161 | 29888.2161 | 29888.2161 | 29888.2161 | 81175.7941 | 81175.7941 | 81175.7941 | 81175.7941 | 81175.7941 | 81175.7941 | 81175.7941 | 81175.7941 | 66418.258 | 66418.258 | 66418.258 | 66418.258 | 26567.3032 | 26567.3032 | 26567.3032 | 26567.3032 | 0 | 0 | 0 | 0 | 0 | 0 | 0 | 0 | 1140901.4619
Business Incentives & Services | System Approach - Cust Process | Workpapers - Historical Program Data | 8 | Misc._Commercial | Commercial Whole Building | TRUE | Process Overhaul: NR - 20 | Large Standard Performance Contract 0.7011 | kWh | 0.08 | 0 | 0 | 0.22 | 1 | System | kW | 0.00012658 | [5 empty] | 20 | 70.11% | 0% | 220407.9233 | 598623.4894 | 598623.4894 | 489795.3851 | 195918.154 |  |  |  | 55101.9808 | 55101.9808 | 55101.9808 | 55101.9808 | 149655.8723 | 149655.8723 | 149655.8723 | 149655.8723 | 149655.8723 | 149655.8723 | 149655.8723 | 149655.8723 | 122448.8463 | 122448.8463 | 122448.8463 | 122448.8463 | 48979.5385 | 48979.5385 | 48979.5385 | 48979.5385 | 0 | 0 | 0 | 0 | 0 | 0 | 0 | 0 | 2103368.4411
Business Incentives & Services | System Approach - Cust Process | Workpapers - Historical Program Data | 8 | Misc._Commercial | Commercial Whole Building | TRUE | Process Overhaul: NR - 20 | Large Standard Performance Contract 0.7011 | kWh | 0.05 | 0 | 0 | 0.22 | 1 | System | kW | 0.00012658 | [5 empty] | 20 | 70.11% | 0% | 542.9324 | 1474.5935 | 1474.5935 | 1206.5165 | 482.6066 |  |  |  | 135.7331 | 135.7331 | 135.7331 | 135.7331 | 368.6484 | 368.6484 | 368.6484 | 368.6484 | 368.6484 | 368.6484 | 368.6484 | 368.6484 | 301.6291 | 301.6291 | 301.6291 | 301.6291 | 120.6516 | 120.6516 | 120.6516 | 120.6516 | 0 | 0 | 0 | 0 | 0 | 0 | 0 | 0 | 5181.2425
Business Incentives & Services | System Approach - Cust Process | Workpapers - Historical Program Data | 9 | Large_Office | IndoorLt | TRUE | Process Overhaul: NR - 20 | Large Standard Performance Contract 0.7011 | kWh | 0.05 | 0 | 0 | 0.07 | 1 | System | kW | 0.00012658 | [5 empty] | 20 | 70.11% | 0% | 5417.4723 | 14713.7459 | 14713.7459 | 12038.8274 | 4815.5309 |  |  |  | 1354.3681 | 1354.3681 | 1354.3681 | 1354.3681 | 3678.4365 | 3678.4365 | 3678.4365 | 3678.4365 | 3678.4365 | 3678.4365 | 3678.4365 | 3678.4365 | 3009.7068 | 3009.7068 | 3009.7068 | 3009.7068 | 1203.8827 | 1203.8827 | 1203.8827 | 1203.8827 | 0 | 0 | 0 | 0 | 0 | 0 | 0 | 0 | 51699.3224
Business Incentives & Services | System Approach - Cust Process | Workpapers - Historical Program Data | 9 | Small_Retail_Store | IndoorLt | TRUE | Process Overhaul: NR - 20 | Large Standard Performance Contract 0.7011 | kWh | 0.05 | 0 | 0 | 0.07 | 1 | System | kW | 0.00012658 | [5 empty] | 20 | 70.11% | 0% | 5448.4056 | 14797.7601 | 14797.7601 | 12107.568 | 4843.0272 |  |  |  | 1362.1014 | 1362.1014 | 1362.1014 | 1362.1014 | 3699.44 | 3699.44 | 3699.44 | 3699.44 | 3699.44 | 3699.44 | 3699.44 | 3699.44 | 3026.892 | 3026.892 | 3026.892 | 3026.892 | 1210.7568 | 1210.7568 | 1210.7568 | 1210.7568 | 0 | 0 | 0 | 0 | 0 | 0 | 0 | 0 | 51994.5209
Business Incentives & Services | System Approach - Cust Process | Workpapers - Historical Program Data | 9 | Large_Retail_Store | IndoorLt | TRUE | Process Overhaul: NR - 20 | Large Standard Performance Contract 0.7011 | kWh | 0.05 | 0 | 0 | 0.07 | 1 | System | kW | 0.00012658 | [5 empty] | 20 | 70.11% | 0% | 33556.5654 | 91138.9572 | 91138.9572 | 74570.1454 | 29828.0582 |  |  |  | 8389.1414 | 8389.1414 | 8389.1414 | 8389.1414 | 22784.7393 | 22784.7393 | 22784.7393 | 22784.7393 | 22784.7393 | 22784.7393 | 22784.7393 | 22784.7393 | 18642.5364 | 18642.5364 | 18642.5364 | 18642.5364 | 7457.0145 | 7457.0145 | 7457.0145 | 7457.0145 | 0 | 0 | 0 | 0 | 0 | 0 | 0 | 0 | 320232.6834
Business Incentives & Services | System Approach - Cust Process | Workpapers - Historical Program Data | 9 | Misc._Commercial | Commercial Whole Building | TRUE | Process Overhaul: NR - 20 | Large Standard Performance Contract 0.7011 | kWh | 0.08 | 0 | 0 | 0.22 | 1 | System | kW | 0.00012658 | [5 empty] | 20 | 70.11% | 0% | 0 | 0 | 0 | 0 | 0 |  |  |  | 0 | 0 | 0 | 0 | 0 | 0 | 0 | 0 | 0 | 0 | 0 | 0 | 0 | 0 | 0 | 0 | 0 | 0 | 0 | 0 | 0 | 0 | 0 | 0 | 0 | 0 | 0 | 0 | 0
Business Incentives & Services | System Approach - Cust Process | Workpapers - Historical Program Data | 9 | Misc._Commercial | Commercial Whole Building | TRUE | Process Overhaul: NR - 20 | Large Standard Performance Contract 0.7011 | kWh | 0.08 | 0 | 0 | 0.22 | 1 | System | kW | 0.00012658 | [5 empty] | 20 | 70.11% | 0% | 9149.6141 | 24850.1681 | 24850.1681 | 20332.4759 | 8132.9904 |  |  |  | 2287.4035 | 2287.4035 | 2287.4035 | 2287.4035 | 6212.542 | 6212.542 | 6212.542 | 6212.542 | 6212.542 | 6212.542 | 6212.542 | 6212.542 | 5083.119 | 5083.119 | 5083.119 | 5083.119 | 2033.2476 | 2033.2476 | 2033.2476 | 2033.2476 | 0 | 0 | 0 | 0 | 0 | 0 | 0 | 0 | 87315.4166
Business Incentives & Services | System Approach - Cust Process | Workpapers - Historical Program Data | 9 | Industrial | Industrial | TRUE | Process Overhaul: NR - 20 | Large Standard Performance Contract 0.7011 | kWh | 0.08 | 0 | 0 | 0.22 | 1 | System | kW | 0.00012658 | [5 empty] | 20 | 70.11% | 0% | 453377.8401 | 1231365.1008 | 1231365.1008 | 1007506.3113 | 403002.5245 |  |  |  | 113344.46 | 113344.46 | 113344.46 | 113344.46 | 307841.2752 | 307841.2752 | 307841.2752 | 307841.2752 | 307841.2752 | 307841.2752 | 307841.2752 | 307841.2752 | 251876.5778 | 251876.5778 | 251876.5778 | 251876.5778 | 100750.6311 | 100750.6311 | 100750.6311 | 100750.6311 | 0 | 0 | 0 | 0 | 0 | 0 | 0 | 0 | 4326616.8775
Business Incentives & Services | System Approach - Cust Process | Workpapers - Historical Program Data | 10 | Grocery_Store | Var_Spd_AC_Mtr-NC | TRUE | Process Overhaul: NR - 20 | Large Standard Performance Contract 0.7011 | kWh | 0.14 | 0 | 0 | 0.25 | 1 | System | kW | 0.00012658 | [5 empty] | 20 | 70.11% | 0% | 0 | 0 | 0 | 0 | 0 |  |  |  | 0 | 0 | 0 | 0 | 0 | 0 | 0 | 0 | 0 | 0 | 0 | 0 | 0 | 0 | 0 | 0 | 0 | 0 | 0 | 0 | 0 | 0 | 0 | 0 | 0 | 0 | 0 | 0 | 0
Business Incentives & Services | System Approach - Cust Process | Workpapers - Historical Program Data | 10 | Restaurant | IndoorLt | TRUE | Process Overhaul: NR - 20 | Large Standard Performance Contract 0.7011 | kWh | 0.05 | 0 | 0 | 0.07 | 1 | System | kW | 0.00012658 | [5 empty] | 20 | 70.11% | 0% | 2294.0406 | 6230.5681 | 6230.5681 | 5097.8679 | 2039.1472 |  |  |  | 573.5101 | 573.5101 | 573.5101 | 573.5101 | 1557.642 | 1557.642 | 1557.642 | 1557.642 | 1557.642 | 1557.642 | 1557.642 | 1557.642 | 1274.467 | 1274.467 | 1274.467 | 1274.467 | 509.7868 | 509.7868 | 509.7868 | 509.7868 | 0 | 0 | 0 | 0 | 0 | 0 | 0 | 0 | 21892.1918
Business Incentives & Services | System Approach - Cust Process | Workpapers - Historical Program Data | 10 | Misc._Commercial | Commercial Whole Building | TRUE | Process Overhaul: NR - 20 | Large Standard Performance Contract 0.7011 | kWh | 0.08 | 0 | 0 | 0.22 | 1 | System | kW | 0.00012658 | [5 empty] | 20 | 70.11% | 0% | 80307.5382 | 218113.6595 | 218113.6595 | 178461.1959 | 71384.4784 |  |  |  | 20076.8845 | 20076.8845 | 20076.8845 | 20076.8845 | 54528.4149 | 54528.4149 | 54528.4149 | 54528.4149 | 54528.4149 | 54528.4149 | 54528.4149 | 54528.4149 | 44615.299 | 44615.299 | 44615.299 | 44615.299 | 17846.1196 | 17846.1196 | 17846.1196 | 17846.1196 | 0 | 0 | 0 | 0 | 0 | 0 | 0 | 0 | 766380.5313
Business Incentives & Services | System Approach - Cust Process | Workpapers - Historical Program Data | 10 | Misc._Commercial | Commercial Whole Building | TRUE | Process Overhaul: NR - 20 | Large Standard Performance Contract 0.7011 | kWh | 0.08 | 0 | 0 | 0.22 | 1 | System | kW | 0.00012658 | [5 empty] | 20 | 70.11% | 0% | 188860.2433 | 512940.6248 | 512940.6248 | 419689.4296 | 167875.7719 |  |  |  | 47215.0608 | 47215.0608 | 47215.0608 | 47215.0608 | 128235.1562 | 128235.1562 | 128235.1562 | 128235.1562 | 128235.1562 | 128235.1562 | 128235.1562 | 128235.1562 | 104922.3574 | 104922.3574 | 104922.3574 | 104922.3574 | 41968.943 | 41968.943 | 41968.943 | 41968.943 | 0 | 0 | 0 | 0 | 0 | 0 | 0 | 0 | 1802306.6944
Business Incentives & Services | System Approach - Cust Process | Workpapers - Historical Program Data | 10 | Hotel_Motel | IndoorLt | TRUE | Process Overhaul: NR - 20 | Large Standard Performance Contract 0.7011 | kWh | 0.05 | 0 | 0 | 0.07 | 1 | System | kW | 0.00012658 | [5 empty] | 20 | 70.11% | 0% | 8835.3036 | 23996.5069 | 23996.5069 | 19634.0079 | 7853.6032 |  |  |  | 2208.8259 | 2208.8259 | 2208.8259 | 2208.8259 | 5999.1267 | 5999.1267 | 5999.1267 | 5999.1267 | 5999.1267 | 5999.1267 | 5999.1267 | 5999.1267 | 4908.502 | 4908.502 | 4908.502 | 4908.502 | 1963.4008 | 1963.4008 | 1963.4008 | 1963.4008 | 0 | 0 | 0 | 0 | 0 | 0 | 0 | 0 | 84315.9284
Business Incentives & Services | System Approach - Cust Process | Workpapers - Historical Program Data | 10 | Misc._Commercial | Commercial Whole Building | TRUE | Process Overhaul: NR - 20 | Large Standard Performance Contract 0.7011 | kWh | 0.05 | 0 | 0 | 0.07 | 1 | System | kW | 0.00012658 | [5 empty] | 20 | 70.11% | 0% | 23478.2417 | 63766.4327 | 63766.4327 | 52173.8705 | 20869.5482 |  |  |  | 5869.5604 | 5869.5604 | 5869.5604 | 5869.5604 | 15941.6082 | 15941.6082 | 15941.6082 | 15941.6082 | 15941.6082 | 15941.6082 | 15941.6082 | 15941.6082 | 13043.4676 | 13043.4676 | 13043.4676 | 13043.4676 | 5217.3871 | 5217.3871 | 5217.3871 | 5217.3871 | 0 | 0 | 0 | 0 | 0 | 0 | 0 | 0 | 224054.5259
Business Incentives & Services | System Approach - Cust Process | Workpapers - Historical Program Data | 10 | Industrial | Industrial | TRUE | Process Overhaul: NR - 20 | Large Standard Performance Contract 0.7011 | kWh | 0.08 | 0 | 0 | 0.22 | 1 | System | kW | 0.00012658 | [5 empty] | 20 | 70.11% | 0% | 171640.954 | 466173.3809 | 466173.3809 | 381424.3421 | 152569.7368 |  |  |  | 42910.2385 | 42910.2385 | 42910.2385 | 42910.2385 | 116543.3452 | 116543.3452 | 116543.3452 | 116543.3452 | 116543.3452 | 116543.3452 | 116543.3452 | 116543.3452 | 95356.0855 | 95356.0855 | 95356.0855 | 95356.0855 | 38142.4342 | 38142.4342 | 38142.4342 | 38142.4342 | 0 | 0 | 0 | 0 | 0 | 0 | 0 | 0 | 1637981.7948
Business Incentives & Services | System Approach - Cust Process | Workpapers - Historical Program Data | 13 | Small_Retail_Store | IndoorLt | TRUE | Process Overhaul: NR - 20 | Large Standard Performance Contract 0.7011 | kWh | 0.05 | 0 | 0 | 0.07 | 1 | System | kW | 0.00012658 | [5 empty] | 20 | 70.11% | 0% | 13012.7187 | 35342.2825 | 35342.2825 | 28917.1527 | 11566.8611 |  |  |  | 3253.1797 | 3253.1797 | 3253.1797 | 3253.1797 | 8835.5706 | 8835.5706 | 8835.5706 | 8835.5706 | 8835.5706 | 8835.5706 | 8835.5706 | 8835.5706 | 7229.2882 | 7229.2882 | 7229.2882 | 7229.2882 | 2891.7153 | 2891.7153 | 2891.7153 | 2891.7153 | 0 | 0 | 0 | 0 | 0 | 0 | 0 | 0 | 124181.2975
Business Incentives & Services | System Approach - Cust Process | Workpapers - Historical Program Data | 13 | Large_Retail_Store | Lighting-NC | TRUE | Process Overhaul: NR - 20 | Large Standard Performance Contract 0.7011 | kWh | 0.05 | 0 | 0 | 0.07 | 1 | System | kW | 0.00012658 | [5 empty] | 20 | 70.11% | 0% | 28220.7522 | 76646.9958 | 76646.9958 | 62712.7828 | 25085.1131 |  |  |  | 7055.1881 | 7055.1881 | 7055.1881 | 7055.1881 | 19161.749 | 19161.749 | 19161.749 | 19161.749 | 19161.749 | 19161.749 | 19161.749 | 19161.749 | 15678.1957 | 15678.1957 | 15678.1957 | 15678.1957 | 6271.2783 | 6271.2783 | 6271.2783 | 6271.2783 | 0 | 0 | 0 | 0 | 0 | 0 | 0 | 0 | 269312.6398
Business Incentives & Services | System Approach - Cust Process | Workpapers - Historical Program Data | 13 | Misc._Commercial | Commercial Whole Building | TRUE | Process Overhaul: NR - 20 | Large Standard Performance Contract 0.7011 | kWh | 0.05 | 0 | 0 | 0.07 | 1 | System | kW | 0.00012658 | [5 empty] | 20 | 70.11% | 0% | 87260.4153 | 236997.534 | 236997.534 | 193912.034 | 77564.8136 |  |  |  | 21815.1038 | 21815.1038 | 21815.1038 | 21815.1038 | 59249.3835 | 59249.3835 | 59249.3835 | 59249.3835 | 59249.3835 | 59249.3835 | 59249.3835 | 59249.3835 | 48478.0085 | 48478.0085 | 48478.0085 | 48478.0085 | 19391.2034 | 19391.2034 | 19391.2034 | 19391.2034 | 0 | 0 | 0 | 0 | 0 | 0 | 0 | 0 | 832732.3307
Business Incentives & Services | System Approach - Cust Process | Workpapers - Historical Program Data | 13 | Misc._Commercial | Commercial Whole Building | TRUE | Process Overhaul: NR - 20 | Large Standard Performance Contract 0.7011 | kWh | 0.08 | 0 | 0 | 0.22 | 1 | System | kW | 0.00012658 | [5 empty] | 20 | 70.11% | 0% | 1262.5756 | 3429.1301 | 3429.1301 | 2805.7236 | 1122.2895 |  |  |  | 315.6439 | 315.6439 | 315.6439 | 315.6439 | 857.2825 | 857.2825 | 857.2825 | 857.2825 | 857.2825 | 857.2825 | 857.2825 | 857.2825 | 701.4309 | 701.4309 | 701.4309 | 701.4309 | 280.5724 | 280.5724 | 280.5724 | 280.5724 | 0 | 0 | 0 | 0 | 0 | 0 | 0 | 0 | 12048.8489
Business Incentives & Services | System Approach - Cust Process | Workpapers - Historical Program Data | 13 | Industrial | Industrial | TRUE | Process Overhaul: NR - 20 | Large Standard Performance Contract 0.7011 | kWh | 0.08 | 0 | 0 | 0.22 | 1 | System | kW | 0.00012658 | [5 empty] | 20 | 70.11% | 0% | 334020.6495 | 907193.3702 | 907193.3702 | 742268.11 | 296907.244 |  |  |  | 83505.1624 | 83505.1624 | 83505.1624 | 83505.1624 | 226798.3426 | 226798.3426 | 226798.3426 | 226798.3426 | 226798.3426 | 226798.3426 | 226798.3426 | 226798.3426 | 185567.0275 | 185567.0275 | 185567.0275 | 185567.0275 | 74226.811 | 74226.811 | 74226.811 | 74226.811 | 0 | 0 | 0 | 0 | 0 | 0 | 0 | 0 | 3187582.744
Business Incentives & Services | System Approach - Cust Process | Workpapers - Historical Program Data | 14 | Grocery_Store | Var_Spd_AC_Mtr-NC | TRUE | Process Overhaul: NR - 20 | Large Standard Performance Contract 0.7011 | kWh | 0.14 | 0 | 0 | 0.25 | 1 | System | kW | 0.00012658 | [5 empty] | 20 | 70.11% | 0% | 0 | 0 | 0 | [5 empty] | 0 | 0 | 0 | 0 | 0 | 0 | 0 | 0 | 0 | 0 | 0 | 0 | 0 | 0 | 0 | 0 | 0 | 0 | 0 | 0 | 0 | 0 | 0 | 0 | 0 | 0 | 0 | 0 | 0
Business Incentives & Services | System Approach - Cust Process | Workpapers - Historical Program Data | 15 | Grocery_Store | Var_Spd_AC_Mtr-NC | TRUE | Process Overhaul: NR - 20 | Large Standard Performance Contract 0.7011 | kWh | 0.14 | 0 | 0 | 0.25 | 1 | System | kW | 0.00012658 | [5 empty] | 20 | 70.11% | 0% | 0 | 0 | 0 | [5 empty] | 0 | 0 | 0 | 0 | 0 | 0 | 0 | 0 | 0 | 0 | 0 | 0 | 0 | 0 | 0 | 0 | 0 | 0 | 0 | 0 | 0 | 0 | 0 | 0 | 0 | 0 | 0 | 0 | 0
Business Incentives & Services | System Approach - Cust Process | Workpapers - Historical Program Data | 16 | Grocery_Store | Var_Spd_AC_Mtr-NC | TRUE | Process Overhaul: NR - 20 | Large Standard Performance Contract 0.7011 | kWh | 0.14 | 0 | 0 | 0.25 | 1 | System | kW | 0.00012658 | [5 empty] | 20 | 70.11% | 0% | 0 | 0 | 0 | [5 empty] | 0 | 0 | 0 | 0 | 0 | 0 | 0 | 0 | 0 | 0 | 0 | 0 | 0 | 0 | 0 | 0 | 0 | 0 | 0 | 0 | 0 | 0 | 0 | 0 | 0 | 0 | 0 | 0 | 0
Business Incentives & Services | System Approach - Chillers | Workpapers - Historical Program Data | 6 | Hotel_Motel | Replace_Chiller-Ret | TRUE | Chiller – High Efficiency: NR - 20 | Large Standard Performance Contract 0.7011 | kWh | 0.14 | 0 | 0 | 0.11 | 1 | System | kW | 0.00013889 | [5 empty] | 20 | 70.11% | 0% | 55883.2421 | 151777.7624 | 151777.7624 | 124184.9825 | 49673.993 |  |  |  | 13970.8105 | 13970.8105 | 13970.8105 | 13970.8105 | 37944.4406 | 37944.4406 | 37944.4406 | 37944.4406 | 37944.4406 | 37944.4406 | 37944.4406 | 37944.4406 | 31046.2456 | 31046.2456 | 31046.2456 | 31046.2456 | 12418.4983 | 12418.4983 | 12418.4983 | 12418.4983 | 0 | 0 | 0 | 0 | 0 | 0 | 0 | 0 | 533297.7425
Business Incentives & Services | System Approach - Chillers | Workpapers - Historical Program Data | 6 | College_University | New_AC-Ret | TRUE | Chiller – High Efficiency: NR - 20 | Large Standard Performance Contract 0.7011 | kWh | 0.14 | 0 | 0 | 0.11 | 1 | System | kW | 0.00013889 | [5 empty] | 20 | 70.11% | 100% | 29176.9524 | 79244.0164 | 79244.0164 | 64837.6721 | 25935.0688 |  |  |  | 7294.2381 | 7294.2381 | 7294.2381 | 7294.2381 | 19811.0041 | 19811.0041 | 19811.0041 | 19811.0041 | 19811.0041 | 19811.0041 | 19811.0041 | 19811.0041 | 16209.418 | 16209.418 | 16209.418 | 16209.418 | 6483.7672 | 6483.7672 | 6483.7672 | 6483.7672 | 0 | 0 | 0 | 0 | 0 | 0 | 0 | 0 | 278437.7261
Business Incentives & Services | System Approach - Chillers | Workpapers - Historical Program Data | 8 | K_thru_12_School | New_AC-Ret | TRUE | Chiller – High Efficiency: NR - 20 | Large Standard Performance Contract 0.7011 | kWh | 0.14 | 0 | 0 | 0.11 | 1 | System | kW | 0.00013889 | [5 empty] | 20 | 70.11% | 100% | 24613.6136 | 66850.0797 | 66850.0797 | 54696.919 | 21878.7676 |  |  |  | 6153.4034 | 6153.4034 | 6153.4034 | 6153.4034 | 16712.5199 | 16712.5199 | 16712.5199 | 16712.5199 | 16712.5199 | 16712.5199 | 16712.5199 | 16712.5199 | 13674.2298 | 13674.2298 | 13674.2298 | 13674.2298 | 5469.6919 | 5469.6919 | 5469.6919 | 5469.6919 | 0 | 0 | 0 | 0 | 0 | 0 | 0 | 0 | 234889.4596
Business Incentives & Services | System Approach - Chillers | Workpapers - Historical Program Data | 8 | Hospital | Replace_Chiller-Ret | TRUE | Chiller – High Efficiency: NR - 20 | Large Standard Performance Contract 0.7011 | kWh | 0.14 | 0 | 0 | 0.11 | 1 | System | kW | 0.00013889 | [5 empty] | 20 | 70.11% | 0% | 117212.7804 | 318347.5557 | 318347.5557 | 260472.8454 | 104189.1382 |  |  |  | 29303.1951 | 29303.1951 | 29303.1951 | 29303.1951 | 79586.8889 | 79586.8889 | 79586.8889 | 79586.8889 | 79586.8889 | 79586.8889 | 79586.8889 | 79586.8889 | 65118.2114 | 65118.2114 | 65118.2114 | 65118.2114 | 26047.2845 | 26047.2845 | 26047.2845 | 26047.2845 | 0 | 0 | 0 | 0 | 0 | 0 | 0 | 0 | 1118569.8753
Business Incentives & Services | System Approach - Chillers | Workpapers - Historical Program Data | 9 | Large_Office | New_AC-Ret | TRUE | Chiller – High Efficiency: NR - 20 | Large Standard Performance Contract 0.7011 | kWh | 0.14 | 0 | 0 | 0.11 | 1 | System | kW | 0.00013889 | [5 empty] | 20 | 70.11% | 100% | 55546.7748 | 150863.9237 | 150863.9237 | 123437.2772 | 49374.9109 |  |  |  | 13886.6937 | 13886.6937 | 13886.6937 | 13886.6937 | 37715.9809 | 37715.9809 | 37715.9809 | 37715.9809 | 37715.9809 | 37715.9809 | 37715.9809 | 37715.9809 | 30859.3193 | 30859.3193 | 30859.3193 | 30859.3193 | 12343.7277 | 12343.7277 | 12343.7277 | 12343.7277 | 0 | 0 | 0 | 0 | 0 | 0 | 0 | 0 | 530086.8104
Business Incentives & Services | System Approach - Chillers | Workpapers - Historical Program Data | 9 | K_thru_12_School | New_AC-Ret | TRUE | Chiller – High Efficiency: NR - 20 | Large Standard Performance Contract 0.7011 | kWh | 0.14 | 0 | 0 | 0.11 | 1 | System | kW | 0.00013889 | [5 empty] | 20 | 70.11% | 100% | 31633.8653 | 85916.9423 | 85916.9423 | 70297.4785 | 28118.9914 |  |  |  | 7908.4663 | 7908.4663 | 7908.4663 | 7908.4663 | 21479.2356 | 21479.2356 | 21479.2356 | 21479.2356 | 21479.2356 | 21479.2356 | 21479.2356 | 21479.2356 | 17574.3696 | 17574.3696 | 17574.3696 | 17574.3696 | 7029.7478 | 7029.7478 | 7029.7478 | 7029.7478 | 0 | 0 | 0 | 0 | 0 | 0 | 0 | 0 | 301884.2198
Business Incentives & Services | System Approach - Chillers | Workpapers - Historical Program Data | 10 | Hotel_Motel | Replace_Chiller-Ret | TRUE | Chiller – High Efficiency: NR - 20 | Large Standard Performance Contract 0.7011 | kWh | 0.14 | 0 | 0 | 0.11 | 1 | System | kW | 0.00013889 | [5 empty] | 20 | 70.11% | 0% | 993.4954 | 2698.3136 | 2698.3136 | 2207.7676 | 883.1071 |  |  |  | 248.3739 | 248.3739 | 248.3739 | 248.3739 | 674.5784 | 674.5784 | 674.5784 | 674.5784 | 674.5784 | 674.5784 | 674.5784 | 674.5784 | 551.9419 | 551.9419 | 551.9419 | 551.9419 | 220.7768 | 220.7768 | 220.7768 | 220.7768 | 0 | 0 | 0 | 0 | 0 | 0 | 0 | 0 | 9480.9974
Business Incentives & Services | System Approach - Chillers | Workpapers - Historical Program Data | 15 | Large_Office | New_AC-Ret | TRUE | Chiller – High Efficiency: NR - 20 | Large Standard Performance Contract 0.7011 | kWh | 0.14 | 0 | 0 | 0.11 | 1 | System | kW | 0.00013889 | [5 empty] | 20 | 70.11% | 100% | 24909.1009 | 67652.6175 | 67652.6175 | 55353.5576 | 22141.4231 |  |  |  | 6227.2752 | 6227.2752 | 6227.2752 | 6227.2752 | 16913.1544 | 16913.1544 | 16913.1544 | 16913.1544 | 16913.1544 | 16913.1544 | 16913.1544 | 16913.1544 | 13838.3894 | 13838.3894 | 13838.3894 | 13838.3894 | 5535.3558 | 5535.3558 | 5535.3558 | 5535.3558 | 0 | 0 | 0 | 0 | 0 | 0 | 0 | 0 | 237709.3166
Business Incentives & Services | [14 empty] | System | #N/A | [17 empty] | 0 | 0 | 0 | 0 | 0 | 0 | 0 | 0 | 0 | 0 | 0 | 0 | 0 | 0 | 0 | 0 | 0 | 0 | 0 | 0 | 0 | 0 | 0 | 0 | 0 | 0 | 0 | 0 | 0
Business Incentives & Services | [14 empty] | System | #N/A | [17 empty] | 0 | 0 | 0 | 0 | 0 | 0 | 0 | 0 | 0 | 0 | 0 | 0 | 0 | 0 | 0 | 0 | 0 | 0 | 0 | 0 | 0 | 0 | 0 | 0 | 0 | 0 | 0 | 0 | 0
Business Incentives & Services | [14 empty] | System | #N/A | [17 empty] | 0 | 0 | 0 | 0 | 0 | 0 | 0 | 0 | 0 | 0 | 0 | 0 | 0 | 0 | 0 | 0 | 0 | 0 | 0 | 0 | 0 | 0 | 0 | 0 | 0 | 0 | 0 | 0 | 0
Business Incentives & Services | [14 empty] | System | #N/A | [17 empty] | 0 | 0 | 0 | 0 | 0 | 0 | 0 | 0 | 0 | 0 | 0 | 0 | 0 | 0 | 0 | 0 | 0 | 0 | 0 | 0 | 0 | 0 | 0 | 0 | 0 | 0 | 0 | 0 | 0
Business Incentives & Services | [14 empty] | System | #N/A | [17 empty] | 0 | 0 | 0 | 0 | 0 | 0 | 0 | 0 | 0 | 0 | 0 | 0 | 0 | 0 | 0 | 0 | 0 | 0 | 0 | 0 | 0 | 0 | 0 | 0 | 0 | 0 | 0 | 0 | 0
Business Incentives & Services | [14 empty] | System | #N/A | [17 empty] | 0 | 0 | 0 | 0 | 0 | 0 | 0 | 0 | 0 | 0 | 0 | 0 | 0 | 0 | 0 | 0 | 0 | 0 | 0 | 0 | 0 | 0 | 0 | 0 | 0 | 0 | 0 | 0 | 0
Business Incentives & Services | [14 empty] | System | #N/A | [17 empty] | 0 | 0 | 0 | 0 | 0 | 0 | 0 | 0 | 0 | 0 | 0 | 0 | 0 | 0 | 0 | 0 | 0 | 0 | 0 | 0 | 0 | 0 | 0 | 0 | 0 | 0 | 0 | 0 | 0
Business Incentives & Services | [14 empty] | System | #N/A | [17 empty] | 0 | 0 | 0 | 0 | 0 | 0 | 0 | 0 | 0 | 0 | 0 | 0 | 0 | 0 | 0 | 0 | 0 | 0 | 0 | 0 | 0 | 0 | 0 | 0 | 0 | 0 | 0 | 0 | 0
Business Incentives & Services | [14 empty] | System | #N/A | [17 empty] | 0 | 0 | 0 | 0 | 0 | 0 | 0 | 0 | 0 | 0 | 0 | 0 | 0 | 0 | 0 | 0 | 0 | 0 | 0 | 0 | 0 | 0 | 0 | 0 | 0 | 0 | 0 | 0 | 0
Business Incentives & Services | [14 empty] | System | #N/A | [17 empty] | 0 | 0 | 0 | 0 | 0 | 0 | 0 | 0 | 0 | 0 | 0 | 0 | 0 | 0 | 0 | 0 | 0 | 0 | 0 | 0 | 0 | 0 | 0 | 0 | 0 | 0 | 0 | 0 | 0
Business Incentives & Services | [14 empty] | System | #N/A | [17 empty] | 0 | 0 | 0 | 0 | 0 | 0 | 0 | 0 | 0 | 0 | 0 | 0 | 0 | 0 | 0 | 0 | 0 | 0 | 0 | 0 | 0 | 0 | 0 | 0 | 0 | 0 | 0 | 0 | 0
Business Incentives & Services | [14 empty] | System | #N/A | [17 empty] | 0 | 0 | 0 | 0 | 0 | 0 | 0 | 0 | 0 | 0 | 0 | 0 | 0 | 0 | 0 | 0 | 0 | 0 | 0 | 0 | 0 | 0 | 0 | 0 | 0 | 0 | 0 | 0 | 0
Business Incentives & Services | [14 empty] | System | #N/A | [17 empty] | 0 | 0 | 0 | 0 | 0 | 0 | 0 | 0 | 0 | 0 | 0 | 0 | 0 | 0 | 0 | 0 | 0 | 0 | 0 | 0 | 0 | 0 | 0 | 0 | 0 | 0 | 0 | 0 | 0
Business Incentives & Services | [14 empty] | System | #N/A | [17 empty] | 0 | 0 | 0 | 0 | 0 | 0 | 0 | 0 | 0 | 0 | 0 | 0 | 0 | 0 | 0 | 0 | 0 | 0 | 0 | 0 | 0 | 0 | 0 | 0 | 0 | 0 | 0 | 0 | 0
Business Incentives & Services | [14 empty] | System | #N/A | [17 empty] | 0 | 0 | 0 | 0 | 0 | 0 | 0 | 0 | 0 | 0 | 0 | 0 | 0 | 0 | 0 | 0 | 0 | 0 | 0 | 0 | 0 | 0 | 0 | 0 | 0 | 0 | 0 | 0 | 0
Business Incentives & Services | [14 empty] | System | #N/A | [17 empty] | 0 | 0 | 0 | 0 | 0 | 0 | 0 | 0 | 0 | 0 | 0 | 0 | 0 | 0 | 0 | 0 | 0 | 0 | 0 | 0 | 0 | 0 | 0 | 0 | 0 | 0 | 0 | 0 | 0
Business Incentives & Services | [14 empty] | System | #N/A | [17 empty] | 0 | 0 | 0 | 0 | 0 | 0 | 0 | 0 | 0 | 0 | 0 | 0 | 0 | 0 | 0 | 0 | 0 | 0 | 0 | 0 | 0 | 0 | 0 | 0 | 0 | 0 | 0 | 0 | 0
Business Incentives & Services | [14 empty] | System | #N/A | [17 empty] | 0 | 0 | 0 | 0 | 0 | 0 | 0 | 0 | 0 | 0 | 0 | 0 | 0 | 0 | 0 | 0 | 0 | 0 | 0 | 0 | 0 | 0 | 0 | 0 | 0 | 0 | 0 | 0 | 0
Business Incentives & Services | [14 empty] | System | #N/A | [17 empty] | 0 | 0 | 0 | 0 | 0 | 0 | 0 | 0 | 0 | 0 | 0 | 0 | 0 | 0 | 0 | 0 | 0 | 0 | 0 | 0 | 0 | 0 | 0 | 0 | 0 | 0 | 0 | 0 | 0
Business Incentives & Services | [14 empty] | System | #N/A | [17 empty] | 0 | 0 | 0 | 0 | 0 | 0 | 0 | 0 | 0 | 0 | 0 | 0 | 0 | 0 | 0 | 0 | 0 | 0 | 0 | 0 | 0 | 0 | 0 | 0 | 0 | 0 | 0 | 0 | 0
Business Incentives & Services | [14 empty] | System | #N/A | [17 empty] | 0 | 0 | 0 | 0 | 0 | 0 | 0 | 0 | 0 | 0 | 0 | 0 | 0 | 0 | 0 | 0 | 0 | 0 | 0 | 0 | 0 | 0 | 0 | 0 | 0 | 0 | 0 | 0 | 0
Business Incentives & Services | [14 empty] | System | #N/A | [17 empty] | 0 | 0 | 0 | 0 | 0 | 0 | 0 | 0 | 0 | 0 | 0 | 0 | 0 | 0 | 0 | 0 | 0 | 0 | 0 | 0 | 0 | 0 | 0 | 0 | 0 | 0 | 0 | 0 | 0
Business Incentives & Services | [14 empty] | System | #N/A | [17 empty] | 0 | 0 | 0 | 0 | 0 | 0 | 0 | 0 | 0 | 0 | 0 | 0 | 0 | 0 | 0 | 0 | 0 | 0 | 0 | 0 | 0 | 0 | 0 | 0 | 0 | 0 | 0 | 0 | 0
Business Incentives & Services | [14 empty] | System | #N/A | [17 empty] | 0 | 0 | 0 | 0 | 0 | 0 | 0 | 0 | 0 | 0 | 0 | 0 | 0 | 0 | 0 | 0 | 0 | 0 | 0 | 0 | 0 | 0 | 0 | 0 | 0 | 0 | 0 | 0 | 0
Business Incentives & Services | [14 empty] | System | #N/A | [17 empty] | 0 | 0 | 0 | 0 | 0 | 0 | 0 | 0 | 0 | 0 | 0 | 0 | 0 | 0 | 0 | 0 | 0 | 0 | 0 | 0 | 0 | 0 | 0 | 0 | 0 | 0 | 0 | 0 | 0
Business Incentives & Services | [14 empty] | System | #N/A | [17 empty] | 0 | 0 | 0 | 0 | 0 | 0 | 0 | 0 | 0 | 0 | 0 | 0 | 0 | 0 | 0 | 0 | 0 | 0 | 0 | 0 | 0 | 0 | 0 | 0 | 0 | 0 | 0 | 0 | 0
Business Incentives & Services | [14 empty] | System | #N/A | [17 empty] | 0 | 0 | 0 | 0 | 0 | 0 | 0 | 0 | 0 | 0 | 0 | 0 | 0 | 0 | 0 | 0 | 0 | 0 | 0 | 0 | 0 | 0 | 0 | 0 | 0 | 0 | 0 | 0 | 0
Business Incentives & Services | [14 empty] | System | #N/A | [17 empty] | 0 | 0 | 0 | 0 | 0 | 0 | 0 | 0 | 0 | 0 | 0 | 0 | 0 | 0 | 0 | 0 | 0 | 0 | 0 | 0 | 0 | 0 | 0 | 0 | 0 | 0 | 0 | 0 | 0
Business Incentives & Services | [14 empty] | System | #N/A | [17 empty] | 0 | 0 | 0 | 0 | 0 | 0 | 0 | 0 | 0 | 0 | 0 | 0 | 0 | 0 | 0 | 0 | 0 | 0 | 0 | 0 | 0 | 0 | 0 | 0 | 0 | 0 | 0 | 0 | 0
Business Incentives & Services | [14 empty] | System | #N/A | [17 empty] | 0 | 0 | 0 | 0 | 0 | 0 | 0 | 0 | 0 | 0 | 0 | 0 | 0 | 0 | 0 | 0 | 0 | 0 | 0 | 0 | 0 | 0 | 0 | 0 | 0 | 0 | 0 | 0 | 0
Business Incentives & Services | [14 empty] | System | #N/A | [17 empty] | 0 | 0 | 0 | 0 | 0 | 0 | 0 | 0 | 0 | 0 | 0 | 0 | 0 | 0 | 0 | 0 | 0 | 0 | 0 | 0 | 0 | 0 | 0 | 0 | 0 | 0 | 0 | 0 | 0
Business Incentives & Services | [14 empty] | System | #N/A | [17 empty] | 0 | 0 | 0 | 0 | 0 | 0 | 0 | 0 | 0 | 0 | 0 | 0 | 0 | 0 | 0 | 0 | 0 | 0 | 0 | 0 | 0 | 0 | 0 | 0 | 0 | 0 | 0 | 0 | 0
Business Incentives & Services | [14 empty] | System | #N/A | [17 empty] | 0 | 0 | 0 | 0 | 0 | 0 | 0 | 0 | 0 | 0 | 0 | 0 | 0 | 0 | 0 | 0 | 0 | 0 | 0 | 0 | 0 | 0 | 0 | 0 | 0 | 0 | 0 | 0 | 0
Business Incentives & Services | [14 empty] | System | #N/A | [17 empty] | 0 | 0 | 0 | 0 | 0 | 0 | 0 | 0 | 0 | 0 | 0 | 0 | 0 | 0 | 0 | 0 | 0 | 0 | 0 | 0 | 0 | 0 | 0 | 0 | 0 | 0 | 0 | 0 | 0
Business Incentives & Services | [14 empty] | System | #N/A | [17 empty] | 0 | 0 | 0 | 0 | 0 | 0 | 0 | 0 | 0 | 0 | 0 | 0 | 0 | 0 | 0 | 0 | 0 | 0 | 0 | 0 | 0 | 0 | 0 | 0 | 0 | 0 | 0 | 0 | 0
Business Incentives & Services | [14 empty] | System | #N/A | [17 empty] | 0 | 0 | 0 | 0 | 0 | 0 | 0 | 0 | 0 | 0 | 0 | 0 | 0 | 0 | 0 | 0 | 0 | 0 | 0 | 0 | 0 | 0 | 0 | 0 | 0 | 0 | 0 | 0 | 0
Business Incentives & Services | [14 empty] | System | #N/A | [17 empty] | 0 | 0 | 0 | 0 | 0 | 0 | 0 | 0 | 0 | 0 | 0 | 0 | 0 | 0 | 0 | 0 | 0 | 0 | 0 | 0 | 0 | 0 | 0 | 0 | 0 | 0 | 0 | 0 | 0
Business Incentives & Services | [14 empty] | System | #N/A | [17 empty] | 0 | 0 | 0 | 0 | 0 | 0 | 0 | 0 | 0 | 0 | 0 | 0 | 0 | 0 | 0 | 0 | 0 | 0 | 0 | 0 | 0 | 0 | 0 | 0 | 0 | 0 | 0 | 0 | 0
Business Incentives & Services | [14 empty] | System | #N/A | [17 empty] | 0 | 0 | 0 | 0 | 0 | 0 | 0 | 0 | 0 | 0 | 0 | 0 | 0 | 0 | 0 | 0 | 0 | 0 | 0 | 0 | 0 | 0 | 0 | 0 | 0 | 0 | 0 | 0 | 0
Business Incentives & Services | [14 empty] | System | #N/A | [17 empty] | 0 | 0 | 0 | 0 | 0 | 0 | 0 | 0 | 0 | 0 | 0 | 0 | 0 | 0 | 0 | 0 | 0 | 0 | 0 | 0 | 0 | 0 | 0 | 0 | 0 | 0 | 0 | 0 | 0
Business Incentives & Services | [14 empty] | System | #N/A | [17 empty] | 0 | 0 | 0 | 0 | 0 | 0 | 0 | 0 | 0 | 0 | 0 | 0 | 0 | 0 | 0 | 0 | 0 | 0 | 0 | 0 | 0 | 0 | 0 | 0 | 0 | 0 | 0 | 0 | 0
Business Incentives & Services | [14 empty] | System | #N/A | [17 empty] | 0 | 0 | 0 | 0 | 0 | 0 | 0 | 0 | 0 | 0 | 0 | 0 | 0 | 0 | 0 | 0 | 0 | 0 | 0 | 0 | 0 | 0 | 0 | 0 | 0 | 0 | 0 | 0 | 0
Business Incentives & Services | [14 empty] | System | #N/A | [17 empty] | 0 | 0 | 0 | 0 | 0 | 0 | 0 | 0 | 0 | 0 | 0 | 0 | 0 | 0 | 0 | 0 | 0 | 0 | 0 | 0 | 0 | 0 | 0 | 0 | 0 | 0 | 0 | 0 | 0
Business Incentives & Services | [15 empty] | #N/A | [17 empty] | 0 | 0 | 0 | 0 | 0 | 0 | 0 | 0 | 0 | 0 | 0 | 0 | 0 | 0 | 0 | 0 | 0 | 0 | 0 | 0 | 0 | 0 | 0 | 0 | 0 | 0 | 0 | 0 | 0
Business Incentives & Services | [15 empty] | #N/A | [17 empty] | 0 | 0 | 0 | 0 | 0 | 0 | 0 | 0 | 0 | 0 | 0 | 0 | 0 | 0 | 0 | 0 | 0 | 0 | 0 | 0 | 0 | 0 | 0 | 0 | 0 | 0 | 0 | 0 | 0
Business Incentives & Services | [15 empty] | #N/A | [17 empty] | 0 | 0 | 0 | 0 | 0 | 0 | 0 | 0 | 0 | 0 | 0 | 0 | 0 | 0 | 0 | 0 | 0 | 0 | 0 | 0 | 0 | 0 | 0 | 0 | 0 | 0 | 0 | 0 | 0
Business Incentives & Services | [15 empty] | #N/A | [17 empty] | 0 | 0 | 0 | 0 | 0 | 0 | 0 | 0 | 0 | 0 | 0 | 0 | 0 | 0 | 0 | 0 | 0 | 0 | 0 | 0 | 0 | 0 | 0 | 0 | 0 | 0 | 0 | 0 | 0
Business Incentives & Services | [15 empty] | #N/A | [17 empty] | 0 | 0 | 0 | 0 | 0 | 0 | 0 | 0 | 0 | 0 | 0 | 0 | 0 | 0 | 0 | 0 | 0 | 0 | 0 | 0 | 0 | 0 | 0 | 0 | 0 | 0 | 0 | 0 | 0
Business Incentives & Services | [15 empty] | #N/A | [17 empty] | 0 | 0 | 0 | 0 | 0 | 0 | 0 | 0 | 0 | 0 | 0 | 0 | 0 | 0 | 0 | 0 | 0 | 0 | 0 | 0 | 0 | 0 | 0 | 0 | 0 | 0 | 0 | 0 | 0
Business Incentives & Services | [15 empty] | #N/A | [17 empty] | 0 | 0 | 0 | 0 | 0 | 0 | 0 | 0 | 0 | 0 | 0 | 0 | 0 | 0 | 0 | 0 | 0 | 0 | 0 | 0 | 0 | 0 | 0 | 0 | 0 | 0 | 0 | 0 | 0
Business Incentives & Services | [15 empty] | #N/A | [17 empty] | 0 | 0 | 0 | 0 | 0 | 0 | 0 | 0 | 0 | 0 | 0 | 0 | 0 | 0 | 0 | 0 | 0 | 0 | 0 | 0 | 0 | 0 | 0 | 0 | 0 | 0 | 0 | 0 | 0
Business Incentives & Services | [15 empty] | #N/A | [17 empty] | 0 | 0 | 0 | 0 | 0 | 0 | 0 | 0 | 0 | 0 | 0 | 0 | 0 | 0 | 0 | 0 | 0 | 0 | 0 | 0 | 0 | 0 | 0 | 0 | 0 | 0 | 0 | 0 | 0
Business Incentives & Services | [15 empty] | #N/A | [17 empty] | 0 | 0 | 0 | 0 | 0 | 0 | 0 | 0 | 0 | 0 | 0 | 0 | 0 | 0 | 0 | 0 | 0 | 0 | 0 | 0 | 0 | 0 | 0 | 0 | 0 | 0 | 0 | 0 | 0
Business Incentives & Services | [15 empty] | #N/A | [17 empty] | 0 | 0 | 0 | 0 | 0 | 0 | 0 | 0 | 0 | 0 | 0 | 0 | 0 | 0 | 0 | 0 | 0 | 0 | 0 | 0 | 0 | 0 | 0 | 0 | 0 | 0 | 0 | 0 | 0
Business Incentives & Services | [15 empty] | #N/A | [17 empty] | 0 | 0 | 0 | 0 | 0 | 0 | 0 | 0 | 0 | 0 | 0 | 0 | 0 | 0 | 0 | 0 | 0 | 0 | 0 | 0 | 0 | 0 | 0 | 0 | 0 | 0 | 0 | 0 | 0
Business Incentives & Services | [15 empty] | #N/A | [17 empty] | 0 | 0 | 0 | 0 | 0 | 0 | 0 | 0 | 0 | 0 | 0 | 0 | 0 | 0 | 0 | 0 | 0 | 0 | 0 | 0 | 0 | 0 | 0 | 0 | 0 | 0 | 0 | 0 | 0
Business Incentives & Services | [15 empty] | #N/A | [17 empty] | 0 | 0 | 0 | 0 | 0 | 0 | 0 | 0 | 0 | 0 | 0 | 0 | 0 | 0 | 0 | 0 | 0 | 0 | 0 | 0 | 0 | 0 | 0 | 0 | 0 | 0 | 0 | 0 | 0
Business Incentives & Services | [15 empty] | #N/A | [17 empty] | 0 | 0 | 0 | 0 | 0 | 0 | 0 | 0 | 0 | 0 | 0 | 0 | 0 | 0 | 0 | 0 | 0 | 0 | 0 | 0 | 0 | 0 | 0 | 0 | 0 | 0 | 0 | 0 | 0
Business Incentives & Services | [15 empty] | #N/A | [17 empty] | 0 | 0 | 0 | 0 | 0 | 0 | 0 | 0 | 0 | 0 | 0 | 0 | 0 | 0 | 0 | 0 | 0 | 0 | 0 | 0 | 0 | 0 | 0 | 0 | 0 | 0 | 0 | 0 | 0
Business Incentives & Services | [15 empty] | #N/A | [17 empty] | 0 | 0 | 0 | 0 | 0 | 0 | 0 | 0 | 0 | 0 | 0 | 0 | 0 | 0 | 0 | 0 | 0 | 0 | 0 | 0 | 0 | 0 | 0 | 0 | 0 | 0 | 0 | 0 | 0
Business Incentives & Services | [15 empty] | #N/A | [17 empty] | 0 | 0 | 0 | 0 | 0 | 0 | 0 | 0 | 0 | 0 | 0 | 0 | 0 | 0 | 0 | 0 | 0 | 0 | 0 | 0 | 0 | 0 | 0 | 0 | 0 | 0 | 0 | 0 | 0
Business Incentives & Services | [15 empty] | #N/A | [17 empty] | 0 | 0 | 0 | 0 | 0 | 0 | 0 | 0 | 0 | 0 | 0 | 0 | 0 | 0 | 0 | 0 | 0 | 0 | 0 | 0 | 0 | 0 | 0 | 0 | 0 | 0 | 0 | 0 | 0
Business Incentives & Services | [15 empty] | #N/A | [17 empty] | 0 | 0 | 0 | 0 | 0 | 0 | 0 | 0 | 0 | 0 | 0 | 0 | 0 | 0 | 0 | 0 | 0 | 0 | 0 | 0 | 0 | 0 | 0 | 0 | 0 | 0 | 0 | 0 | 0
Business Incentives & Services | [15 empty] | #N/A | [17 empty] | 0 | 0 | 0 | 0 | 0 | 0 | 0 | 0 | 0 | 0 | 0 | 0 | 0 | 0 | 0 | 0 | 0 | 0 | 0 | 0 | 0 | 0 | 0 | 0 | 0 | 0 | 0 | 0 | 0
Business Incentives & Services | [15 empty] | #N/A | [17 empty] | 0 | 0 | 0 | 0 | 0 | 0 | 0 | 0 | 0 | 0 | 0 | 0 | 0 | 0 | 0 | 0 | 0 | 0 | 0 | 0 | 0 | 0 | 0 | 0 | 0 | 0 | 0 | 0 | 0
Business Incentives & Services | [15 empty] | #N/A | [17 empty] | 0 | 0 | 0 | 0 | 0 | 0 | 0 | 0 | 0 | 0 | 0 | 0 | 0 | 0 | 0 | 0 | 0 | 0 | 0 | 0 | 0 | 0 | 0 | 0 | 0 | 0 | 0 | 0 | 0
Business Incentives & Services | [15 empty] | #N/A | [17 empty] | 0 | 0 | 0 | 0 | 0 | 0 | 0 | 0 | 0 | 0 | 0 | 0 | 0 | 0 | 0 | 0 | 0 | 0 | 0 | 0 | 0 | 0 | 0 | 0 | 0 | 0 | 0 | 0 | 0
Business Incentives & Services | [15 empty] | #N/A | [17 empty] | 0 | 0 | 0 | 0 | 0 | 0 | 0 | 0 | 0 | 0 | 0 | 0 | 0 | 0 | 0 | 0 | 0 | 0 | 0 | 0 | 0 | 0 | 0 | 0 | 0 | 0 | 0 | 0 | 0
Business Incentives & Services | [15 empty] | #N/A | [17 empty] | 0 | 0 | 0 | 0 | 0 | 0 | 0 | 0 | 0 | 0 | 0 | 0 | 0 | 0 | 0 | 0 | 0 | 0 | 0 | 0 | 0 | 0 | 0 | 0 | 0 | 0 | 0 | 0 | 0
Business Incentives & Services | [15 empty] | #N/A | [17 empty] | 0 | 0 | 0 | 0 | 0 | 0 | 0 | 0 | 0 | 0 | 0 | 0 | 0 | 0 | 0 | 0 | 0 | 0 | 0 | 0 | 0 | 0 | 0 | 0 | 0 | 0 | 0 | 0 | 0
Business Incentives & Services | [15 empty] | #N/A | [17 empty] | 0 | 0 | 0 | 0 | 0 | 0 | 0 | 0 | 0 | 0 | 0 | 0 | 0 | 0 | 0 | 0 | 0 | 0 | 0 | 0 | 0 | 0 | 0 | 0 | 0 | 0 | 0 | 0 | 0
Business Incentives & Services | [15 empty] | #N/A | [17 empty] | 0 | 0 | 0 | 0 | 0 | 0 | 0 | 0 | 0 | 0 | 0 | 0 | 0 | 0 | 0 | 0 | 0 | 0 | 0 | 0 | 0 | 0 | 0 | 0 | 0 | 0 | 0 | 0 | 0
Business Incentives & Services | [15 empty] | #N/A | [17 empty] | 0 | 0 | 0 | 0 | 0 | 0 | 0 | 0 | 0 | 0 | 0 | 0 | 0 | 0 | 0 | 0 | 0 | 0 | 0 | 0 | 0 | 0 | 0 | 0 | 0 | 0 | 0 | 0 | 0
Business Incentives & Services | [15 empty] | #N/A | [17 empty] | 0 | 0 | 0 | 0 | 0 | 0 | 0 | 0 | 0 | 0 | 0 | 0 | 0 | 0 | 0 | 0 | 0 | 0 | 0 | 0 | 0 | 0 | 0 | 0 | 0 | 0 | 0 | 0 | 0
Business Incentives & Services | [15 empty] | #N/A | [17 empty] | 0 | 0 | 0 | 0 | 0 | 0 | 0 | 0 | 0 | 0 | 0 | 0 | 0 | 0 | 0 | 0 | 0 | 0 | 0 | 0 | 0 | 0 | 0 | 0 | 0 | 0 | 0 | 0 | 0
Business Incentives & Services | [15 empty] | #N/A | [17 empty] | 0 | 0 | 0 | 0 | 0 | 0 | 0 | 0 | 0 | 0 | 0 | 0 | 0 | 0 | 0 | 0 | 0 | 0 | 0 | 0 | 0 | 0 | 0 | 0 | 0 | 0 | 0 | 0 | 0
Business Incentives & Services | [15 empty] | #N/A | [17 empty] | 0 | 0 | 0 | 0 | 0 | 0 | 0 | 0 | 0 | 0 | 0 | 0 | 0 | 0 | 0 | 0 | 0 | 0 | 0 | 0 | 0 | 0 | 0 | 0 | 0 | 0 | 0 | 0 | 0
Business Incentives & Services | [15 empty] | #N/A | [17 empty] | 0 | 0 | 0 | 0 | 0 | 0 | 0 | 0 | 0 | 0 | 0 | 0 | 0 | 0 | 0 | 0 | 0 | 0 | 0 | 0 | 0 | 0 | 0 | 0 | 0 | 0 | 0 | 0 | 0
Business Incentives & Services | [15 empty] | #N/A | [17 empty] | 0 | 0 | 0 | 0 | 0 | 0 | 0 | 0 | 0 | 0 | 0 | 0 | 0 | 0 | 0 | 0 | 0 | 0 | 0 | 0 | 0 | 0 | 0 | 0 | 0 | 0 | 0 | 0 | 0
Business Incentives & Services | [15 empty] | #N/A | [17 empty] | 0 | 0 | 0 | 0 | 0 | 0 | 0 | 0 | 0 | 0 | 0 | 0 | 0 | 0 | 0 | 0 | 0 | 0 | 0 | 0 | 0 | 0 | 0 | 0 | 0 | 0 | 0 | 0 | 0
Business Incentives & Services | [15 empty] | #N/A | [17 empty] | 0 | 0 | 0 | 0 | 0 | 0 | 0 | 0 | 0 | 0 | 0 | 0 | 0 | 0 | 0 | 0 | 0 | 0 | 0 | 0 | 0 | 0 | 0 | 0 | 0 | 0 | 0 | 0 | 0
Business Incentives & Services | [15 empty] | #N/A | [17 empty] | 0 | 0 | 0 | 0 | 0 | 0 | 0 | 0 | 0 | 0 | 0 | 0 | 0 | 0 | 0 | 0 | 0 | 0 | 0 | 0 | 0 | 0 | 0 | 0 | 0 | 0 | 0 | 0 | 0
Business Incentives & Services | [15 empty] | #N/A | [17 empty] | 0 | 0 | 0 | 0 | 0 | 0 | 0 | 0 | 0 | 0 | 0 | 0 | 0 | 0 | 0 | 0 | 0 | 0 | 0 | 0 | 0 | 0 | 0 | 0 | 0 | 0 | 0 | 0 | 0
Business Incentives & Services | [15 empty] | #N/A | [17 empty] | 0 | 0 | 0 | 0 | 0 | 0 | 0 | 0 | 0 | 0 | 0 | 0 | 0 | 0 | 0 | 0 | 0 | 0 | 0 | 0 | 0 | 0 | 0 | 0 | 0 | 0 | 0 | 0 | 0
Business Incentives & Services | [15 empty] | #N/A | [17 empty] | 0 | 0 | 0 | 0 | 0 | 0 | 0 | 0 | 0 | 0 | 0 | 0 | 0 | 0 | 0 | 0 | 0 | 0 | 0 | 0 | 0 | 0 | 0 | 0 | 0 | 0 | 0 | 0 | 0
Business Incentives & Services | [15 empty] | #N/A | [17 empty] | 0 | 0 | 0 | 0 | 0 | 0 | 0 | 0 | 0 | 0 | 0 | 0 | 0 | 0 | 0 | 0 | 0 | 0 | 0 | 0 | 0 | 0 | 0 | 0 | 0 | 0 | 0 | 0 | 0
Business Incentives & Services | [15 empty] | #N/A | [17 empty] | 0 | 0 | 0 | 0 | 0 | 0 | 0 | 0 | 0 | 0 | 0 | 0 | 0 | 0 | 0 | 0 | 0 | 0 | 0 | 0 | 0 | 0 | 0 | 0 | 0 | 0 | 0 | 0 | 0
Business Incentives & Services | [15 empty] | #N/A | [17 empty] | 0 | 0 | 0 | 0 | 0 | 0 | 0 | 0 | 0 | 0 | 0 | 0 | 0 | 0 | 0 | 0 | 0 | 0 | 0 | 0 | 0 | 0 | 0 | 0 | 0 | 0 | 0 | 0 | 0
Business Incentives & Services | [15 empty] | #N/A | [17 empty] | 0 | 0 | 0 | 0 | 0 | 0 | 0 | 0 | 0 | 0 | 0 | 0 | 0 | 0 | 0 | 0 | 0 | 0 | 0 | 0 | 0 | 0 | 0 | 0 | 0 | 0 | 0 | 0 | 0
Business Incentives & Services | [15 empty] | #N/A | [17 empty] | 0 | 0 | 0 | 0 | 0 | 0 | 0 | 0 | 0 | 0 | 0 | 0 | 0 | 0 | 0 | 0 | 0 | 0 | 0 | 0 | 0 | 0 | 0 | 0 | 0 | 0 | 0 | 0 | 0
Business Incentives & Services | [15 empty] | #N/A | [17 empty] | 0 | 0 | 0 | 0 | 0 | 0 | 0 | 0 | 0 | 0 | 0 | 0 | 0 | 0 | 0 | 0 | 0 | 0 | 0 | 0 | 0 | 0 | 0 | 0 | 0 | 0 | 0 | 0 | 0
Business Incentives & Services | [15 empty] | #N/A | [17 empty] | 0 | 0 | 0 | 0 | 0 | 0 | 0 | 0 | 0 | 0 | 0 | 0 | 0 | 0 | 0 | 0 | 0 | 0 | 0 | 0 | 0 | 0 | 0 | 0 | 0 | 0 | 0 | 0 | 0
Business Incentives & Services | [15 empty] | #N/A | [17 empty] | 0 | 0 | 0 | 0 | 0 | 0 | 0 | 0 | 0 | 0 | 0 | 0 | 0 | 0 | 0 | 0 | 0 | 0 | 0 | 0 | 0 | 0 | 0 | 0 | 0 | 0 | 0 | 0 | 0
Business Incentives & Services | [15 empty] | #N/A | [17 empty] | 0 | 0 | 0 | 0 | 0 | 0 | 0 | 0 | 0 | 0 | 0 | 0 | 0 | 0 | 0 | 0 | 0 | 0 | 0 | 0 | 0 | 0 | 0 | 0 | 0 | 0 | 0 | 0 | 0
Business Incentives & Services | [15 empty] | #N/A | [17 empty] | 0 | 0 | 0 | 0 | 0 | 0 | 0 | 0 | 0 | 0 | 0 | 0 | 0 | 0 | 0 | 0 | 0 | 0 | 0 | 0 | 0 | 0 | 0 | 0 | 0 | 0 | 0 | 0 | 0
Business Incentives & Services | [15 empty] | #N/A | [17 empty] | 0 | 0 | 0 | 0 | 0 | 0 | 0 | 0 | 0 | 0 | 0 | 0 | 0 | 0 | 0 | 0 | 0 | 0 | 0 | 0 | 0 | 0 | 0 | 0 | 0 | 0 | 0 | 0 | 0
Business Incentives & Services | [15 empty] | #N/A | [17 empty] | 0 | 0 | 0 | 0 | 0 | 0 | 0 | 0 | 0 | 0 | 0 | 0 | 0 | 0 | 0 | 0 | 0 | 0 | 0 | 0 | 0 | 0 | 0 | 0 | 0 | 0 | 0 | 0 | 0
Business Incentives & Services | [15 empty] | #N/A | [17 empty] | 0 | 0 | 0 | 0 | 0 | 0 | 0 | 0 | 0 | 0 | 0 | 0 | 0 | 0 | 0 | 0 | 0 | 0 | 0 | 0 | 0 | 0 | 0 | 0 | 0 | 0 | 0 | 0 | 0
Business Incentives & Services | [15 empty] | #N/A | [17 empty] | 0 | 0 | 0 | 0 | 0 | 0 | 0 | 0 | 0 | 0 | 0 | 0 | 0 | 0 | 0 | 0 | 0 | 0 | 0 | 0 | 0 | 0 | 0 | 0 | 0 | 0 | 0 | 0 | 0
Business Incentives & Services | [15 empty] | #N/A | [17 empty] | 0 | 0 | 0 | 0 | 0 | 0 | 0 | 0 | 0 | 0 | 0 | 0 | 0 | 0 | 0 | 0 | 0 | 0 | 0 | 0 | 0 | 0 | 0 | 0 | 0 | 0 | 0 | 0 | 0
Business Incentives & Services | [15 empty] | #N/A | [17 empty] | 0 | 0 | 0 | 0 | 0 | 0 | 0 | 0 | 0 | 0 | 0 | 0 | 0 | 0 | 0 | 0 | 0 | 0 | 0 | 0 | 0 | 0 | 0 | 0 | 0 | 0 | 0 | 0 | 0
Business Incentives & Services | [15 empty] | #N/A | [17 empty] | 0 | 0 | 0 | 0 | 0 | 0 | 0 | 0 | 0 | 0 | 0 | 0 | 0 | 0 | 0 | 0 | 0 | 0 | 0 | 0 | 0 | 0 | 0 | 0 | 0 | 0 | 0 | 0 | 0
Business Incentives & Services | [15 empty] | #N/A | [17 empty] | 0 | 0 | 0 | 0 | 0 | 0 | 0 | 0 | 0 | 0 | 0 | 0 | 0 | 0 | 0 | 0 | 0 | 0 | 0 | 0 | 0 | 0 | 0 | 0 | 0 | 0 | 0 | 0 | 0
Business Incentives & Services | [15 empty] | #N/A | [17 empty] | 0 | 0 | 0 | 0 | 0 | 0 | 0 | 0 | 0 | 0 | 0 | 0 | 0 | 0 | 0 | 0 | 0 | 0 | 0 | 0 | 0 | 0 | 0 | 0 | 0 | 0 | 0 | 0 | 0
Business Incentives & Services | [15 empty] | #N/A | [17 empty] | 0 | 0 | 0 | 0 | 0 | 0 | 0 | 0 | 0 | 0 | 0 | 0 | 0 | 0 | 0 | 0 | 0 | 0 | 0 | 0 | 0 | 0 | 0 | 0 | 0 | 0 | 0 | 0 | 0
Business Incentives & Services | [15 empty] | #N/A | [17 empty] | 0 | 0 | 0 | 0 | 0 | 0 | 0 | 0 | 0 | 0 | 0 | 0 | 0 | 0 | 0 | 0 | 0 | 0 | 0 | 0 | 0 | 0 | 0 | 0 | 0 | 0 | 0 | 0 | 0
Business Incentives & Services | [15 empty] | #N/A | [17 empty] | 0 | 0 | 0 | 0 | 0 | 0 | 0 | 0 | 0 | 0 | 0 | 0 | 0 | 0 | 0 | 0 | 0 | 0 | 0 | 0 | 0 | 0 | 0 | 0 | 0 | 0 | 0 | 0 | 0
Business Incentives & Services | [15 empty] | #N/A | [17 empty] | 0 | 0 | 0 | 0 | 0 | 0 | 0 | 0 | 0 | 0 | 0 | 0 | 0 | 0 | 0 | 0 | 0 | 0 | 0 | 0 | 0 | 0 | 0 | 0 | 0 | 0 | 0 | 0 | 0
Business Incentives & Services | [15 empty] | #N/A | [17 empty] | 0 | 0 | 0 | 0 | 0 | 0 | 0 | 0 | 0 | 0 | 0 | 0 | 0 | 0 | 0 | 0 | 0 | 0 | 0 | 0 | 0 | 0 | 0 | 0 | 0 | 0 | 0 | 0 | 0
Business Incentives & Services | [15 empty] | #N/A | [17 empty] | 0 | 0 | 0 | 0 | 0 | 0 | 0 | 0 | 0 | 0 | 0 | 0 | 0 | 0 | 0 | 0 | 0 | 0 | 0 | 0 | 0 | 0 | 0 | 0 | 0 | 0 | 0 | 0 | 0
Business Incentives & Services | [15 empty] | #N/A | [17 empty] | 0 | 0 | 0 | 0 | 0 | 0 | 0 | 0 | 0 | 0 | 0 | 0 | 0 | 0 | 0 | 0 | 0 | 0 | 0 | 0 | 0 | 0 | 0 | 0 | 0 | 0 | 0 | 0 | 0
Business Incentives & Services | [15 empty] | #N/A | [17 empty] | 0 | 0 | 0 | 0 | 0 | 0 | 0 | 0 | 0 | 0 | 0 | 0 | 0 | 0 | 0 | 0 | 0 | 0 | 0 | 0 | 0 | 0 | 0 | 0 | 0 | 0 | 0 | 0 | 0
Business Incentives & Services | [15 empty] | #N/A | [17 empty] | 0 | 0 | 0 | 0 | 0 | 0 | 0 | 0 | 0 | 0 | 0 | 0 | 0 | 0 | 0 | 0 | 0 | 0 | 0 | 0 | 0 | 0 | 0 | 0 | 0 | 0 | 0 | 0 | 0
Business Incentives & Services | [15 empty] | #N/A | [17 empty] | 0 | 0 | 0 | 0 | 0 | 0 | 0 | 0 | 0 | 0 | 0 | 0 | 0 | 0 | 0 | 0 | 0 | 0 | 0 | 0 | 0 | 0 | 0 | 0 | 0 | 0 | 0 | 0 | 0
Business Incentives & Services | [15 empty] | #N/A | [17 empty] | 0 | 0 | 0 | 0 | 0 | 0 | 0 | 0 | 0 | 0 | 0 | 0 | 0 | 0 | 0 | 0 | 0 | 0 | 0 | 0 | 0 | 0 | 0 | 0 | 0 | 0 | 0 | 0 | 0
Business Incentives & Services | [15 empty] | #N/A | [17 empty] | 0 | 0 | 0 | 0 | 0 | 0 | 0 | 0 | 0 | 0 | 0 | 0 | 0 | 0 | 0 | 0 | 0 | 0 | 0 | 0 | 0 | 0 | 0 | 0 | 0 | 0 | 0 | 0 | 0
Business Incentives & Services | [15 empty] | #N/A | [17 empty] | 0 | 0 | 0 | 0 | 0 | 0 | 0 | 0 | 0 | 0 | 0 | 0 | 0 | 0 | 0 | 0 | 0 | 0 | 0 | 0 | 0 | 0 | 0 | 0 | 0 | 0 | 0 | 0 | 0
Business Incentives & Services | [15 empty] | #N/A | [17 empty] | 0 | 0 | 0 | 0 | 0 | 0 | 0 | 0 | 0 | 0 | 0 | 0 | 0 | 0 | 0 | 0 | 0 | 0 | 0 | 0 | 0 | 0 | 0 | 0 | 0 | 0 | 0 | 0 | 0
Business Incentives & Services | [15 empty] | #N/A | [17 empty] | 0 | 0 | 0 | 0 | 0 | 0 | 0 | 0 | 0 | 0 | 0 | 0 | 0 | 0 | 0 | 0 | 0 | 0 | 0 | 0 | 0 | 0 | 0 | 0 | 0 | 0 | 0 | 0 | 0
Business Incentives & Services | [15 empty] | #N/A | [17 empty] | 0 | 0 | 0 | 0 | 0 | 0 | 0 | 0 | 0 | 0 | 0 | 0 | 0 | 0 | 0 | 0 | 0 | 0 | 0 | 0 | 0 | 0 | 0 | 0 | 0 | 0 | 0 | 0 | 0
Business Incentives & Services | [15 empty] | #N/A | [17 empty] | 0 | 0 | 0 | 0 | 0 | 0 | 0 | 0 | 0 | 0 | 0 | 0 | 0 | 0 | 0 | 0 | 0 | 0 | 0 | 0 | 0 | 0 | 0 | 0 | 0 | 0 | 0 | 0 | 0
Business Incentives & Services | [15 empty] | #N/A | [17 empty] | 0 | 0 | 0 | 0 | 0 | 0 | 0 | 0 | 0 | 0 | 0 | 0 | 0 | 0 | 0 | 0 | 0 | 0 | 0 | 0 | 0 | 0 | 0 | 0 | 0 | 0 | 0 | 0 | 0
Business Incentives & Services | [15 empty] | #N/A | [17 empty] | 0 | 0 | 0 | 0 | 0 | 0 | 0 | 0 | 0 | 0 | 0 | 0 | 0 | 0 | 0 | 0 | 0 | 0 | 0 | 0 | 0 | 0 | 0 | 0 | 0 | 0 | 0 | 0 | 0
Business Incentives & Services | [15 empty] | #N/A | [17 empty] | 0 | 0 | 0 | 0 | 0 | 0 | 0 | 0 | 0 | 0 | 0 | 0 | 0 | 0 | 0 | 0 | 0 | 0 | 0 | 0 | 0 | 0 | 0 | 0 | 0 | 0 | 0 | 0 | 0
Business Incentives & Services | [15 empty] | #N/A | [17 empty] | 0 | 0 | 0 | 0 | 0 | 0 | 0 | 0 | 0 | 0 | 0 | 0 | 0 | 0 | 0 | 0 | 0 | 0 | 0 | 0 | 0 | 0 | 0 | 0 | 0 | 0 | 0 | 0 | 0
Business Incentives & Services | [15 empty] | #N/A | [17 empty] | 0 | 0 | 0 | 0 | 0 | 0 | 0 | 0 | 0 | 0 | 0 | 0 | 0 | 0 | 0 | 0 | 0 | 0 | 0 | 0 | 0 | 0 | 0 | 0 | 0 | 0 | 0 | 0 | 0
Business Incentives & Services | [15 empty] | #N/A | [17 empty] | 0 | 0 | 0 | 0 | 0 | 0 | 0 | 0 | 0 | 0 | 0 | 0 | 0 | 0 | 0 | 0 | 0 | 0 | 0 | 0 | 0 | 0 | 0 | 0 | 0 | 0 | 0 | 0 | 0
Business Incentives & Services | [15 empty] | #N/A | [17 empty] | 0 | 0 | 0 | 0 | 0 | 0 | 0 | 0 | 0 | 0 | 0 | 0 | 0 | 0 | 0 | 0 | 0 | 0 | 0 | 0 | 0 | 0 | 0 | 0 | 0 | 0 | 0 | 0 | 0
Business Incentives & Services | [15 empty] | #N/A | [17 empty] | 0 | 0 | 0 | 0 | 0 | 0 | 0 | 0 | 0 | 0 | 0 | 0 | 0 | 0 | 0 | 0 | 0 | 0 | 0 | 0 | 0 | 0 | 0 | 0 | 0 | 0 | 0 | 0 | 0
Business Incentives & Services | [15 empty] | #N/A | [17 empty] | 0 | 0 | 0 | 0 | 0 | 0 | 0 | 0 | 0 | 0 | 0 | 0 | 0 | 0 | 0 | 0 | 0 | 0 | 0 | 0 | 0 | 0 | 0 | 0 | 0 | 0 | 0 | 0 | 0
Business Incentives & Services | [15 empty] | #N/A | [17 empty] | 0 | 0 | 0 | 0 | 0 | 0 | 0 | 0 | 0 | 0 | 0 | 0 | 0 | 0 | 0 | 0 | 0 | 0 | 0 | 0 | 0 | 0 | 0 | 0 | 0 | 0 | 0 | 0 | 0
Business Incentives & Services | [15 empty] | #N/A | [17 empty] | 0 | 0 | 0 | 0 | 0 | 0 | 0 | 0 | 0 | 0 | 0 | 0 | 0 | 0 | 0 | 0 | 0 | 0 | 0 | 0 | 0 | 0 | 0 | 0 | 0 | 0 | 0 | 0 | 0
Business Incentives & Services | [15 empty] | #N/A | [17 empty] | 0 | 0 | 0 | 0 | 0 | 0 | 0 | 0 | 0 | 0 | 0 | 0 | 0 | 0 | 0 | 0 | 0 | 0 | 0 | 0 | 0 | 0 | 0 | 0 | 0 | 0 | 0 | 0 | 0
Business Incentives & Services | [15 empty] | #N/A | [17 empty] | 0 | 0 | 0 | 0 | 0 | 0 | 0 | 0 | 0 | 0 | 0 | 0 | 0 | 0 | 0 | 0 | 0 | 0 | 0 | 0 | 0 | 0 | 0 | 0 | 0 | 0 | 0 | 0 | 0
Business Incentives & Services | [15 empty] | #N/A | [17 empty] | 0 | 0 | 0 | 0 | 0 | 0 | 0 | 0 | 0 | 0 | 0 | 0 | 0 | 0 | 0 | 0 | 0 | 0 | 0 | 0 | 0 | 0 | 0 | 0 | 0 | 0 | 0 | 0 | 0
Business Incentives & Services | [15 empty] | #N/A | [17 empty] | 0 | 0 | 0 | 0 | 0 | 0 | 0 | 0 | 0 | 0 | 0 | 0 | 0 | 0 | 0 | 0 | 0 | 0 | 0 | 0 | 0 | 0 | 0 | 0 | 0 | 0 | 0 | 0 | 0
Business Incentives & Services | [15 empty] | #N/A | [17 empty] | 0 | 0 | 0 | 0 | 0 | 0 | 0 | 0 | 0 | 0 | 0 | 0 | 0 | 0 | 0 | 0 | 0 | 0 | 0 | 0 | 0 | 0 | 0 | 0 | 0 | 0 | 0 | 0 | 0
Business Incentives & Services | [15 empty] | #N/A | [17 empty] | 0 | 0 | 0 | 0 | 0 | 0 | 0 | 0 | 0 | 0 | 0 | 0 | 0 | 0 | 0 | 0 | 0 | 0 | 0 | 0 | 0 | 0 | 0 | 0 | 0 | 0 | 0 | 0 | 0
Business Incentives & Services | [15 empty] | #N/A | [17 empty] | 0 | 0 | 0 | 0 | 0 | 0 | 0 | 0 | 0 | 0 | 0 | 0 | 0 | 0 | 0 | 0 | 0 | 0 | 0 | 0 | 0 | 0 | 0 | 0 | 0 | 0 | 0 | 0 | 0
Business Incentives & Services | [15 empty] | #N/A | [17 empty] | 0 | 0 | 0 | 0 | 0 | 0 | 0 | 0 | 0 | 0 | 0 | 0 | 0 | 0 | 0 | 0 | 0 | 0 | 0 | 0 | 0 | 0 | 0 | 0 | 0 | 0 | 0 | 0 | 0
Business Incentives & Services | [15 empty] | #N/A | [17 empty] | 0 | 0 | 0 | 0 | 0 | 0 | 0 | 0 | 0 | 0 | 0 | 0 | 0 | 0 | 0 | 0 | 0 | 0 | 0 | 0 | 0 | 0 | 0 | 0 | 0 | 0 | 0 | 0 | 0
Business Incentives & Services | [15 empty] | #N/A | [17 empty] | 0 | 0 | 0 | 0 | 0 | 0 | 0 | 0 | 0 | 0 | 0 | 0 | 0 | 0 | 0 | 0 | 0 | 0 | 0 | 0 | 0 | 0 | 0 | 0 | 0 | 0 | 0 | 0 | 0
Business Incentives & Services | [15 empty] | #N/A | [17 empty] | 0 | 0 | 0 | 0 | 0 | 0 | 0 | 0 | 0 | 0 | 0 | 0 | 0 | 0 | 0 | 0 | 0 | 0 | 0 | 0 | 0 | 0 | 0 | 0 | 0 | 0 | 0 | 0 | 0
Business Incentives & Services | [15 empty] | #N/A | [17 empty] | 0 | 0 | 0 | 0 | 0 | 0 | 0 | 0 | 0 | 0 | 0 | 0 | 0 | 0 | 0 | 0 | 0 | 0 | 0 | 0 | 0 | 0 | 0 | 0 | 0 | 0 | 0 | 0 | 0
Business Incentives & Services | [15 empty] | #N/A | [17 empty] | 0 | 0 | 0 | 0 | 0 | 0 | 0 | 0 | 0 | 0 | 0 | 0 | 0 | 0 | 0 | 0 | 0 | 0 | 0 | 0 | 0 | 0 | 0 | 0 | 0 | 0 | 0 | 0 | 0
Business Incentives & Services | [15 empty] | #N/A | [17 empty] | 0 | 0 | 0 | 0 | 0 | 0 | 0 | 0 | 0 | 0 | 0 | 0 | 0 | 0 | 0 | 0 | 0 | 0 | 0 | 0 | 0 | 0 | 0 | 0 | 0 | 0 | 0 | 0 | 0
Business Incentives & Services | [15 empty] | #N/A | [17 empty] | 0 | 0 | 0 | 0 | 0 | 0 | 0 | 0 | 0 | 0 | 0 | 0 | 0 | 0 | 0 | 0 | 0 | 0 | 0 | 0 | 0 | 0 | 0 | 0 | 0 | 0 | 0 | 0 | 0
Business Incentives & Services | [15 empty] | #N/A | [17 empty] | 0 | 0 | 0 | 0 | 0 | 0 | 0 | 0 | 0 | 0 | 0 | 0 | 0 | 0 | 0 | 0 | 0 | 0 | 0 | 0 | 0 | 0 | 0 | 0 | 0 | 0 | 0 | 0 | 0
Business Incentives & Services | [15 empty] | #N/A | [17 empty] | 0 | 0 | 0 | 0 | 0 | 0 | 0 | 0 | 0 | 0 | 0 | 0 | 0 | 0 | 0 | 0 | 0 | 0 | 0 | 0 | 0 | 0 | 0 | 0 | 0 | 0 | 0 | 0 | 0
Business Incentives & Services | [15 empty] | #N/A | [17 empty] | 0 | 0 | 0 | 0 | 0 | 0 | 0 | 0 | 0 | 0 | 0 | 0 | 0 | 0 | 0 | 0 | 0 | 0 | 0 | 0 | 0 | 0 | 0 | 0 | 0 | 0 | 0 | 0 | 0
Business Incentives & Services | [15 empty] | #N/A | [17 empty] | 0 | 0 | 0 | 0 | 0 | 0 | 0 | 0 | 0 | 0 | 0 | 0 | 0 | 0 | 0 | 0 | 0 | 0 | 0 | 0 | 0 | 0 | 0 | 0 | 0 | 0 | 0 | 0 | 0
Business Incentives & Services | [15 empty] | #N/A | [17 empty] | 0 | 0 | 0 | 0 | 0 | 0 | 0 | 0 | 0 | 0 | 0 | 0 | 0 | 0 | 0 | 0 | 0 | 0 | 0 | 0 | 0 | 0 | 0 | 0 | 0 | 0 | 0 | 0 | 0
Business Incentives & Services | [15 empty] | #N/A | [17 empty] | 0 | 0 | 0 | 0 | 0 | 0 | 0 | 0 | 0 | 0 | 0 | 0 | 0 | 0 | 0 | 0 | 0 | 0 | 0 | 0 | 0 | 0 | 0 | 0 | 0 | 0 | 0 | 0 | 0
Business Incentives & Services | [15 empty] | #N/A | [17 empty] | 0 | 0 | 0 | 0 | 0 | 0 | 0 | 0 | 0 | 0 | 0 | 0 | 0 | 0 | 0 | 0 | 0 | 0 | 0 | 0 | 0 | 0 | 0 | 0 | 0 | 0 | 0 | 0 | 0
Business Incentives & Services | [15 empty] | #N/A | [17 empty] | 0 | 0 | 0 | 0 | 0 | 0 | 0 | 0 | 0 | 0 | 0 | 0 | 0 | 0 | 0 | 0 | 0 | 0 | 0 | 0 | 0 | 0 | 0 | 0 | 0 | 0 | 0 | 0 | 0
Business Incentives & Services | [15 empty] | #N/A | [17 empty] | 0 | 0 | 0 | 0 | 0 | 0 | 0 | 0 | 0 | 0 | 0 | 0 | 0 | 0 | 0 | 0 | 0 | 0 | 0 | 0 | 0 | 0 | 0 | 0 | 0 | 0 | 0 | 0 | 0
Business Incentives & Services | [15 empty] | #N/A | [17 empty] | 0 | 0 | 0 | 0 | 0 | 0 | 0 | 0 | 0 | 0 | 0 | 0 | 0 | 0 | 0 | 0 | 0 | 0 | 0 | 0 | 0 | 0 | 0 | 0 | 0 | 0 | 0 | 0 | 0
Business Incentives & Services | [15 empty] | #N/A | [17 empty] | 0 | 0 | 0 | 0 | 0 | 0 | 0 | 0 | 0 | 0 | 0 | 0 | 0 | 0 | 0 | 0 | 0 | 0 | 0 | 0 | 0 | 0 | 0 | 0 | 0 | 0 | 0 | 0 | 0
Business Incentives & Services | [15 empty] | #N/A | [17 empty] | 0 | 0 | 0 | 0 | 0 | 0 | 0 | 0 | 0 | 0 | 0 | 0 | 0 | 0 | 0 | 0 | 0 | 0 | 0 | 0 | 0 | 0 | 0 | 0 | 0 | 0 | 0 | 0 | 0
Business Incentives & Services | [15 empty] | #N/A | [17 empty] | 0 | 0 | 0 | 0 | 0 | 0 | 0 | 0 | 0 | 0 | 0 | 0 | 0 | 0 | 0 | 0 | 0 | 0 | 0 | 0 | 0 | 0 | 0 | 0 | 0 | 0 | 0 | 0 | 0
Business Incentives & Services | [15 empty] | #N/A | [17 empty] | 0 | 0 | 0 | 0 | 0 | 0 | 0 | 0 | 0 | 0 | 0 | 0 | 0 | 0 | 0 | 0 | 0 | 0 | 0 | 0 | 0 | 0 | 0 | 0 | 0 | 0 | 0 | 0 | 0
Business Incentives & Services | [15 empty] | #N/A | [17 empty] | 0 | 0 | 0 | 0 | 0 | 0 | 0 | 0 | 0 | 0 | 0 | 0 | 0 | 0 | 0 | 0 | 0 | 0 | 0 | 0 | 0 | 0 | 0 | 0 | 0 | 0 | 0 | 0 | 0
Business Incentives & Services | [15 empty] | #N/A | [17 empty] | 0 | 0 | 0 | 0 | 0 | 0 | 0 | 0 | 0 | 0 | 0 | 0 | 0 | 0 | 0 | 0 | 0 | 0 | 0 | 0 | 0 | 0 | 0 | 0 | 0 | 0 | 0 | 0 | 0
Business Incentives & Services | [15 empty] | #N/A | [17 empty] | 0 | 0 | 0 | 0 | 0 | 0 | 0 | 0 | 0 | 0 | 0 | 0 | 0 | 0 | 0 | 0 | 0 | 0 | 0 | 0 | 0 | 0 | 0 | 0 | 0 | 0 | 0 | 0 | 0
Business Incentives & Services | [15 empty] | #N/A | [17 empty] | 0 | 0 | 0 | 0 | 0 | 0 | 0 | 0 | 0 | 0 | 0 | 0 | 0 | 0 | 0 | 0 | 0 | 0 | 0 | 0 | 0 | 0 | 0 | 0 | 0 | 0 | 0 | 0 | 0
Business Incentives & Services | [15 empty] | #N/A | [17 empty] | 0 | 0 | 0 | 0 | 0 | 0 | 0 | 0 | 0 | 0 | 0 | 0 | 0 | 0 | 0 | 0 | 0 | 0 | 0 | 0 | 0 | 0 | 0 | 0 | 0 | 0 | 0 | 0 | 0
Business Incentives & Services | [15 empty] | #N/A | [17 empty] | 0 | 0 | 0 | 0 | 0 | 0 | 0 | 0 | 0 | 0 | 0 | 0 | 0 | 0 | 0 | 0 | 0 | 0 | 0 | 0 | 0 | 0 | 0 | 0 | 0 | 0 | 0 | 0 | 0
Business Incentives & Services | [15 empty] | #N/A | [17 empty] | 0 | 0 | 0 | 0 | 0 | 0 | 0 | 0 | 0 | 0 | 0 | 0 | 0 | 0 | 0 | 0 | 0 | 0 | 0 | 0 | 0 | 0 | 0 | 0 | 0 | 0 | 0 | 0 | 0
Business Incentives & Services | [15 empty] | #N/A | [17 empty] | 0 | 0 | 0 | 0 | 0 | 0 | 0 | 0 | 0 | 0 | 0 | 0 | 0 | 0 | 0 | 0 | 0 | 0 | 0 | 0 | 0 | 0 | 0 | 0 | 0 | 0 | 0 | 0 | 0
Business Incentives & Services | [15 empty] | #N/A | [17 empty] | 0 | 0 | 0 | 0 | 0 | 0 | 0 | 0 | 0 | 0 | 0 | 0 | 0 | 0 | 0 | 0 | 0 | 0 | 0 | 0 | 0 | 0 | 0 | 0 | 0 | 0 | 0 | 0 | 0
Business Incentives & Services | [15 empty] | #N/A | [17 empty] | 0 | 0 | 0 | 0 | 0 | 0 | 0 | 0 | 0 | 0 | 0 | 0 | 0 | 0 | 0 | 0 | 0 | 0 | 0 | 0 | 0 | 0 | 0 | 0 | 0 | 0 | 0 | 0 | 0
Business Incentives & Services | [15 empty] | #N/A | [17 empty] | 0 | 0 | 0 | 0 | 0 | 0 | 0 | 0 | 0 | 0 | 0 | 0 | 0 | 0 | 0 | 0 | 0 | 0 | 0 | 0 | 0 | 0 | 0 | 0 | 0 | 0 | 0 | 0 | 0
Business Incentives & Services | [15 empty] | #N/A | [17 empty] | 0 | 0 | 0 | 0 | 0 | 0 | 0 | 0 | 0 | 0 | 0 | 0 | 0 | 0 | 0 | 0 | 0 | 0 | 0 | 0 | 0 | 0 | 0 | 0 | 0 | 0 | 0 | 0 | 0
Business Incentives & Services | [15 empty] | #N/A | [17 empty] | 0 | 0 | 0 | 0 | 0 | 0 | 0 | 0 | 0 | 0 | 0 | 0 | 0 | 0 | 0 | 0 | 0 | 0 | 0 | 0 | 0 | 0 | 0 | 0 | 0 | 0 | 0 | 0 | 0
Business Incentives & Services | [15 empty] | #N/A | [17 empty] | 0 | 0 | 0 | 0 | 0 | 0 | 0 | 0 | 0 | 0 | 0 | 0 | 0 | 0 | 0 | 0 | 0 | 0 | 0 | 0 | 0 | 0 | 0 | 0 | 0 | 0 | 0 | 0 | 0
Business Incentives & Services | [15 empty] | #N/A | [17 empty] | 0 | 0 | 0 | 0 | 0 | 0 | 0 | 0 | 0 | 0 | 0 | 0 | 0 | 0 | 0 | 0 | 0 | 0 | 0 | 0 | 0 | 0 | 0 | 0 | 0 | 0 | 0 | 0 | 0
Business Incentives & Services | [15 empty] | #N/A | [17 empty] | 0 | 0 | 0 | 0 | 0 | 0 | 0 | 0 | 0 | 0 | 0 | 0 | 0 | 0 | 0 | 0 | 0 | 0 | 0 | 0 | 0 | 0 | 0 | 0 | 0 | 0 | 0 | 0 | 0
Business Incentives & Services | [15 empty] | #N/A | [17 empty] | 0 | 0 | 0 | 0 | 0 | 0 | 0 | 0 | 0 | 0 | 0 | 0 | 0 | 0 | 0 | 0 | 0 | 0 | 0 | 0 | 0 | 0 | 0 | 0 | 0 | 0 | 0 | 0 | 0
Business Incentives & Services | [15 empty] | #N/A | [17 empty] | 0 | 0 | 0 | 0 | 0 | 0 | 0 | 0 | 0 | 0 | 0 | 0 | 0 | 0 | 0 | 0 | 0 | 0 | 0 | 0 | 0 | 0 | 0 | 0 | 0 | 0 | 0 | 0 | 0
Business Incentives & Services | [15 empty] | #N/A | [17 empty] | 0 | 0 | 0 | 0 | 0 | 0 | 0 | 0 | 0 | 0 | 0 | 0 | 0 | 0 | 0 | 0 | 0 | 0 | 0 | 0 | 0 | 0 | 0 | 0 | 0 | 0 | 0 | 0 | 0
Business Incentives & Services | [15 empty] | #N/A | [17 empty] | 0 | 0 | 0 | 0 | 0 | 0 | 0 | 0 | 0 | 0 | 0 | 0 | 0 | 0 | 0 | 0 | 0 | 0 | 0 | 0 | 0 | 0 | 0 | 0 | 0 | 0 | 0 | 0 | 0
Business Incentives & Services | [15 empty] | #N/A | [17 empty] | 0 | 0 | 0 | 0 | 0 | 0 | 0 | 0 | 0 | 0 | 0 | 0 | 0 | 0 | 0 | 0 | 0 | 0 | 0 | 0 | 0 | 0 | 0 | 0 | 0 | 0 | 0 | 0 | 0
Business Incentives & Services | [15 empty] | #N/A | [17 empty] | 0 | 0 | 0 | 0 | 0 | 0 | 0 | 0 | 0 | 0 | 0 | 0 | 0 | 0 | 0 | 0 | 0 | 0 | 0 | 0 | 0 | 0 | 0 | 0 | 0 | 0 | 0 | 0 | 0
Business Incentives & Services | [15 empty] | #N/A | [17 empty] | 0 | 0 | 0 | 0 | 0 | 0 | 0 | 0 | 0 | 0 | 0 | 0 | 0 | 0 | 0 | 0 | 0 | 0 | 0 | 0 | 0 | 0 | 0 | 0 | 0 | 0 | 0 | 0 | 0
Business Incentives & Services | [15 empty] | #N/A | [17 empty] | 0 | 0 | 0 | 0 | 0 | 0 | 0 | 0 | 0 | 0 | 0 | 0 | 0 | 0 | 0 | 0 | 0 | 0 | 0 | 0 | 0 | 0 | 0 | 0 | 0 | 0 | 0 | 0 | 0
Business Incentives & Services | [15 empty] | #N/A | [17 empty] | 0 | 0 | 0 | 0 | 0 | 0 | 0 | 0 | 0 | 0 | 0 | 0 | 0 | 0 | 0 | 0 | 0 | 0 | 0 | 0 | 0 | 0 | 0 | 0 | 0 | 0 | 0 | 0 | 0
Business Incentives & Services | [15 empty] | #N/A | [17 empty] | 0 | 0 | 0 | 0 | 0 | 0 | 0 | 0 | 0 | 0 | 0 | 0 | 0 | 0 | 0 | 0 | 0 | 0 | 0 | 0 | 0 | 0 | 0 | 0 | 0 | 0 | 0 | 0 | 0
Business Incentives & Services | [15 empty] | #N/A | [17 empty] | 0 | 0 | 0 | 0 | 0 | 0 | 0 | 0 | 0 | 0 | 0 | 0 | 0 | 0 | 0 | 0 | 0 | 0 | 0 | 0 | 0 | 0 | 0 | 0 | 0 | 0 | 0 | 0 | 0
Business Incentives & Services | [15 empty] | #N/A | [17 empty] | 0 | 0 | 0 | 0 | 0 | 0 | 0 | 0 | 0 | 0 | 0 | 0 | 0 | 0 | 0 | 0 | 0 | 0 | 0 | 0 | 0 | 0 | 0 | 0 | 0 | 0 | 0 | 0 | 0
Business Incentives & Services | [15 empty] | #N/A | [17 empty] | 0 | 0 | 0 | 0 | 0 | 0 | 0 | 0 | 0 | 0 | 0 | 0 | 0 | 0 | 0 | 0 | 0 | 0 | 0 | 0 | 0 | 0 | 0 | 0 | 0 | 0 | 0 | 0 | 0
Business Incentives & Services | [15 empty] | #N/A | [17 empty] | 0 | 0 | 0 | 0 | 0 | 0 | 0 | 0 | 0 | 0 | 0 | 0 | 0 | 0 | 0 | 0 | 0 | 0 | 0 | 0 | 0 | 0 | 0 | 0 | 0 | 0 | 0 | 0 | 0
Business Incentives & Services | [15 empty] | #N/A | [17 empty] | 0 | 0 | 0 | 0 | 0 | 0 | 0 | 0 | 0 | 0 | 0 | 0 | 0 | 0 | 0 | 0 | 0 | 0 | 0 | 0 | 0 | 0 | 0 | 0 | 0 | 0 | 0 | 0 | 0
Business Incentives & Services | [15 empty] | #N/A | [17 empty] | 0 | 0 | 0 | 0 | 0 | 0 | 0 | 0 | 0 | 0 | 0 | 0 | 0 | 0 | 0 | 0 | 0 | 0 | 0 | 0 | 0 | 0 | 0 | 0 | 0 | 0 | 0 | 0 | 0
Business Incentives & Services | [15 empty] | #N/A | [17 empty] | 0 | 0 | 0 | 0 | 0 | 0 | 0 | 0 | 0 | 0 | 0 | 0 | 0 | 0 | 0 | 0 | 0 | 0 | 0 | 0 | 0 | 0 | 0 | 0 | 0 | 0 | 0 | 0 | 0
Business Incentives & Services | [15 empty] | #N/A | [17 empty] | 0 | 0 | 0 | 0 | 0 | 0 | 0 | 0 | 0 | 0 | 0 | 0 | 0 | 0 | 0 | 0 | 0 | 0 | 0 | 0 | 0 | 0 | 0 | 0 | 0 | 0 | 0 | 0 | 0
Business Incentives & Services | [15 empty] | #N/A | [17 empty] | 0 | 0 | 0 | 0 | 0 | 0 | 0 | 0 | 0 | 0 | 0 | 0 | 0 | 0 | 0 | 0 | 0 | 0 | 0 | 0 | 0 | 0 | 0 | 0 | 0 | 0 | 0 | 0 | 0
Business Incentives & Services | [15 empty] | #N/A | [17 empty] | 0 | 0 | 0 | 0 | 0 | 0 | 0 | 0 | 0 | 0 | 0 | 0 | 0 | 0 | 0 | 0 | 0 | 0 | 0 | 0 | 0 | 0 | 0 | 0 | 0 | 0 | 0 | 0 | 0
Business Incentives & Services | [15 empty] | #N/A | [17 empty] | 0 | 0 | 0 | 0 | 0 | 0 | 0 | 0 | 0 | 0 | 0 | 0 | 0 | 0 | 0 | 0 | 0 | 0 | 0 | 0 | 0 | 0 | 0 | 0 | 0 | 0 | 0 | 0 | 0
Business Incentives & Services | [15 empty] | #N/A | [17 empty] | 0 | 0 | 0 | 0 | 0 | 0 | 0 | 0 | 0 | 0 | 0 | 0 | 0 | 0 | 0 | 0 | 0 | 0 | 0 | 0 | 0 | 0 | 0 | 0 | 0 | 0 | 0 | 0 | 0
Business Incentives & Services | [15 empty] | #N/A | [17 empty] | 0 | 0 | 0 | 0 | 0 | 0 | 0 | 0 | 0 | 0 | 0 | 0 | 0 | 0 | 0 | 0 | 0 | 0 | 0 | 0 | 0 | 0 | 0 | 0 | 0 | 0 | 0 | 0 | 0
Business Incentives & Services | [15 empty] | #N/A | [17 empty] | 0 | 0 | 0 | 0 | 0 | 0 | 0 | 0 | 0 | 0 | 0 | 0 | 0 | 0 | 0 | 0 | 0 | 0 | 0 | 0 | 0 | 0 | 0 | 0 | 0 | 0 | 0 | 0 | 0
Business Incentives & Services | [15 empty] | #N/A | [17 empty] | 0 | 0 | 0 | 0 | 0 | 0 | 0 | 0 | 0 | 0 | 0 | 0 | 0 | 0 | 0 | 0 | 0 | 0 | 0 | 0 | 0 | 0 | 0 | 0 | 0 | 0 | 0 | 0 | 0
Business Incentives & Services | [15 empty] | #N/A | [17 empty] | 0 | 0 | 0 | 0 | 0 | 0 | 0 | 0 | 0 | 0 | 0 | 0 | 0 | 0 | 0 | 0 | 0 | 0 | 0 | 0 | 0 | 0 | 0 | 0 | 0 | 0 | 0 | 0 | 0
Business Incentives & Services | [15 empty] | #N/A | [17 empty] | 0 | 0 | 0 | 0 | 0 | 0 | 0 | 0 | 0 | 0 | 0 | 0 | 0 | 0 | 0 | 0 | 0 | 0 | 0 | 0 | 0 | 0 | 0 | 0 | 0 | 0 | 0 | 0 | 0
Business Incentives & Services | [15 empty] | #N/A | [17 empty] | 0 | 0 | 0 | 0 | 0 | 0 | 0 | 0 | 0 | 0 | 0 | 0 | 0 | 0 | 0 | 0 | 0 | 0 | 0 | 0 | 0 | 0 | 0 | 0 | 0 | 0 | 0 | 0 | 0
Business Incentives & Services | [15 empty] | #N/A | [17 empty] | 0 | 0 | 0 | 0 | 0 | 0 | 0 | 0 | 0 | 0 | 0 | 0 | 0 | 0 | 0 | 0 | 0 | 0 | 0 | 0 | 0 | 0 | 0 | 0 | 0 | 0 | 0 | 0 | 0
Business Incentives & Services | [15 empty] | #N/A | [17 empty] | 0 | 0 | 0 | 0 | 0 | 0 | 0 | 0 | 0 | 0 | 0 | 0 | 0 | 0 | 0 | 0 | 0 | 0 | 0 | 0 | 0 | 0 | 0 | 0 | 0 | 0 | 0 | 0 | 0
Business Incentives & Services | [15 empty] | #N/A | [17 empty] | 0 | 0 | 0 | 0 | 0 | 0 | 0 | 0 | 0 | 0 | 0 | 0 | 0 | 0 | 0 | 0 | 0 | 0 | 0 | 0 | 0 | 0 | 0 | 0 | 0 | 0 | 0 | 0 | 0
Business Incentives & Services | [15 empty] | #N/A | [17 empty] | 0 | 0 | 0 | 0 | 0 | 0 | 0 | 0 | 0 | 0 | 0 | 0 | 0 | 0 | 0 | 0 | 0 | 0 | 0 | 0 | 0 | 0 | 0 | 0 | 0 | 0 | 0 | 0 | 0
Business Incentives & Services | [15 empty] | #N/A | [17 empty] | 0 | 0 | 0 | 0 | 0 | 0 | 0 | 0 | 0 | 0 | 0 | 0 | 0 | 0 | 0 | 0 | 0 | 0 | 0 | 0 | 0 | 0 | 0 | 0 | 0 | 0 | 0 | 0 | 0
Business Incentives & Services | [15 empty] | #N/A | [17 empty] | 0 | 0 | 0 | 0 | 0 | 0 | 0 | 0 | 0 | 0 | 0 | 0 | 0 | 0 | 0 | 0 | 0 | 0 | 0 | 0 | 0 | 0 | 0 | 0 | 0 | 0 | 0 | 0 | 0
Business Incentives & Services | [15 empty] | #N/A | [17 empty] | 0 | 0 | 0 | 0 | 0 | 0 | 0 | 0 | 0 | 0 | 0 | 0 | 0 | 0 | 0 | 0 | 0 | 0 | 0 | 0 | 0 | 0 | 0 | 0 | 0 | 0 | 0 | 0 | 0
Business Incentives & Services | [15 empty] | #N/A | [17 empty] | 0 | 0 | 0 | 0 | 0 | 0 | 0 | 0 | 0 | 0 | 0 | 0 | 0 | 0 | 0 | 0 | 0 | 0 | 0 | 0 | 0 | 0 | 0 | 0 | 0 | 0 | 0 | 0 | 0
Business Incentives & Services | [15 empty] | #N/A | [17 empty] | 0 | 0 | 0 | 0 | 0 | 0 | 0 | 0 | 0 | 0 | 0 | 0 | 0 | 0 | 0 | 0 | 0 | 0 | 0 | 0 | 0 | 0 | 0 | 0 | 0 | 0 | 0 | 0 | 0
Business Incentives & Services | [15 empty] | #N/A | [17 empty] | 0 | 0 | 0 | 0 | 0 | 0 | 0 | 0 | 0 | 0 | 0 | 0 | 0 | 0 | 0 | 0 | 0 | 0 | 0 | 0 | 0 | 0 | 0 | 0 | 0 | 0 | 0 | 0 | 0
Business Incentives & Services | [15 empty] | #N/A | [17 empty] | 0 | 0 | 0 | 0 | 0 | 0 | 0 | 0 | 0 | 0 | 0 | 0 | 0 | 0 | 0 | 0 | 0 | 0 | 0 | 0 | 0 | 0 | 0 | 0 | 0 | 0 | 0 | 0 | 0
Business Incentives & Services | [15 empty] | #N/A | [17 empty] | 0 | 0 | 0 | 0 | 0 | 0 | 0 | 0 | 0 | 0 | 0 | 0 | 0 | 0 | 0 | 0 | 0 | 0 | 0 | 0 | 0 | 0 | 0 | 0 | 0 | 0 | 0 | 0 | 0
Business Incentives & Services | [15 empty] | #N/A | [17 empty] | 0 | 0 | 0 | 0 | 0 | 0 | 0 | 0 | 0 | 0 | 0 | 0 | 0 | 0 | 0 | 0 | 0 | 0 | 0 | 0 | 0 | 0 | 0 | 0 | 0 | 0 | 0 | 0 | 0
Business Incentives & Services | [15 empty] | #N/A | [17 empty] | 0 | 0 | 0 | 0 | 0 | 0 | 0 | 0 | 0 | 0 | 0 | 0 | 0 | 0 | 0 | 0 | 0 | 0 | 0 | 0 | 0 | 0 | 0 | 0 | 0 | 0 | 0 | 0 | 0
Business Incentives & Services | [15 empty] | #N/A | [17 empty] | 0 | 0 | 0 | 0 | 0 | 0 | 0 | 0 | 0 | 0 | 0 | 0 | 0 | 0 | 0 | 0 | 0 | 0 | 0 | 0 | 0 | 0 | 0 | 0 | 0 | 0 | 0 | 0 | 0
Business Incentives & Services | [15 empty] | #N/A | [17 empty] | 0 | 0 | 0 | 0 | 0 | 0 | 0 | 0 | 0 | 0 | 0 | 0 | 0 | 0 | 0 | 0 | 0 | 0 | 0 | 0 | 0 | 0 | 0 | 0 | 0 | 0 | 0 | 0 | 0
Business Incentives & Services | [15 empty] | #N/A | [17 empty] | 0 | 0 | 0 | 0 | 0 | 0 | 0 | 0 | 0 | 0 | 0 | 0 | 0 | 0 | 0 | 0 | 0 | 0 | 0 | 0 | 0 | 0 | 0 | 0 | 0 | 0 | 0 | 0 | 0
Business Incentives & Services | [15 empty] | #N/A | [17 empty] | 0 | 0 | 0 | 0 | 0 | 0 | 0 | 0 | 0 | 0 | 0 | 0 | 0 | 0 | 0 | 0 | 0 | 0 | 0 | 0 | 0 | 0 | 0 | 0 | 0 | 0 | 0 | 0 | 0
Business Incentives & Services | [15 empty] | #N/A | [17 empty] | 0 | 0 | 0 | 0 | 0 | 0 | 0 | 0 | 0 | 0 | 0 | 0 | 0 | 0 | 0 | 0 | 0 | 0 | 0 | 0 | 0 | 0 | 0 | 0 | 0 | 0 | 0 | 0 | 0
Business Incentives & Services | [15 empty] | #N/A | [17 empty] | 0 | 0 | 0 | 0 | 0 | 0 | 0 | 0 | 0 | 0 | 0 | 0 | 0 | 0 | 0 | 0 | 0 | 0 | 0 | 0 | 0 | 0 | 0 | 0 | 0 | 0 | 0 | 0 | 0
Business Incentives & Services | [15 empty] | #N/A | [17 empty] | 0 | 0 | 0 | 0 | 0 | 0 | 0 | 0 | 0 | 0 | 0 | 0 | 0 | 0 | 0 | 0 | 0 | 0 | 0 | 0 | 0 | 0 | 0 | 0 | 0 | 0 | 0 | 0 | 0
Business Incentives & Services | [15 empty] | #N/A | [17 empty] | 0 | 0 | 0 | 0 | 0 | 0 | 0 | 0 | 0 | 0 | 0 | 0 | 0 | 0 | 0 | 0 | 0 | 0 | 0 | 0 | 0 | 0 | 0 | 0 | 0 | 0 | 0 | 0 | 0
Business Incentives & Services | [15 empty] | #N/A | [17 empty] | 0 | 0 | 0 | 0 | 0 | 0 | 0 | 0 | 0 | 0 | 0 | 0 | 0 | 0 | 0 | 0 | 0 | 0 | 0 | 0 | 0 | 0 | 0 | 0 | 0 | 0 | 0 | 0 | 0
Business Incentives & Services | [15 empty] | #N/A | [17 empty] | 0 | 0 | 0 | 0 | 0 | 0 | 0 | 0 | 0 | 0 | 0 | 0 | 0 | 0 | 0 | 0 | 0 | 0 | 0 | 0 | 0 | 0 | 0 | 0 | 0 | 0 | 0 | 0 | 0
Business Incentives & Services | [15 empty] | #N/A | [17 empty] | 0 | 0 | 0 | 0 | 0 | 0 | 0 | 0 | 0 | 0 | 0 | 0 | 0 | 0 | 0 | 0 | 0 | 0 | 0 | 0 | 0 | 0 | 0 | 0 | 0 | 0 | 0 | 0 | 0
Business Incentives & Services | [15 empty] | #N/A | [17 empty] | 0 | 0 | 0 | 0 | 0 | 0 | 0 | 0 | 0 | 0 | 0 | 0 | 0 | 0 | 0 | 0 | 0 | 0 | 0 | 0 | 0 | 0 | 0 | 0 | 0 | 0 | 0 | 0 | 0
Business Incentives & Services | [15 empty] | #N/A | [17 empty] | 0 | 0 | 0 | 0 | 0 | 0 | 0 | 0 | 0 | 0 | 0 | 0 | 0 | 0 | 0 | 0 | 0 | 0 | 0 | 0 | 0 | 0 | 0 | 0 | 0 | 0 | 0 | 0 | 0
Business Incentives & Services | [15 empty] | #N/A | [17 empty] | 0 | 0 | 0 | 0 | 0 | 0 | 0 | 0 | 0 | 0 | 0 | 0 | 0 | 0 | 0 | 0 | 0 | 0 | 0 | 0 | 0 | 0 | 0 | 0 | 0 | 0 | 0 | 0 | 0
Business Incentives & Services | [15 empty] | #N/A | [17 empty] | 0 | 0 | 0 | 0 | 0 | 0 | 0 | 0 | 0 | 0 | 0 | 0 | 0 | 0 | 0 | 0 | 0 | 0 | 0 | 0 | 0 | 0 | 0 | 0 | 0 | 0 | 0 | 0 | 0
Business Incentives & Services | [15 empty] | #N/A | [17 empty] | 0 | 0 | 0 | 0 | 0 | 0 | 0 | 0 | 0 | 0 | 0 | 0 | 0 | 0 | 0 | 0 | 0 | 0 | 0 | 0 | 0 | 0 | 0 | 0 | 0 | 0 | 0 | 0 | 0
Business Incentives & Services | [15 empty] | #N/A | [17 empty] | 0 | 0 | 0 | 0 | 0 | 0 | 0 | 0 | 0 | 0 | 0 | 0 | 0 | 0 | 0 | 0 | 0 | 0 | 0 | 0 | 0 | 0 | 0 | 0 | 0 | 0 | 0 | 0 | 0
Business Incentives & Services | [15 empty] | #N/A | [17 empty] | 0 | 0 | 0 | 0 | 0 | 0 | 0 | 0 | 0 | 0 | 0 | 0 | 0 | 0 | 0 | 0 | 0 | 0 | 0 | 0 | 0 | 0 | 0 | 0 | 0 | 0 | 0 | 0 | 0
Business Incentives & Services | [15 empty] | #N/A | [17 empty] | 0 | 0 | 0 | 0 | 0 | 0 | 0 | 0 | 0 | 0 | 0 | 0 | 0 | 0 | 0 | 0 | 0 | 0 | 0 | 0 | 0 | 0 | 0 | 0 | 0 | 0 | 0 | 0 | 0
Business Incentives & Services | [15 empty] | #N/A | [17 empty] | 0 | 0 | 0 | 0 | 0 | 0 | 0 | 0 | 0 | 0 | 0 | 0 | 0 | 0 | 0 | 0 | 0 | 0 | 0 | 0 | 0 | 0 | 0 | 0 | 0 | 0 | 0 | 0 | 0
Business Incentives & Services | [15 empty] | #N/A | [17 empty] | 0 | 0 | 0 | 0 | 0 | 0 | 0 | 0 | 0 | 0 | 0 | 0 | 0 | 0 | 0 | 0 | 0 | 0 | 0 | 0 | 0 | 0 | 0 | 0 | 0 | 0 | 0 | 0 | 0
Business Incentives & Services | [15 empty] | #N/A | [17 empty] | 0 | 0 | 0 | 0 | 0 | 0 | 0 | 0 | 0 | 0 | 0 | 0 | 0 | 0 | 0 | 0 | 0 | 0 | 0 | 0 | 0 | 0 | 0 | 0 | 0 | 0 | 0 | 0 | 0
Business Incentives & Services | [15 empty] | #N/A | [17 empty] | 0 | 0 | 0 | 0 | 0 | 0 | 0 | 0 | 0 | 0 | 0 | 0 | 0 | 0 | 0 | 0 | 0 | 0 | 0 | 0 | 0 | 0 | 0 | 0 | 0 | 0 | 0 | 0 | 0
Business Incentives & Services | [15 empty] | #N/A | [17 empty] | 0 | 0 | 0 | 0 | 0 | 0 | 0 | 0 | 0 | 0 | 0 | 0 | 0 | 0 | 0 | 0 | 0 | 0 | 0 | 0 | 0 | 0 | 0 | 0 | 0 | 0 | 0 | 0 | 0
Do NOT enter program data in this row or below. The Spreadsheet will not evaluate any such data.
Lists of Dimensions and their Labels
|  |  | Climate Zones |  |  |  | Measure Types for Measure Life | Measure Types for NTGR | Gas Sector | Gas Savings Profile | Combustor Type |  | Residential | AC-NC | Heat_Pump-NC | Refrig-RC | AC_Cooling-RC | HeatPump_Heating_Only-RC | HeatPump_ThroughWall-RC | HeatPump_WtrHt-RC | HorizAxisClothesWasher-RC | CFL-RC | Residential Pool Pumps
|  |  | 6 |  |  |  | NONRESIDENTIAL MEASURES: |  | Residential | Summer Only | Large Boilers (>100 MMBtu/hr Heat Input):Uncontrolled |  | Small_Office | Hi_Perf_Glass-NC | Lo_Gain_Wndw-NC | Wtr_Cool_Chiller-NC | Package_AC-NC | <65K_AC_Split-NC | <65K_AC_Pckg-NC | <65K_EvapCool-NC | 65K-135K_Air_AC-NC | 65K-135_Wtr_AC-NC | >135K_Air_AC-NC | >135K_Wtr_AC-NC | Hi_Eff_AC_Mtr-NC | Var_Spd_AC_Mtr-NC | DayLt_Cntrl-NC | Lighting-NC | Economy_cycle-Ret | New_AC-Ret | New_HtPmp-Ret | Roof_insul-Ret | Wall_insul-Ret | 2006 Qtr 1: Window_Tint-Ret; 2006 Qtr 2: Reduce_Cooling_Load-Ret; 2006 Qtr 3: IndoorLt; 2006 Qtr 4: Occupancy Sensor; 2007 Qtr 1: Refrigeration; 2007 Qtr 2: DayLt & Controls; 2007 Qtr 3: Perimter Lt Control; 2007 Qtr 4: Pool HtPmp; 2008 Qtr 1: DHW HtPmp
|  |  | 8 |  |  |  | **************************************************************** | Appliance early retirement and replacement 0.80 | Commercial | Winter Only | Large Boilers (>100 MMBtu/hr Heat Input):Controlled Low NOx Burner |  | Large_Office | Hi_Perf_Glass-NC | Lo_Gain_Wndw-NC | Wtr_Cool_Chiller-NC | >135K_Air_AC-NC | >135K_Wtr_AC-NC | Hi_Eff_AC_Mtr-NC | Var_Spd_AC_Mtr-NC | DayLt_Cntrl-NC | Lighting-NC | Economy_cycle-Ret | New_AC-Ret | New_HtPmp-Ret | Roof_insul-Ret | Wall_insul-Ret | Window_Tint-Ret | Reduce_Cooling_Load-Ret | IndoorLt | Occupancy Sensor | Refrigeration | DayLt & Controls | 2006 Qtr 1: Perimter Lt Control; 2006 Qtr 2: Pool HtPmp; 2006 Qtr 3: DHW HtPmp
|  |  | 9 |  |  |  | Ballast – Dimmable: NR - 11 | California Home Energy Efficiency Rating System (CHEERS) | Core | Annual | Large Boilers (>100 MMBtu/hr Heat Input):Controlled – Flue Gas Recirculation |  | Small_Retail_Store | Package_AC-NC | <65K_AC_Split-NC | <65K_AC_Pckg-NC | <65K_EvapCool-NC | 65K-135K_Air_AC-NC | 65K-135_Wtr_AC-NC | Lighting-NC | Economy_cycle-Ret | Evap_Cooling-Ret | Replace_Chiller-Ret | New_AC-Ret | New_HtPmp-Ret | Roof_insul-Ret | Wall_insul-Ret | Reduce_Cooling_Load-Ret | IndoorLt | Occupancy Sensor | Refrigeration | DayLt & Controls | Perimter Lt Control | 2006 Qtr 1: Pool HtPmp; 2006 Qtr 2: DHW HtPmp
|  |  | 10 |  |  |  | Ballast – Electronic: NR - 11 | Residential Audits 0.72 |  |  | Small Boilers (<100 MMBtu/hr Heat Input):Uncontrolled |  | Large_Retail_Store | Wtr_Cool_Chiller-NC | >135K_Air_AC-NC | >135K_Wtr_AC-NC | Hi_Eff_AC_Mtr-NC | Var_Spd_AC_Mtr-NC | Lighting-NC | Economy_cycle-Ret | Evap_Cooling-Ret | Replace_Chiller-Ret | New_AC-Ret | New_HtPmp-Ret | Roof_insul-Ret | Wall_insul-Ret | Reduce_Cooling_Load-Ret | IndoorLt | Occupancy Sensor | Refrigeration | DayLt & Controls | Perimter Lt Control | Pool HtPmp | 2006 Qtr 1: DHW HtPmp
|  |  | 13 |  |  |  | Fluorescent Fixture – T8: C/I/A - 11 | Refrigerator Recycling 0.35 |  |  | Small Boilers (<100 MMBtu/hr Heat Input):Controlled Low NOx Burner |  | Grocery_Store | Hi_Perf_Glass-NC | Lo_Gain_Wndw-NC | Wtr_Cool_Chiller-NC | 65K-135_Wtr_AC-NC | >135K_Air_AC-NC | >135K_Wtr_AC-NC | Hi_Eff_AC_Mtr-NC | Var_Spd_AC_Mtr-NC | DayLt_Cntrl-NC | Lighting-NC | Refrigeration | DayLt & Controls | Perimter Lt Control | Pool HtPmp | DHW HtPmp | bar: 2006 Qtr 1 to 2008 Qtr 1
|  |  | 14 |  |  |  | Fixture: T8 Lamp & Electronic Ballast: C/I/A - 11 | Freezer Recycling 0.54 |  |  | Small Boilers (<100 MMBtu/hr Heat Input):Controlled – Flue Gas Recirculation |  | Food_Store | New_AC-Ret | New_HtPmp-Ret | Roof_insul-Ret | Wall_insul-Ret | Reduce_Cooling_Load-Ret | Lower_Cond_temp-Ret | IndoorLt | Refrigeration | DayLt & Controls | Perimter Lt Control | Pool HtPmp | DHW HtPmp | bar: 2006 Qtr 1 to 2008 Qtr 1
|  |  | 15 |  |  |  | T8 Fixtures – 17 Watt Lamp, 2ft or 32-watt Lamp, 4ft 11 | Residential Contractor Program 0.89 |  |  | Residential Furnaces (<0.3):Uncontrolled |  | Restaurant | Economy_cycle-Ret | Evap_Cooling-Ret | New_AC-Ret | New_HtPmp-Ret | IndoorLt | Refrigeration | DayLt & Controls | Perimter Lt Control | Pool HtPmp | DHW HtPmp | bar: 2006 Qtr 1 to 2008 Qtr 1
|  |  | 16 |  |  |  | T8 Lamps: C/I/A - 5 | Emerging Technologies 0.83 |  |  |  |  | Fast_Food_Restaurant | Hi_Perf_Glass-NC | Lo_Gain_Wndw-NC | Package_AC-NC | <65K_AC_Split-NC | <65K_AC_Pckg-NC | <65K_EvapCool-NC | 65K-135K_Air_AC-NC | 65K-135_Wtr_AC-NC | DayLt_Cntrl-NC | Lighting-NC | Refrigeration | DayLt & Controls | Perimter Lt Control | Pool HtPmp | DHW HtPmp | bar: 2006 Qtr 1 to 2008 Qtr 1
|  |  | System |  |  |  | High Efficiency Lighting (HID): NR - 16 | All other residential programs 0.80 |  |  |  |  | Sit_Down_Restaurant | Hi_Perf_Glass-NC | Lo_Gain_Wndw-NC | <65K_AC_Split-NC | <65K_AC_Pckg-NC | <65K_EvapCool-NC | 65K-135K_Air_AC-NC | 65K-135_Wtr_AC-NC | >135K_Air_AC-NC | >135K_Wtr_AC-NC | DayLt_Cntrl-NC | Lighting-NC | Refrigeration | DayLt & Controls | Perimter Lt Control | Pool HtPmp | DHW HtPmp | bar: 2006 Qtr 1 to 2008 Qtr 1
[7 empty] | High Output T5 Fixture: NR - 16 |  | Electric Rate | Gas Rate |  |  | Storage_Building | <65K_AC_Split-NC | <65K_AC_Pckg-NC | <65K_EvapCool-NC | >135K_Air_AC-NC | >135K_Wtr_AC-NC | Lighting-NC | Refrigeration | DayLt & Controls | Perimter Lt Control | Pool HtPmp | DHW HtPmp | bar: 2006 Qtr 1 to 2008 Qtr 1
[7 empty] | Indoor or Outdoor Lighting System Modification: NR - 13.5 | Advanced water heating systems 1.00 | System | System |  |  | Refrigerated_Warehouse | New_AC-Ret | New_HtPmp-Ret | IndoorLt | Refrigeration | DayLt & Controls | Perimter Lt Control | Pool HtPmp | DHW HtPmp | bar: 2006 Qtr 1 to 2008 Qtr 1
[7 empty] | Lighting Controls: NR - 16 | Agricultural and Dairy Incentives 0.75 | System | System |  |  | Non-Refrig._Warehouse | New_AC-Ret | New_HtPmp-Ret | Roof_insul-Ret | Wall_insul-Ret | Reduce_Cooling_Load-Ret | IndoorLt | Occupancy Sensor | Refrigeration | DayLt & Controls | Perimter Lt Control | Pool HtPmp | DHW HtPmp | bar: 2006 Qtr 1 to 2008 Qtr 1
[7 empty] | Daylighting Controls; NR - 16 | Coin Laundry and Dry Cleaner Education 0.70 | System | 0 |  |  | Hotel_Motel | Wtr_Cool_Chiller-NC | Package_AC-NC | >135K_Air_AC-NC | >135K_Wtr_AC-NC | Var_Spd_AC_Mtr-NC | Lighting-NC | Replace_Chiller-Ret | New_AC-Ret | New_HtPmp-Ret | Roof_insul-Ret | Wall_insul-Ret | Reduce_Cooling_Load-Ret | IndoorLt | Occupancy Sensor | Refrigeration | DayLt & Controls | Perimter Lt Control | Pool HtPmp | DHW HtPmp | bar: 2006 Qtr 1 to 2008 Qtr 1
[7 empty] | Lighting Power Density: NR - 11 | Commercial and agricultural information, tools, or design assistance services | System |  |  |  | Medical_Clinic | Replace_Chiller-Ret | New_AC-Ret | New_HtPmp-Ret | Roof_insul-Ret | Wall_insul-Ret | IndoorLt | Refrigeration | DayLt & Controls | Perimter Lt Control | Pool HtPmp | DHW HtPmp | bar: 2006 Qtr 1 to 2008 Qtr 1
[7 empty] | Exit Sign – CF Hardware Kit/LED/ Electro-Luminescent: NR - 16 | Comprehensive Space Conditioning 1.00 | System |  |  |  | School | Hi_Perf_Glass-NC | Lo_Gain_Wndw-NC | Wtr_Cool_Chiller-NC | Package_AC-NC | >135K_Air_AC-NC | >135K_Wtr_AC-NC | Hi_Eff_AC_Mtr-NC | Var_Spd_AC_Mtr-NC | DayLt_Cntrl-NC | Lighting-NC | Refrigeration | DayLt & Controls | Perimter Lt Control | Pool HtPmp | DHW HtPmp | bar: 2006 Qtr 1 to 2008 Qtr 1
[7 empty] | Occupancy Sensor: NR - 8 | Lodging Education 0.70 |  |  |  |  | K_thru_12_School | New_AC-Ret | New_HtPmp-Ret | Roof_insul-Ret | Wall_insul-Ret | IndoorLt | Occupancy Sensor | Refrigeration | DayLt & Controls | Perimter Lt Control | Pool HtPmp | DHW HtPmp | bar: 2006 Qtr 1 to 2008 Qtr 1
[7 empty] | Photocell: NR - 8 | Express Efficiency (rebates) 0.96 |  |  |  |  | College_University | Hi_Perf_Glass-NC | Lo_Gain_Wndw-NC | Wtr_Cool_Chiller-NC | 65K-135K_Air_AC-NC | 65K-135_Wtr_AC-NC | >135K_Air_AC-NC | >135K_Wtr_AC-NC | Hi_Eff_AC_Mtr-NC | Var_Spd_AC_Mtr-NC | DayLt_Cntrl-NC | Lighting-NC | Economy_cycle-Ret | Evap_Cooling-Ret | New_AC-Ret | New_HtPmp-Ret | Roof_insul-Ret | Wall_insul-Ret | Reduce_Cooling_Load-Ret | IndoorLt | Refrigeration | 2006 Qtr 1: DayLt & Controls; 2006 Qtr 2: Perimter Lt Control; 2006 Qtr 3: Pool HtPmp; 2006 Qtr 4: DHW HtPmp
[7 empty] | Time Clock – Lighting: NR - 8 | Energy Management Services, including audits (for small and medium customers) |  |  |  |  | Assembly | Hi_Perf_Glass-NC | Lo_Gain_Wndw-NC | Wtr_Cool_Chiller-NC | >135K_Air_AC-NC | >135K_Wtr_AC-NC | Hi_Eff_AC_Mtr-NC | Var_Spd_AC_Mtr-NC | DayLt_Cntrl-NC | Lighting-NC | Refrigeration | DayLt & Controls | Perimter Lt Control | Pool HtPmp | DHW HtPmp | bar: 2006 Qtr 1 to 2008 Qtr 1
[7 empty] | Induction Lamps: NR - 2 | Food Services Equipment Retrofit 1.00 |  |  |  |  | Trans_Comm_Util | Replace_Chiller-Ret | New_AC-Ret | New_HtPmp-Ret | Roof_insul-Ret | Wall_insul-Ret | Reduce_Cooling_Load-Ret | IndoorLt | Occupancy Sensor | Refrigeration | DayLt & Controls | Perimter Lt Control | Pool HtPmp | DHW HtPmp | bar: 2006 Qtr 1 to 2008 Qtr 1
[7 empty] | Induction Fixture: NR - 16 | Industrial Information and Services 0.74 |  |  |  |  | Misc._Commercial | Economy_cycle-Ret | New_AC-Ret | New_HtPmp-Ret | Roof_insul-Ret | Wall_insul-Ret | Reduce_Cooling_Load-Ret | IndoorLt | Outdoor Lt | DayLt & Controls | Perimter Lt Control | Pool HtPmp | DHW HtPmp | Frig Barrier | Refrigeration | Commercial Whole Building | Occupancy Sensor | bar: 2006 Qtr 1 to 2008 Qtr 1
[7 empty] | Delamp/reflectors: C/I - 11 | Large Standard Performance Contract 0.7011 |  |  |  |  | Industrial | Replace_Chiller-Ret | New_AC-Ret | New_HtPmp-Ret | Roof_insul-Ret | Wall_insul-Ret | Reduce_Cooling_Load-Ret | IndoorLt | Industrial | Occupancy Sensor | Refrigeration | DayLt & Controls | Perimter Lt Control | Pool HtPmp | DHW HtPmp | bar: 2006 Qtr 1 to 2008 Qtr 1
[7 empty] | Optical Reflectors- new construction: Ind, NRNC - 12 | All other nonresidential programs 0.80 |  |  |  |  | Agricultural | Replace_Chiller-Ret | New_AC-Ret | New_HtPmp-Ret | Roof_insul-Ret | Wall_insul-Ret | Reduce_Cooling_Load-Ret | IndoorLt | Ag & Water Pumping | Occupancy Sensor | Refrigeration | DayLt & Controls | Perimter Lt Control | Pool HtPmp | DHW HtPmp | bar: 2006 Qtr 1 to 2008 Qtr 1
[7 empty] | Optical Reflectors- retrofit: NR - 10 | New Construction |  |  |  |  | Hospital | Hi_Perf_Glass-NC | Lo_Gain_Wndw-NC | Wtr_Cool_Chiller-NC | >135K_Air_AC-NC | >135K_Wtr_AC-NC | Hi_Eff_AC_Mtr-NC | Var_Spd_AC_Mtr-NC | DayLt_Cntrl-NC | Lighting-NC | Replace_Chiller-Ret | New_AC-Ret | New_HtPmp-Ret | Roof_insul-Ret | Wall_insul-Ret | IndoorLt | Refrigeration | DayLt & Controls | Perimter Lt Control | Pool HtPmp | DHW HtPmp | bar: 2006 Qtr 1 to 2008 Qtr 1
[7 empty] | HID fixture: Interior, >= 176 Watts lamp: Ind - 16 | Industrial and Agricultural Process 0.94
[7 empty] | HID fixture: Interior, 251-400 Watt lamp: Com - 16 | Industrial new construction incentives 0.62
[7 empty] | CFL Fixture: Pin based CFL fixture: Com - 12.0 | Savings by Design 0.8212
[7 empty] | Screw-in CFL: Education - Primary School: NR - 5.6 | All other new construction programs 0.80
Screw-in CFL: Education - Secondary School: NR - 3.5
Screw-in CFL: Education - Community College: NR - 2.1
Screw-in CFL: Education - University: NR - 2.6
Screw-in CFL: Grocery: NR - 1.4
Screw-in CFL: Health/Medical - Hospital: NR - 0.9
Screw-in CFL: Health/Medical - Nursing Home: NR - 0.9
Screw-in CFL: Lodging - Hotel: NR - 0.9
Screw-in CFL: Lodging - Motel: NR - 0.9
Screw-in CFL: Lodging - Guest Rooms: NR - 7.0
Screw-in CFL: Manufacturing - Light Industrial: NR - 2.8
Screw-in CFL: Office - Large: NR - 2.9
Screw-in CFL: Office - Small: NR - 3.2
Screw-in CFL: Restaurant - Sit-Down: NR - 2.3
Screw-in CFL: Restaurant - Fast-Food: NR - 1.3
Screw-in CFL: Retail - 3-Story Large: NR - 1.9
Screw-in CFL: Retail - Single-Story Large: NR - 1.8
Screw-in CFL: Retail - Small: NR - 2.1
Screw-in CFL: Storage - Conditioned: NR - 2.8
Screw-in CFL: Storage - Unconditioned: NR - 2.8
Screw-in CFL: Warehouse - Refrigerated: NR - 3.1
HVAC/Refrigeration – SPC: NR - 16
Chiller – High Efficiency: NR - 20
Chiller – Variable Speed Drive: NR - 20
Water Cooled Chillers: NR - 20
Air Conditioners – High Efficiency: NR - 15
Packaged HVAC Systems: NR - 15
Install HVAC EMS: Com - 14
AC Packaged Terminal Units: NR - 15
Evaporative Coolers: NR - 15
Boiler – High Efficiency: NR - 20
Cooling Towers/Evaporative Condenser: NR - 15
Heat Pump – Split System: NR - 15
Heat Pump with Integrated Water Heating: NR - 10
Ground Source Heat Pump: NR - 15
Reduce Internal Load: NR - 15
Insulation: NR - 20
Insulation Package: NR - 20
Reflective Window Film: NR - 10
Bypass/Delay Timer(lighting): NR - 8
Set-Back Thermostat: NR - 11
Time Clock - HVAC: NR - 10
HVAC/Space Heating/Efficiency (Gas): NR - 18
Nonresidential Gas – AC: NR - 20
Adjustable speed drive, application unknown: Ag - 10
Adjustable speed drive, application unknown: Com - 10
Adjustable Speed Drive: HVAC fan, 50 HP Max: Com - 10
Pump repair: Ag - 11
Injection molding machines: Ind - 15
Plastic extusion equipment: Ind - 15
Process cooling: Ind - 15
Process equipment insulation: Ind - 15
Horizontal Clothes Washer: NR - 10
Efficient Dishwashing: NR - 5
Water Heater Controls: NR - 15
Cooking measures , Assorted: Com - 12
Water Heater – Gas: NR - 15
Domestic Hot Water Boiler (Gas): NR - 20
Auto Closer for Cooler/Freezer: NR - 8
Door Gaskets: NR - 4
Floating Head Pressure: NR - 16
Heatless Door: NR - 16
Humidistat Control for Anti-Sweat Heater: NR - 12
Insulation on Refrigeration Suction Line: NR - 11
Night Covers for Display Cases: NR - 5
PSC Evaporator Motor – Walkin/ Display: NR - 15
Refrigeration Case Doors – Glass/Acrylic: NR - 12
Refrigerator Case with Doors: NR - 12
Refrigerator Condensate Evaporator – Elec/Non Elec: NR - 8
Strip Curtains for Walk-Ins: NR - 4
Ballast: Electronic, for display case: NR - 11
Defrost: NR - 16
FHP & EFF Conditioner: NR - 16
High-efficiency Liquid Suction Heat Exchangers: NR - 16
Night Shields on Refrigerator and Freezer Cases: NR - 5
Walk-in Refrigerator or Freezer: Evaporative Fan Controller: NR - 5
Multiplec Refrigeration Systems/Supermarket Systems: NR - 10
Kiln/Oven/Furnace: NR - 18
Thermal Night Curtains: NR - 5
Custom Measures – SPC: NR - 15
Local Government Partnership: NR - 11
Audits: NR - 3
Plug Load Sensor: NR - 10
Information: NR - 1
High Efficiency Motors: NR - 15
Process Overhaul: NR - 20
System Controls: NR - 15
RESIDENTIAL MEASURES
****************************************************************
T8 Fixtures ; lamp or ballast: Res - 15
Pin based CFL Fixture: Res - 16
CFL: Indoor Screw in: Res - 9.4
CFL: Outdoor Screw in: Res - 7
Torchiere: Res - 9
Air Conditioners with SEER >= 11.0: Res - 18
Central Air Conditioners: Res - 18
Duct Testing: Res NC - 18
High Energy Efficiency Ducts: Res - 18
Whole House Fan: Res - 15
Evaporative Cooler: Res - 15
Glazing - Low E Double / Low Shade Coefficient: Res - 20
Heat Pump - Electric: Res - 15
Insulation - Ceiling / Floor / Walls: Res - 20
A/C with Integrated Water Heating: Res - 10
Programmable Thermostat: Res - 12
Audits: Res - 3
Gas Cooktops: Res - 20
Gas Dryer Stub: Res - 18
Energy-Efficient Furnaces: Res - 18
Refrigerator Recycling: Res - 10
Refrigerator - Energy Efficient; 20% more efficient: Res - 18
Refrigerators: Res - 18
GENERIC USEFUL LIVES:
****************************************************************
0.1
0.2
0.3
0.4
0.5
0.6
0.7
0.8
0.9
1
1.1
1.2
1.3
1.4
1.5
1.6
1.7
1.8
1.9
2
2.1
2.2
2.3
2.4
2.5
2.6
2.7
2.8
2.9
3
3.1
3.2
3.3
3.4
3.5
3.6
3.7
3.8
3.9
4
4.1
4.2
4.3
4.4
4.5
4.6
4.7
4.8
4.9
5
5.1
5.2
5.3
5.4
5.5
5.6
5.7
5.8
5.9
6
6.1
6.2
6.3
6.4
6.5
6.6
6.7
6.8
6.9
7
7.1
7.2
7.3
7.4
7.5
7.6
7.7
7.8
7.9
8
8.1
8.2
8.3
8.4
8.5
8.6
8.7
8.8
8.9
9
9.1
9.2
9.3
9.4
9.5
9.6
9.7
9.8
9.9
10
10.1
10.2
10.3
10.4
10.5
10.6
10.7
10.8
10.9
11
11.1
11.2
11.3
11.4
11.5
11.6
11.7
11.8
11.9
12
12.1
12.2
12.3
12.4
12.5
12.6
12.7
12.8
12.9
13
13.1
13.2
13.3
13.4
13.5
13.6
13.7
13.8
13.9
14
14.1
14.2
14.3
14.4
14.5
14.6
14.7
14.8
14.9
15
15.1
15.2
15.3
15.4
15.5
15.6
15.7
15.8
15.9
16
16.1
16.2
16.3
16.4
16.5
16.6
16.7
16.8
16.9
17
17.1
17.2
17.3
17.4
17.5
17.6
17.7
17.8
17.9
18
19
20