## Export
PROGRAM NAME | Cool Change Program
BUDGET
Administrative Costs
Overhead and G&A | 30959
Other Administrative Costs | 123243
Marketing/Outreach | 106131
Direct Implementation
Incentives and Rebates
User Input Incentive | 13000
Direct Install Rebate | 436739.0034
Direct Install Labor | 0
Direct Install Materials | 0
Activity | 16850
Installation | 0
Hardware & Materials | 0
Rebate Processing & Inspection | 6080
EM&V Costs | 0
Budget | 733002.0034
Costs recovered from other sources | 0
Budget (plus other costs) | 733002.0034
PROGRAM IMPACTS
Program Reductions for Measures installed through 2008
User Entered kW (kW) | 552.7256
Net Jul-Sept Peak (kW) | 552.7256
Net Dec-Feb Peak (kW) | 514.0348
Net NCP (kW) | 552.7256
Net CEC (kW) | 758.1789
Annual Net kWh | 3493912.027
Lifecycle Net kWh | 55902592.432
Annual Net Therms | 0
Lifecycle Net Therms | 0
Program Reductions for Measures installed through 2012
User Entered kW (kW) | 552.7256
Net Jul-Sept Peak (kW) | 552.7256
Net Dec-Feb Peak (kW) | 514.0348
Net NCP (kW) | 552.7256
Net CEC (kW) | 758.1789
Annual Net kWh | 3493912.027
Lifecycle Net kWh | 55902592.432
Annual Net Therms | 0
Lifecycle Net Therms | 0
Cost Effectiveness for all measures installed through 2012
TRC
Costs | 897080.605
Electric Benefits | 3105168.4076
Gas Benefits | 0
Net Benefits (NPV) | 2208087.8025
BC Ratio | 3.4614
PAC
Costs | 697561.6334
Electric Benefits | 3105168.4076
Gas Benefits | 0
Net Benefits (NPV) | 2407606.7742
BC Ratio | 4.4515
Levelized Cost
Levelized Cost TRC ($/kWh )
Discounted kWh | 31566484.7976
Cost | 0.028419
Benefits | 0.098369
Benefit-Cost | 0.06995
Levelized Cost PAC ($/kWh)
Discounted kWh | 31566484.7976
Cost | 0.022098
Benefits | 0.098369
Benefit-Cost | 0.076271
Levelized Cost TRC ($/therm)
Discounted Therms | 0
Cost | #DIV/0!
Benefits | #DIV/0!
Benefit-Cost | #DIV/0!
Levelized Cost PAC ($/therm)
Discounted Therms | 0
Cost | #DIV/0!
Benefits | #DIV/0!
Benefit-Cost | #DIV/0!
Emission Annual Reductions (2006-2008)
Electric Annual CO2 (tons) - 2006 | 944.5218
2007 | 1054.923
2008 | 0
Electric Lifecycle CO2 (tons) - 2006 | 15112.3484
2007 | 16878.7676
2008 | 0
Electric Annual NOX (tons) - 2006 | 0.12762
2007 | 0.14254
2008 | 0
Electric Lifecycle NOX (tons) - 2006 | 2.0419
2007 | 2.2806
2008 | 0
Electric Annual SO2 (lbs) - 2006
2007
2008
Electric Lifecycle SO2 (lbs) - 2006
2007
2008
Gas Annual CO2 (tons) - 2006 | 0
2007 | 0
2008 | 0
Gas Lifecycle CO2 (tons) - 2006 | 0
2007 | 0
2008 | 0
Gas Annual NOX (tons) - 2006 | 0
2007 | 0
2008 | 0
Gas Lifecycle NOX (tons) - 2006 | 0
2007 | 0
2008 | 0
Gas Annual SO2 (lbs) - 2006
2007
2008
Gas Lifecycle SO2 (lbs) - 2006
2007
2008
Data below not currently used in Energy Division workbook
Levelized Cost RIM ($/therm)
Discounted Therms | 0
Cost | #DIV/0!
Benefits | #DIV/0!
Benefit-Cost | #DIV/0!
Levelized Cost RIM ($/kWh)
Discounted kWh | 31566484.7976
Cost | 0.17256
Benefits | 0.098369
Benefit-Cost | #DIV/0!
RIM
Costs | 5447222.2134
Electric Benefits | 3105168.4076
Gas Benefits | 0
Net Benefits (NPV) | -2342053.8059
BC Ratio | 0.57005
Impacts for all programs installed trhough 2012
Net July-Sept Peak (kW)
Clothes Dryer | 0
Clothes Washer | 0
Consumer Electronics | 0
Cooking | 0
Dishwasher | 0
Net Dec-Feb Pk (kW)
Clothes Dryer | 0
Clothes Washer | 0
Consumer Electronics | 0
Cooking | 0
Dishwasher | 0
Net CEC (kW)
Clothes Dryer | 0
Clothes Washer | 0
Consumer Electronics | 0
Cooking | 0
Dishwasher | 0
Annual Net kWh
Clothes Dryer | 0
Clothes Washer | 0
Consumer Electronics | 0
Cooking | 0
Dishwasher | 0
Lifecycle Net kWh
Clothes Dryer | 0
Clothes Washer | 0
Consumer Electronics | 0
Cooking | 0
Dishwasher | 0
Annual Net Therms
Clothes Dryer | 0
Clothes Washer | 0
Consumer Electronics | 0
Cooking | 0
Dishwasher | 0
Lifecycle Net Therms
Clothes Dryer | 0
Clothes Washer | 0
Consumer Electronics | 0
Cooking | 0
Dishwasher | 0

## Output by Measure
Southern California Edison
Cool Change Program
SCE | [8 empty] | Levelized Benefits less Costs (TRC) |  |  |  | Levelized Benefits less Costs (PAC) |  |  |  | Benefit Cost Ratios
Net Impacts by Measure | [8 empty] | No Allocated Admin |  | w/ Allocated Admin |  | No Allocated Admin |  | w/ Allocated Admin |  | No Allocated Admin |  | w/ Allocated Admin
| Net Avg Jul-Sep (kW) | Net Dec-Feb Pk (kW) | Net CEC (kW) | Net User Entered kW | Annual kWh adj for Net to gross | Lifecycle kWh (Annual * Measure Life) | Annual Therms | Lifecycle Therms | Electric ($/kWh) | Gas ($/Th) | Electric ($/kWh) | Gas ($/Th) | Electric ($/kWh) | Gas ($/Th) | Electric ($/kWh) | Gas ($/Th) | TRC | PAC | TRC | PAC
Total or Average | 552.7256 | 514.0348 | 758.1789 | 552.7256 | 3493912.027 | 55902592.432 | 0 | 0 | 0.078924 | #DIV/0! | 0.06995 | #DIV/0! | 0.085656 | #DIV/0! | 0.076271 | #DIV/0!
ARFD - Food Processors Freezers up to 59,999 BTU | 6.272 | 5.833 | 11.5687 | 6.272 | 53312 | 852992 | 0 | 0 | 0.060566 | 0 | 0.051766 | 0 | 0.083748 | 0 | 0.074545 | 0 | 2.6873 | 7.5877 | 2.1582 | 4.4014
ARFD - Food Processors Freezers 60,000 - 107,999 BTU | 24.752 | 23.0194 | 45.72 | 24.752 | 210691.2 | 3371059.2 | 0 | 0 | 0.078603 | 0 | 0.069798 | 0 | 0.083804 | 0 | 0.074596 | 0 | 5.3878 | 7.5921 | 3.6123 | 4.4029
ARFD - Food Processors Freezers 108,000 - 143,999 BTU | 37.128 | 34.529 | 68.58 | 37.128 | 316036.8 | 5056588.8 | 0 | 0 | 0.081743 | 0 | 0.072939 | 0 | 0.083804 | 0 | 0.074596 | 0 | 6.5331 | 7.5921 | 4.0935 | 4.4029
ARFD - Food Processors Freezers 144,000 - 215,999 BTU | 53.176 | 49.4537 | 97.971 | 53.176 | 451479.2 | 7223667.2 | 0 | 0 | 0.084597 | 0 | 0.075792 | 0 | 0.083818 | 0 | 0.074608 | 0 | 8.0892 | 7.5932 | 4.6545 | 4.4032
ARFD - Food Processors Freezers 216,000 - 299,000 BTU | 76.16 | 70.8288 | 140.4269 | 76.16 | 647128.8 | 10354060.8 | 0 | 0 | 0.087142 | 0 | 0.078336 | 0 | 0.083814 | 0 | 0.074604 | 0 | 10.2855 | 7.5929 | 5.3065 | 4.4031
ARFD - Food Processors Coolers up to 59,999 BTU | 6.2285 | 5.7925 | 6.9066 | 6.2285 | 31827.6133 | 509241.8126 | 0 | 0 | 0.037008 | 0 | 0.027884 | 0 | 0.087302 | 0 | 0.07776 | 0 | 1.5874 | 7.8673 | 1.3866 | 4.494
ARFD - Food Processors Coolers 60,000 - 107,999 BTU | 20.8003 | 19.3443 | 23.0649 | 20.8003 | 106289.7847 | 1700636.5549 | 0 | 0 | 0.064388 | 0 | 0.055258 | 0 | 0.08737 | 0 | 0.077821 | 0 | 2.8038 | 7.8726 | 2.2327 | 4.4957
ARFD - Food Processors Coolers 108,000 - 143,999 BTU | 31.5114 | 29.3056 | 34.942 | 31.5114 | 161023.2297 | 2576371.6759 | 0 | 0 | 0.071308 | 0 | 0.062178 | 0 | 0.08737 | 0 | 0.077821 | 0 | 3.4782 | 7.8726 | 2.6404 | 4.4957
ARFD - Food Processors Coolers 144,000 - 215,999 BTU | 45.4023 | 42.2241 | 50.3452 | 45.4023 | 232005.6663 | 3712090.661 | 0 | 0 | 0.07689 | 0 | 0.06776 | 0 | 0.08737 | 0 | 0.077821 | 0 | 4.3153 | 7.8726 | 3.0964 | 4.4957
ARFD - Food Processors Coolers 216,000 - 359,999 BTU | 64.1546 | 59.6638 | 71.1391 | 64.1546 | 327829.9195 | 5245278.7114 | 0 | 0 | 0.081556 | 0 | 0.072426 | 0 | 0.08737 | 0 | 0.077821 | 0 | 5.4021 | 7.8726 | 3.6188 | 4.4957
ARFD - Dairy Refrigeration up to 59,999 BTU | 1.5571 | 1.4481 | 1.7266 | 1.5571 | 7956.9033 | 127310.4532 | 0 | 0 | 0.037008 | 0 | 0.027884 | 0 | 0.087302 | 0 | 0.07776 | 0 | 1.5874 | 7.8673 | 1.3866 | 4.494
ARFD - Dairy Refrigeration 60,000 - 107,999 BTU | 7.3413 | 6.8274 | 8.1405 | 7.3413 | 37514.0417 | 600224.6664 | 0 | 0 | 0.06432 | 0 | 0.055196 | 0 | 0.087302 | 0 | 0.07776 | 0 | 2.8019 | 7.8673 | 2.2315 | 4.494
ARFD - Dairy Refrigeration 108,000 - 143,999 BTU | 11.1217 | 10.3432 | 12.3325 | 11.1217 | 56831.7281 | 909307.6503 | 0 | 0 | 0.07124 | 0 | 0.062117 | 0 | 0.087302 | 0 | 0.07776 | 0 | 3.4758 | 7.8673 | 2.639 | 4.494
ARFD - Dairy Refrigeration 144,000 - 215,999 BTU | 16.0243 | 14.9026 | 17.7689 | 16.0243 | 81884.3528 | 1310149.6451 | 0 | 0 | 0.076822 | 0 | 0.067699 | 0 | 0.087302 | 0 | 0.07776 | 0 | 4.3124 | 7.8673 | 3.0949 | 4.494
ARFD - Dairy Refrigeration 216,000 - 359,999 BTU | 22.6428 | 21.0578 | 25.1079 | 22.6428 | 115704.6775 | 1851274.8393 | 0 | 0 | 0.081488 | 0 | 0.072365 | 0 | 0.087302 | 0 | 0.07776 | 0 | 5.3985 | 7.8673 | 3.6172 | 4.494
ARFD - Agriculture Other than Dairy Coolers up to 59,999 BTU | 4.6714 | 4.3444 | 5.1799 | 4.6714 | 23870.71 | 381931.3595 | 0 | 0 | 0.037008 | 0 | 0.027884 | 0 | 0.087302 | 0 | 0.07776 | 0 | 1.5874 | 7.8673 | 1.3866 | 4.494
ARFD - Agriculture Other than Dairy Coolers 60,000 - 107,999 BTU | 15.9061 | 14.7927 | 17.6379 | 15.9061 | 81280.4236 | 1300486.7773 | 0 | 0 | 0.064408 | 0 | 0.055277 | 0 | 0.087391 | 0 | 0.07784 | 0 | 2.8044 | 7.8742 | 2.2331 | 4.4963
ARFD - Agriculture Other than Dairy Coolers 108,000 - 143,999 BTU | 24.0969 | 22.4102 | 26.7204 | 24.0969 | 123135.411 | 1970166.5757 | 0 | 0 | 0.071329 | 0 | 0.062197 | 0 | 0.087391 | 0 | 0.07784 | 0 | 3.4789 | 7.8742 | 2.6408 | 4.4963
ARFD - Agriculture Other than Dairy Coolers 144,000 - 215,999 BTU | 34.7194 | 32.289 | 38.4993 | 34.7194 | 177416.0978 | 2838657.5643 | 0 | 0 | 0.076911 | 0 | 0.067779 | 0 | 0.087391 | 0 | 0.07784 | 0 | 4.3162 | 7.8742 | 3.0968 | 4.4963
ARFD - Agriculture Other than Dairy Coolers 216,000 - 359,999 BTU | 49.0594 | 45.6252 | 54.4005 | 49.0594 | 250693.4678 | 4011095.4852 | 0 | 0 | 0.081577 | 0 | 0.072445 | 0 | 0.087391 | 0 | 0.07784 | 0 | 5.4033 | 7.8742 | 3.6193 | 4.4963
0 | 0 | 0 | 0 | 0 | 0 | 0 | 0 | 0 | 0 | 0 | 0 | 0 | 0 | 0 | 0 | 0 | 0 | 0 | 0 | 0
0 | 0 | 0 | 0 | 0 | 0 | 0 | 0 | 0 | 0 | 0 | 0 | 0 | 0 | 0 | 0 | 0 | 0 | 0 | 0 | 0
0 | 0 | 0 | 0 | 0 | 0 | 0 | 0 | 0 | 0 | 0 | 0 | 0 | 0 | 0 | 0 | 0 | 0 | 0 | 0 | 0
0 | 0 | 0 | 0 | 0 | 0 | 0 | 0 | 0 | 0 | 0 | 0 | 0 | 0 | 0 | 0 | 0 | 0 | 0 | 0 | 0
0 | 0 | 0 | 0 | 0 | 0 | 0 | 0 | 0 | 0 | 0 | 0 | 0 | 0 | 0 | 0 | 0 | 0 | 0 | 0 | 0
0 | 0 | 0 | 0 | 0 | 0 | 0 | 0 | 0 | 0 | 0 | 0 | 0 | 0 | 0 | 0 | 0 | 0 | 0 | 0 | 0
0 | 0 | 0 | 0 | 0 | 0 | 0 | 0 | 0 | 0 | 0 | 0 | 0 | 0 | 0 | 0 | 0 | 0 | 0 | 0 | 0
0 | 0 | 0 | 0 | 0 | 0 | 0 | 0 | 0 | 0 | 0 | 0 | 0 | 0 | 0 | 0 | 0 | 0 | 0 | 0 | 0
0 | 0 | 0 | 0 | 0 | 0 | 0 | 0 | 0 | 0 | 0 | 0 | 0 | 0 | 0 | 0 | 0 | 0 | 0 | 0 | 0
0 | 0 | 0 | 0 | 0 | 0 | 0 | 0 | 0 | 0 | 0 | 0 | 0 | 0 | 0 | 0 | 0 | 0 | 0 | 0 | 0
0 | 0 | 0 | 0 | 0 | 0 | 0 | 0 | 0 | 0 | 0 | 0 | 0 | 0 | 0 | 0 | 0 | 0 | 0 | 0 | 0
0 | 0 | 0 | 0 | 0 | 0 | 0 | 0 | 0 | 0 | 0 | 0 | 0 | 0 | 0 | 0 | 0 | 0 | 0 | 0 | 0
0 | 0 | 0 | 0 | 0 | 0 | 0 | 0 | 0 | 0 | 0 | 0 | 0 | 0 | 0 | 0 | 0 | 0 | 0 | 0 | 0
0 | 0 | 0 | 0 | 0 | 0 | 0 | 0 | 0 | 0 | 0 | 0 | 0 | 0 | 0 | 0 | 0 | 0 | 0 | 0 | 0
0 | 0 | 0 | 0 | 0 | 0 | 0 | 0 | 0 | 0 | 0 | 0 | 0 | 0 | 0 | 0 | 0 | 0 | 0 | 0 | 0
0 | 0 | 0 | 0 | 0 | 0 | 0 | 0 | 0 | 0 | 0 | 0 | 0 | 0 | 0 | 0 | 0 | 0 | 0 | 0 | 0
0 | 0 | 0 | 0 | 0 | 0 | 0 | 0 | 0 | 0 | 0 | 0 | 0 | 0 | 0 | 0 | 0 | 0 | 0 | 0 | 0
0 | 0 | 0 | 0 | 0 | 0 | 0 | 0 | 0 | 0 | 0 | 0 | 0 | 0 | 0 | 0 | 0 | 0 | 0 | 0 | 0
0 | 0 | 0 | 0 | 0 | 0 | 0 | 0 | 0 | 0 | 0 | 0 | 0 | 0 | 0 | 0 | 0 | 0 | 0 | 0 | 0
0 | 0 | 0 | 0 | 0 | 0 | 0 | 0 | 0 | 0 | 0 | 0 | 0 | 0 | 0 | 0 | 0 | 0 | 0 | 0 | 0
0 | 0 | 0 | 0 | 0 | 0 | 0 | 0 | 0 | 0 | 0 | 0 | 0 | 0 | 0 | 0 | 0 | 0 | 0 | 0 | 0
0 | 0 | 0 | 0 | 0 | 0 | 0 | 0 | 0 | 0 | 0 | 0 | 0 | 0 | 0 | 0 | 0 | 0 | 0 | 0 | 0
0 | 0 | 0 | 0 | 0 | 0 | 0 | 0 | 0 | 0 | 0 | 0 | 0 | 0 | 0 | 0 | 0 | 0 | 0 | 0 | 0
0 | 0 | 0 | 0 | 0 | 0 | 0 | 0 | 0 | 0 | 0 | 0 | 0 | 0 | 0 | 0 | 0 | 0 | 0 | 0 | 0
0 | 0 | 0 | 0 | 0 | 0 | 0 | 0 | 0 | 0 | 0 | 0 | 0 | 0 | 0 | 0 | 0 | 0 | 0 | 0 | 0
0 | 0 | 0 | 0 | 0 | 0 | 0 | 0 | 0 | 0 | 0 | 0 | 0 | 0 | 0 | 0 | 0 | 0 | 0 | 0 | 0
0 | 0 | 0 | 0 | 0 | 0 | 0 | 0 | 0 | 0 | 0 | 0 | 0 | 0 | 0 | 0 | 0 | 0 | 0 | 0 | 0
0 | 0 | 0 | 0 | 0 | 0 | 0 | 0 | 0 | 0 | 0 | 0 | 0 | 0 | 0 | 0 | 0 | 0 | 0 | 0 | 0
0 | 0 | 0 | 0 | 0 | 0 | 0 | 0 | 0 | 0 | 0 | 0 | 0 | 0 | 0 | 0 | 0 | 0 | 0 | 0 | 0
0 | 0 | 0 | 0 | 0 | 0 | 0 | 0 | 0 | 0 | 0 | 0 | 0 | 0 | 0 | 0 | 0 | 0 | 0 | 0 | 0
0 | 0 | 0 | 0 | 0 | 0 | 0 | 0 | 0 | 0 | 0 | 0 | 0 | 0 | 0 | 0 | 0 | 0 | 0 | 0 | 0
0 | 0 | 0 | 0 | 0 | 0 | 0 | 0 | 0 | 0 | 0 | 0 | 0 | 0 | 0 | 0 | 0 | 0 | 0 | 0 | 0
0 | 0 | 0 | 0 | 0 | 0 | 0 | 0 | 0 | 0 | 0 | 0 | 0 | 0 | 0 | 0 | 0 | 0 | 0 | 0 | 0
0 | 0 | 0 | 0 | 0 | 0 | 0 | 0 | 0 | 0 | 0 | 0 | 0 | 0 | 0 | 0 | 0 | 0 | 0 | 0 | 0
0 | 0 | 0 | 0 | 0 | 0 | 0 | 0 | 0 | 0 | 0 | 0 | 0 | 0 | 0 | 0 | 0 | 0 | 0 | 0 | 0
0 | 0 | 0 | 0 | 0 | 0 | 0 | 0 | 0 | 0 | 0 | 0 | 0 | 0 | 0 | 0 | 0 | 0 | 0 | 0 | 0
0 | 0 | 0 | 0 | 0 | 0 | 0 | 0 | 0 | 0 | 0 | 0 | 0 | 0 | 0 | 0 | 0 | 0 | 0 | 0 | 0
0 | 0 | 0 | 0 | 0 | 0 | 0 | 0 | 0 | 0 | 0 | 0 | 0 | 0 | 0 | 0 | 0 | 0 | 0 | 0 | 0
0 | 0 | 0 | 0 | 0 | 0 | 0 | 0 | 0 | 0 | 0 | 0 | 0 | 0 | 0 | 0 | 0 | 0 | 0 | 0 | 0
0 | 0 | 0 | 0 | 0 | 0 | 0 | 0 | 0 | 0 | 0 | 0 | 0 | 0 | 0 | 0 | 0 | 0 | 0 | 0 | 0
0 | 0 | 0 | 0 | 0 | 0 | 0 | 0 | 0 | 0 | 0 | 0 | 0 | 0 | 0 | 0 | 0 | 0 | 0 | 0 | 0
0 | 0 | 0 | 0 | 0 | 0 | 0 | 0 | 0 | 0 | 0 | 0 | 0 | 0 | 0 | 0 | 0 | 0 | 0 | 0 | 0
0 | 0 | 0 | 0 | 0 | 0 | 0 | 0 | 0 | 0 | 0 | 0 | 0 | 0 | 0 | 0 | 0 | 0 | 0 | 0 | 0
0 | 0 | 0 | 0 | 0 | 0 | 0 | 0 | 0 | 0 | 0 | 0 | 0 | 0 | 0 | 0 | 0 | 0 | 0 | 0 | 0
0 | 0 | 0 | 0 | 0 | 0 | 0 | 0 | 0 | 0 | 0 | 0 | 0 | 0 | 0 | 0 | 0 | 0 | 0 | 0 | 0
0 | 0 | 0 | 0 | 0 | 0 | 0 | 0 | 0 | 0 | 0 | 0 | 0 | 0 | 0 | 0 | 0 | 0 | 0 | 0 | 0
0 | 0 | 0 | 0 | 0 | 0 | 0 | 0 | 0 | 0 | 0 | 0 | 0 | 0 | 0 | 0 | 0 | 0 | 0 | 0 | 0
0 | 0 | 0 | 0 | 0 | 0 | 0 | 0 | 0 | 0 | 0 | 0 | 0 | 0 | 0 | 0 | 0 | 0 | 0 | 0 | 0
0 | 0 | 0 | 0 | 0 | 0 | 0 | 0 | 0 | 0 | 0 | 0 | 0 | 0 | 0 | 0 | 0 | 0 | 0 | 0 | 0
0 | 0 | 0 | 0 | 0 | 0 | 0 | 0 | 0 | 0 | 0 | 0 | 0 | 0 | 0 | 0 | 0 | 0 | 0 | 0 | 0
0 | 0 | 0 | 0 | 0 | 0 | 0 | 0 | 0 | 0 | 0 | 0 | 0 | 0 | 0 | 0 | 0 | 0 | 0 | 0 | 0
0 | 0 | 0 | 0 | 0 | 0 | 0 | 0 | 0 | 0 | 0 | 0 | 0 | 0 | 0 | 0 | 0 | 0 | 0 | 0 | 0
0 | 0 | 0 | 0 | 0 | 0 | 0 | 0 | 0 | 0 | 0 | 0 | 0 | 0 | 0 | 0 | 0 | 0 | 0 | 0 | 0
0 | 0 | 0 | 0 | 0 | 0 | 0 | 0 | 0 | 0 | 0 | 0 | 0 | 0 | 0 | 0 | 0 | 0 | 0 | 0 | 0
0 | 0 | 0 | 0 | 0 | 0 | 0 | 0 | 0 | 0 | 0 | 0 | 0 | 0 | 0 | 0 | 0 | 0 | 0 | 0 | 0
0 | 0 | 0 | 0 | 0 | 0 | 0 | 0 | 0 | 0 | 0 | 0 | 0 | 0 | 0 | 0 | 0 | 0 | 0 | 0 | 0
0 | 0 | 0 | 0 | 0 | 0 | 0 | 0 | 0 | 0 | 0 | 0 | 0 | 0 | 0 | 0 | 0 | 0 | 0 | 0 | 0
0 | 0 | 0 | 0 | 0 | 0 | 0 | 0 | 0 | 0 | 0 | 0 | 0 | 0 | 0 | 0 | 0 | 0 | 0 | 0 | 0
0 | 0 | 0 | 0 | 0 | 0 | 0 | 0 | 0 | 0 | 0 | 0 | 0 | 0 | 0 | 0 | 0 | 0 | 0 | 0 | 0
0 | 0 | 0 | 0 | 0 | 0 | 0 | 0 | 0 | 0 | 0 | 0 | 0 | 0 | 0 | 0 | 0 | 0 | 0 | 0 | 0
0 | 0 | 0 | 0 | 0 | 0 | 0 | 0 | 0 | 0 | 0 | 0 | 0 | 0 | 0 | 0 | 0 | 0 | 0 | 0 | 0
0 | 0 | 0 | 0 | 0 | 0 | 0 | 0 | 0 | 0 | 0 | 0 | 0 | 0 | 0 | 0 | 0 | 0 | 0 | 0 | 0
0 | 0 | 0 | 0 | 0 | 0 | 0 | 0 | 0 | 0 | 0 | 0 | 0 | 0 | 0 | 0 | 0 | 0 | 0 | 0 | 0
0 | 0 | 0 | 0 | 0 | 0 | 0 | 0 | 0 | 0 | 0 | 0 | 0 | 0 | 0 | 0 | 0 | 0 | 0 | 0 | 0
0 | 0 | 0 | 0 | 0 | 0 | 0 | 0 | 0 | 0 | 0 | 0 | 0 | 0 | 0 | 0 | 0 | 0 | 0 | 0 | 0
0 | 0 | 0 | 0 | 0 | 0 | 0 | 0 | 0 | 0 | 0 | 0 | 0 | 0 | 0 | 0 | 0 | 0 | 0 | 0 | 0
0 | 0 | 0 | 0 | 0 | 0 | 0 | 0 | 0 | 0 | 0 | 0 | 0 | 0 | 0 | 0 | 0 | 0 | 0 | 0 | 0
0 | 0 | 0 | 0 | 0 | 0 | 0 | 0 | 0 | 0 | 0 | 0 | 0 | 0 | 0 | 0 | 0 | 0 | 0 | 0 | 0
0 | 0 | 0 | 0 | 0 | 0 | 0 | 0 | 0 | 0 | 0 | 0 | 0 | 0 | 0 | 0 | 0 | 0 | 0 | 0 | 0
0 | 0 | 0 | 0 | 0 | 0 | 0 | 0 | 0 | 0 | 0 | 0 | 0 | 0 | 0 | 0 | 0 | 0 | 0 | 0 | 0
0 | 0 | 0 | 0 | 0 | 0 | 0 | 0 | 0 | 0 | 0 | 0 | 0 | 0 | 0 | 0 | 0 | 0 | 0 | 0 | 0
0 | 0 | 0 | 0 | 0 | 0 | 0 | 0 | 0 | 0 | 0 | 0 | 0 | 0 | 0 | 0 | 0 | 0 | 0 | 0 | 0
0 | 0 | 0 | 0 | 0 | 0 | 0 | 0 | 0 | 0 | 0 | 0 | 0 | 0 | 0 | 0 | 0 | 0 | 0 | 0 | 0
0 | 0 | 0 | 0 | 0 | 0 | 0 | 0 | 0 | 0 | 0 | 0 | 0 | 0 | 0 | 0 | 0 | 0 | 0 | 0 | 0
0 | 0 | 0 | 0 | 0 | 0 | 0 | 0 | 0 | 0 | 0 | 0 | 0 | 0 | 0 | 0 | 0 | 0 | 0 | 0 | 0
0 | 0 | 0 | 0 | 0 | 0 | 0 | 0 | 0 | 0 | 0 | 0 | 0 | 0 | 0 | 0 | 0 | 0 | 0 | 0 | 0
0 | 0 | 0 | 0 | 0 | 0 | 0 | 0 | 0 | 0 | 0 | 0 | 0 | 0 | 0 | 0 | 0 | 0 | 0 | 0 | 0
0 | 0 | 0 | 0 | 0 | 0 | 0 | 0 | 0 | 0 | 0 | 0 | 0 | 0 | 0 | 0 | 0 | 0 | 0 | 0 | 0
0 | 0 | 0 | 0 | 0 | 0 | 0 | 0 | 0 | 0 | 0 | 0 | 0 | 0 | 0 | 0 | 0 | 0 | 0 | 0 | 0
0 | 0 | 0 | 0 | 0 | 0 | 0 | 0 | 0 | 0 | 0 | 0 | 0 | 0 | 0 | 0 | 0 | 0 | 0 | 0 | 0
0 | 0 | 0 | 0 | 0 | 0 | 0 | 0 | 0 | 0 | 0 | 0 | 0 | 0 | 0 | 0 | 0 | 0 | 0 | 0 | 0
0 | 0 | 0 | 0 | 0 | 0 | 0 | 0 | 0 | 0 | 0 | 0 | 0 | 0 | 0 | 0 | 0 | 0 | 0 | 0 | 0
0 | 0 | 0 | 0 | 0 | 0 | 0 | 0 | 0 | 0 | 0 | 0 | 0 | 0 | 0 | 0 | 0 | 0 | 0 | 0 | 0
0 | 0 | 0 | 0 | 0 | 0 | 0 | 0 | 0 | 0 | 0 | 0 | 0 | 0 | 0 | 0 | 0 | 0 | 0 | 0 | 0
0 | 0 | 0 | 0 | 0 | 0 | 0 | 0 | 0 | 0 | 0 | 0 | 0 | 0 | 0 | 0 | 0 | 0 | 0 | 0 | 0
0 | 0 | 0 | 0 | 0 | 0 | 0 | 0 | 0 | 0 | 0 | 0 | 0 | 0 | 0 | 0 | 0 | 0 | 0 | 0 | 0
0 | 0 | 0 | 0 | 0 | 0 | 0 | 0 | 0 | 0 | 0 | 0 | 0 | 0 | 0 | 0 | 0 | 0 | 0 | 0 | 0
0 | 0 | 0 | 0 | 0 | 0 | 0 | 0 | 0 | 0 | 0 | 0 | 0 | 0 | 0 | 0 | 0 | 0 | 0 | 0 | 0
0 | 0 | 0 | 0 | 0 | 0 | 0 | 0 | 0 | 0 | 0 | 0 | 0 | 0 | 0 | 0 | 0 | 0 | 0 | 0 | 0
0 | 0 | 0 | 0 | 0 | 0 | 0 | 0 | 0 | 0 | 0 | 0 | 0 | 0 | 0 | 0 | 0 | 0 | 0 | 0 | 0
0 | 0 | 0 | 0 | 0 | 0 | 0 | 0 | 0 | 0 | 0 | 0 | 0 | 0 | 0 | 0 | 0 | 0 | 0 | 0 | 0
0 | 0 | 0 | 0 | 0 | 0 | 0 | 0 | 0 | 0 | 0 | 0 | 0 | 0 | 0 | 0 | 0 | 0 | 0 | 0 | 0
0 | 0 | 0 | 0 | 0 | 0 | 0 | 0 | 0 | 0 | 0 | 0 | 0 | 0 | 0 | 0 | 0 | 0 | 0 | 0 | 0
0 | 0 | 0 | 0 | 0 | 0 | 0 | 0 | 0 | 0 | 0 | 0 | 0 | 0 | 0 | 0 | 0 | 0 | 0 | 0 | 0
0 | 0 | 0 | 0 | 0 | 0 | 0 | 0 | 0 | 0 | 0 | 0 | 0 | 0 | 0 | 0 | 0 | 0 | 0 | 0 | 0
0 | 0 | 0 | 0 | 0 | 0 | 0 | 0 | 0 | 0 | 0 | 0 | 0 | 0 | 0 | 0 | 0 | 0 | 0 | 0 | 0
0 | 0 | 0 | 0 | 0 | 0 | 0 | 0 | 0 | 0 | 0 | 0 | 0 | 0 | 0 | 0 | 0 | 0 | 0 | 0 | 0
0 | 0 | 0 | 0 | 0 | 0 | 0 | 0 | 0 | 0 | 0 | 0 | 0 | 0 | 0 | 0 | 0 | 0 | 0 | 0 | 0
0 | 0 | 0 | 0 | 0 | 0 | 0 | 0 | 0 | 0 | 0 | 0 | 0 | 0 | 0 | 0 | 0 | 0 | 0 | 0 | 0
0 | 0 | 0 | 0 | 0 | 0 | 0 | 0 | 0 | 0 | 0 | 0 | 0 | 0 | 0 | 0 | 0 | 0 | 0 | 0 | 0
0 | 0 | 0 | 0 | 0 | 0 | 0 | 0 | 0 | 0 | 0 | 0 | 0 | 0 | 0 | 0 | 0 | 0 | 0 | 0 | 0
0 | 0 | 0 | 0 | 0 | 0 | 0 | 0 | 0 | 0 | 0 | 0 | 0 | 0 | 0 | 0 | 0 | 0 | 0 | 0 | 0
0 | 0 | 0 | 0 | 0 | 0 | 0 | 0 | 0 | 0 | 0 | 0 | 0 | 0 | 0 | 0 | 0 | 0 | 0 | 0 | 0
0 | 0 | 0 | 0 | 0 | 0 | 0 | 0 | 0 | 0 | 0 | 0 | 0 | 0 | 0 | 0 | 0 | 0 | 0 | 0 | 0
0 | 0 | 0 | 0 | 0 | 0 | 0 | 0 | 0 | 0 | 0 | 0 | 0 | 0 | 0 | 0 | 0 | 0 | 0 | 0 | 0
0 | 0 | 0 | 0 | 0 | 0 | 0 | 0 | 0 | 0 | 0 | 0 | 0 | 0 | 0 | 0 | 0 | 0 | 0 | 0 | 0
0 | 0 | 0 | 0 | 0 | 0 | 0 | 0 | 0 | 0 | 0 | 0 | 0 | 0 | 0 | 0 | 0 | 0 | 0 | 0 | 0
0 | 0 | 0 | 0 | 0 | 0 | 0 | 0 | 0 | 0 | 0 | 0 | 0 | 0 | 0 | 0 | 0 | 0 | 0 | 0 | 0
0 | 0 | 0 | 0 | 0 | 0 | 0 | 0 | 0 | 0 | 0 | 0 | 0 | 0 | 0 | 0 | 0 | 0 | 0 | 0 | 0
0 | 0 | 0 | 0 | 0 | 0 | 0 | 0 | 0 | 0 | 0 | 0 | 0 | 0 | 0 | 0 | 0 | 0 | 0 | 0 | 0
0 | 0 | 0 | 0 | 0 | 0 | 0 | 0 | 0 | 0 | 0 | 0 | 0 | 0 | 0 | 0 | 0 | 0 | 0 | 0 | 0
0 | 0 | 0 | 0 | 0 | 0 | 0 | 0 | 0 | 0 | 0 | 0 | 0 | 0 | 0 | 0 | 0 | 0 | 0 | 0 | 0
0 | 0 | 0 | 0 | 0 | 0 | 0 | 0 | 0 | 0 | 0 | 0 | 0 | 0 | 0 | 0 | 0 | 0 | 0 | 0 | 0
0 | 0 | 0 | 0 | 0 | 0 | 0 | 0 | 0 | 0 | 0 | 0 | 0 | 0 | 0 | 0 | 0 | 0 | 0 | 0 | 0
0 | 0 | 0 | 0 | 0 | 0 | 0 | 0 | 0 | 0 | 0 | 0 | 0 | 0 | 0 | 0 | 0 | 0 | 0 | 0 | 0
0 | 0 | 0 | 0 | 0 | 0 | 0 | 0 | 0 | 0 | 0 | 0 | 0 | 0 | 0 | 0 | 0 | 0 | 0 | 0 | 0
0 | 0 | 0 | 0 | 0 | 0 | 0 | 0 | 0 | 0 | 0 | 0 | 0 | 0 | 0 | 0 | 0 | 0 | 0 | 0 | 0
0 | 0 | 0 | 0 | 0 | 0 | 0 | 0 | 0 | 0 | 0 | 0 | 0 | 0 | 0 | 0 | 0 | 0 | 0 | 0 | 0
0 | 0 | 0 | 0 | 0 | 0 | 0 | 0 | 0 | 0 | 0 | 0 | 0 | 0 | 0 | 0 | 0 | 0 | 0 | 0 | 0
0 | 0 | 0 | 0 | 0 | 0 | 0 | 0 | 0 | 0 | 0 | 0 | 0 | 0 | 0 | 0 | 0 | 0 | 0 | 0 | 0
0 | 0 | 0 | 0 | 0 | 0 | 0 | 0 | 0 | 0 | 0 | 0 | 0 | 0 | 0 | 0 | 0 | 0 | 0 | 0 | 0
0 | 0 | 0 | 0 | 0 | 0 | 0 | 0 | 0 | 0 | 0 | 0 | 0 | 0 | 0 | 0 | 0 | 0 | 0 | 0 | 0
0 | 0 | 0 | 0 | 0 | 0 | 0 | 0 | 0 | 0 | 0 | 0 | 0 | 0 | 0 | 0 | 0 | 0 | 0 | 0 | 0
0 | 0 | 0 | 0 | 0 | 0 | 0 | 0 | 0 | 0 | 0 | 0 | 0 | 0 | 0 | 0 | 0 | 0 | 0 | 0 | 0
0 | 0 | 0 | 0 | 0 | 0 | 0 | 0 | 0 | 0 | 0 | 0 | 0 | 0 | 0 | 0 | 0 | 0 | 0 | 0 | 0
0 | 0 | 0 | 0 | 0 | 0 | 0 | 0 | 0 | 0 | 0 | 0 | 0 | 0 | 0 | 0 | 0 | 0 | 0 | 0 | 0
0 | 0 | 0 | 0 | 0 | 0 | 0 | 0 | 0 | 0 | 0 | 0 | 0 | 0 | 0 | 0 | 0 | 0 | 0 | 0 | 0
0 | 0 | 0 | 0 | 0 | 0 | 0 | 0 | 0 | 0 | 0 | 0 | 0 | 0 | 0 | 0 | 0 | 0 | 0 | 0 | 0
0 | 0 | 0 | 0 | 0 | 0 | 0 | 0 | 0 | 0 | 0 | 0 | 0 | 0 | 0 | 0 | 0 | 0 | 0 | 0 | 0
0 | 0 | 0 | 0 | 0 | 0 | 0 | 0 | 0 | 0 | 0 | 0 | 0 | 0 | 0 | 0 | 0 | 0 | 0 | 0 | 0
0 | 0 | 0 | 0 | 0 | 0 | 0 | 0 | 0 | 0 | 0 | 0 | 0 | 0 | 0 | 0 | 0 | 0 | 0 | 0 | 0
0 | 0 | 0 | 0 | 0 | 0 | 0 | 0 | 0 | 0 | 0 | 0 | 0 | 0 | 0 | 0 | 0 | 0 | 0 | 0 | 0
0 | 0 | 0 | 0 | 0 | 0 | 0 | 0 | 0 | 0 | 0 | 0 | 0 | 0 | 0 | 0 | 0 | 0 | 0 | 0 | 0
0 | 0 | 0 | 0 | 0 | 0 | 0 | 0 | 0 | 0 | 0 | 0 | 0 | 0 | 0 | 0 | 0 | 0 | 0 | 0 | 0
0 | 0 | 0 | 0 | 0 | 0 | 0 | 0 | 0 | 0 | 0 | 0 | 0 | 0 | 0 | 0 | 0 | 0 | 0 | 0 | 0
0 | 0 | 0 | 0 | 0 | 0 | 0 | 0 | 0 | 0 | 0 | 0 | 0 | 0 | 0 | 0 | 0 | 0 | 0 | 0 | 0
0 | 0 | 0 | 0 | 0 | 0 | 0 | 0 | 0 | 0 | 0 | 0 | 0 | 0 | 0 | 0 | 0 | 0 | 0 | 0 | 0
0 | 0 | 0 | 0 | 0 | 0 | 0 | 0 | 0 | 0 | 0 | 0 | 0 | 0 | 0 | 0 | 0 | 0 | 0 | 0 | 0
0 | 0 | 0 | 0 | 0 | 0 | 0 | 0 | 0 | 0 | 0 | 0 | 0 | 0 | 0 | 0 | 0 | 0 | 0 | 0 | 0
0 | 0 | 0 | 0 | 0 | 0 | 0 | 0 | 0 | 0 | 0 | 0 | 0 | 0 | 0 | 0 | 0 | 0 | 0 | 0 | 0
0 | 0 | 0 | 0 | 0 | 0 | 0 | 0 | 0 | 0 | 0 | 0 | 0 | 0 | 0 | 0 | 0 | 0 | 0 | 0 | 0
0 | 0 | 0 | 0 | 0 | 0 | 0 | 0 | 0 | 0 | 0 | 0 | 0 | 0 | 0 | 0 | 0 | 0 | 0 | 0 | 0
0 | 0 | 0 | 0 | 0 | 0 | 0 | 0 | 0 | 0 | 0 | 0 | 0 | 0 | 0 | 0 | 0 | 0 | 0 | 0 | 0
0 | 0 | 0 | 0 | 0 | 0 | 0 | 0 | 0 | 0 | 0 | 0 | 0 | 0 | 0 | 0 | 0 | 0 | 0 | 0 | 0
0 | 0 | 0 | 0 | 0 | 0 | 0 | 0 | 0 | 0 | 0 | 0 | 0 | 0 | 0 | 0 | 0 | 0 | 0 | 0 | 0
0 | 0 | 0 | 0 | 0 | 0 | 0 | 0 | 0 | 0 | 0 | 0 | 0 | 0 | 0 | 0 | 0 | 0 | 0 | 0 | 0
0 | 0 | 0 | 0 | 0 | 0 | 0 | 0 | 0 | 0 | 0 | 0 | 0 | 0 | 0 | 0 | 0 | 0 | 0 | 0 | 0
0 | 0 | 0 | 0 | 0 | 0 | 0 | 0 | 0 | 0 | 0 | 0 | 0 | 0 | 0 | 0 | 0 | 0 | 0 | 0 | 0
0 | 0 | 0 | 0 | 0 | 0 | 0 | 0 | 0 | 0 | 0 | 0 | 0 | 0 | 0 | 0 | 0 | 0 | 0 | 0 | 0
0 | 0 | 0 | 0 | 0 | 0 | 0 | 0 | 0 | 0 | 0 | 0 | 0 | 0 | 0 | 0 | 0 | 0 | 0 | 0 | 0
0 | 0 | 0 | 0 | 0 | 0 | 0 | 0 | 0 | 0 | 0 | 0 | 0 | 0 | 0 | 0 | 0 | 0 | 0 | 0 | 0
0 | 0 | 0 | 0 | 0 | 0 | 0 | 0 | 0 | 0 | 0 | 0 | 0 | 0 | 0 | 0 | 0 | 0 | 0 | 0 | 0
0 | 0 | 0 | 0 | 0 | 0 | 0 | 0 | 0 | 0 | 0 | 0 | 0 | 0 | 0 | 0 | 0 | 0 | 0 | 0 | 0
0 | 0 | 0 | 0 | 0 | 0 | 0 | 0 | 0 | 0 | 0 | 0 | 0 | 0 | 0 | 0 | 0 | 0 | 0 | 0 | 0
0 | 0 | 0 | 0 | 0 | 0 | 0 | 0 | 0 | 0 | 0 | 0 | 0 | 0 | 0 | 0 | 0 | 0 | 0 | 0 | 0
0 | 0 | 0 | 0 | 0 | 0 | 0 | 0 | 0 | 0 | 0 | 0 | 0 | 0 | 0 | 0 | 0 | 0 | 0 | 0 | 0
0 | 0 | 0 | 0 | 0 | 0 | 0 | 0 | 0 | 0 | 0 | 0 | 0 | 0 | 0 | 0 | 0 | 0 | 0 | 0 | 0
0 | 0 | 0 | 0 | 0 | 0 | 0 | 0 | 0 | 0 | 0 | 0 | 0 | 0 | 0 | 0 | 0 | 0 | 0 | 0 | 0
0 | 0 | 0 | 0 | 0 | 0 | 0 | 0 | 0 | 0 | 0 | 0 | 0 | 0 | 0 | 0 | 0 | 0 | 0 | 0 | 0
0 | 0 | 0 | 0 | 0 | 0 | 0 | 0 | 0 | 0 | 0 | 0 | 0 | 0 | 0 | 0 | 0 | 0 | 0 | 0 | 0
0 | 0 | 0 | 0 | 0 | 0 | 0 | 0 | 0 | 0 | 0 | 0 | 0 | 0 | 0 | 0 | 0 | 0 | 0 | 0 | 0
0 | 0 | 0 | 0 | 0 | 0 | 0 | 0 | 0 | 0 | 0 | 0 | 0 | 0 | 0 | 0 | 0 | 0 | 0 | 0 | 0
0 | 0 | 0 | 0 | 0 | 0 | 0 | 0 | 0 | 0 | 0 | 0 | 0 | 0 | 0 | 0 | 0 | 0 | 0 | 0 | 0
0 | 0 | 0 | 0 | 0 | 0 | 0 | 0 | 0 | 0 | 0 | 0 | 0 | 0 | 0 | 0 | 0 | 0 | 0 | 0 | 0
0 | 0 | 0 | 0 | 0 | 0 | 0 | 0 | 0 | 0 | 0 | 0 | 0 | 0 | 0 | 0 | 0 | 0 | 0 | 0 | 0
0 | 0 | 0 | 0 | 0 | 0 | 0 | 0 | 0 | 0 | 0 | 0 | 0 | 0 | 0 | 0 | 0 | 0 | 0 | 0 | 0
0 | 0 | 0 | 0 | 0 | 0 | 0 | 0 | 0 | 0 | 0 | 0 | 0 | 0 | 0 | 0 | 0 | 0 | 0 | 0 | 0
0 | 0 | 0 | 0 | 0 | 0 | 0 | 0 | 0 | 0 | 0 | 0 | 0 | 0 | 0 | 0 | 0 | 0 | 0 | 0 | 0
0 | 0 | 0 | 0 | 0 | 0 | 0 | 0 | 0 | 0 | 0 | 0 | 0 | 0 | 0 | 0 | 0 | 0 | 0 | 0 | 0
0 | 0 | 0 | 0 | 0 | 0 | 0 | 0 | 0 | 0 | 0 | 0 | 0 | 0 | 0 | 0 | 0 | 0 | 0 | 0 | 0
0 | 0 | 0 | 0 | 0 | 0 | 0 | 0 | 0 | 0 | 0 | 0 | 0 | 0 | 0 | 0 | 0 | 0 | 0 | 0 | 0
0 | 0 | 0 | 0 | 0 | 0 | 0 | 0 | 0 | 0 | 0 | 0 | 0 | 0 | 0 | 0 | 0 | 0 | 0 | 0 | 0
0 | 0 | 0 | 0 | 0 | 0 | 0 | 0 | 0 | 0 | 0 | 0 | 0 | 0 | 0 | 0 | 0 | 0 | 0 | 0 | 0
0 | 0 | 0 | 0 | 0 | 0 | 0 | 0 | 0 | 0 | 0 | 0 | 0 | 0 | 0 | 0 | 0 | 0 | 0 | 0 | 0
0 | 0 | 0 | 0 | 0 | 0 | 0 | 0 | 0 | 0 | 0 | 0 | 0 | 0 | 0 | 0 | 0 | 0 | 0 | 0 | 0
0 | 0 | 0 | 0 | 0 | 0 | 0 | 0 | 0 | 0 | 0 | 0 | 0 | 0 | 0 | 0 | 0 | 0 | 0 | 0 | 0
0 | 0 | 0 | 0 | 0 | 0 | 0 | 0 | 0 | 0 | 0 | 0 | 0 | 0 | 0 | 0 | 0 | 0 | 0 | 0 | 0
0 | 0 | 0 | 0 | 0 | 0 | 0 | 0 | 0 | 0 | 0 | 0 | 0 | 0 | 0 | 0 | 0 | 0 | 0 | 0 | 0
0 | 0 | 0 | 0 | 0 | 0 | 0 | 0 | 0 | 0 | 0 | 0 | 0 | 0 | 0 | 0 | 0 | 0 | 0 | 0 | 0
0 | 0 | 0 | 0 | 0 | 0 | 0 | 0 | 0 | 0 | 0 | 0 | 0 | 0 | 0 | 0 | 0 | 0 | 0 | 0 | 0
0 | 0 | 0 | 0 | 0 | 0 | 0 | 0 | 0 | 0 | 0 | 0 | 0 | 0 | 0 | 0 | 0 | 0 | 0 | 0 | 0
0 | 0 | 0 | 0 | 0 | 0 | 0 | 0 | 0 | 0 | 0 | 0 | 0 | 0 | 0 | 0 | 0 | 0 | 0 | 0 | 0
0 | 0 | 0 | 0 | 0 | 0 | 0 | 0 | 0 | 0 | 0 | 0 | 0 | 0 | 0 | 0 | 0 | 0 | 0 | 0 | 0
0 | 0 | 0 | 0 | 0 | 0 | 0 | 0 | 0 | 0 | 0 | 0 | 0 | 0 | 0 | 0 | 0 | 0 | 0 | 0 | 0
0 | 0 | 0 | 0 | 0 | 0 | 0 | 0 | 0 | 0 | 0 | 0 | 0 | 0 | 0 | 0 | 0 | 0 | 0 | 0 | 0
0 | 0 | 0 | 0 | 0 | 0 | 0 | 0 | 0 | 0 | 0 | 0 | 0 | 0 | 0 | 0 | 0 | 0 | 0 | 0 | 0
0 | 0 | 0 | 0 | 0 | 0 | 0 | 0 | 0 | 0 | 0 | 0 | 0 | 0 | 0 | 0 | 0 | 0 | 0 | 0 | 0
0 | 0 | 0 | 0 | 0 | 0 | 0 | 0 | 0 | 0 | 0 | 0 | 0 | 0 | 0 | 0 | 0 | 0 | 0 | 0 | 0
0 | 0 | 0 | 0 | 0 | 0 | 0 | 0 | 0 | 0 | 0 | 0 | 0 | 0 | 0 | 0 | 0 | 0 | 0 | 0 | 0
0 | 0 | 0 | 0 | 0 | 0 | 0 | 0 | 0 | 0 | 0 | 0 | 0 | 0 | 0 | 0 | 0 | 0 | 0 | 0 | 0
0 | 0 | 0 | 0 | 0 | 0 | 0 | 0 | 0 | 0 | 0 | 0 | 0 | 0 | 0 | 0 | 0 | 0 | 0 | 0 | 0
0 | 0 | 0 | 0 | 0 | 0 | 0 | 0 | 0 | 0 | 0 | 0 | 0 | 0 | 0 | 0 | 0 | 0 | 0 | 0 | 0
0 | 0 | 0 | 0 | 0 | 0 | 0 | 0 | 0 | 0 | 0 | 0 | 0 | 0 | 0 | 0 | 0 | 0 | 0 | 0 | 0
0 | 0 | 0 | 0 | 0 | 0 | 0 | 0 | 0 | 0 | 0 | 0 | 0 | 0 | 0 | 0 | 0 | 0 | 0 | 0 | 0
0 | 0 | 0 | 0 | 0 | 0 | 0 | 0 | 0 | 0 | 0 | 0 | 0 | 0 | 0 | 0 | 0 | 0 | 0 | 0 | 0
0 | 0 | 0 | 0 | 0 | 0 | 0 | 0 | 0 | 0 | 0 | 0 | 0 | 0 | 0 | 0 | 0 | 0 | 0 | 0 | 0
0 | 0 | 0 | 0 | 0 | 0 | 0 | 0 | 0 | 0 | 0 | 0 | 0 | 0 | 0 | 0 | 0 | 0 | 0 | 0 | 0
0 | 0 | 0 | 0 | 0 | 0 | 0 | 0 | 0 | 0 | 0 | 0 | 0 | 0 | 0 | 0 | 0 | 0 | 0 | 0 | 0
0 | 0 | 0 | 0 | 0 | 0 | 0 | 0 | 0 | 0 | 0 | 0 | 0 | 0 | 0 | 0 | 0 | 0 | 0 | 0 | 0
0 | 0 | 0 | 0 | 0 | 0 | 0 | 0 | 0 | 0 | 0 | 0 | 0 | 0 | 0 | 0 | 0 | 0 | 0 | 0 | 0
0 | 0 | 0 | 0 | 0 | 0 | 0 | 0 | 0 | 0 | 0 | 0 | 0 | 0 | 0 | 0 | 0 | 0 | 0 | 0 | 0
0 | 0 | 0 | 0 | 0 | 0 | 0 | 0 | 0 | 0 | 0 | 0 | 0 | 0 | 0 | 0 | 0 | 0 | 0 | 0 | 0
0 | 0 | 0 | 0 | 0 | 0 | 0 | 0 | 0 | 0 | 0 | 0 | 0 | 0 | 0 | 0 | 0 | 0 | 0 | 0 | 0
0 | 0 | 0 | 0 | 0 | 0 | 0 | 0 | 0 | 0 | 0 | 0 | 0 | 0 | 0 | 0 | 0 | 0 | 0 | 0 | 0
0 | 0 | 0 | 0 | 0 | 0 | 0 | 0 | 0 | 0 | 0 | 0 | 0 | 0 | 0 | 0 | 0 | 0 | 0 | 0 | 0
0 | 0 | 0 | 0 | 0 | 0 | 0 | 0 | 0 | 0 | 0 | 0 | 0 | 0 | 0 | 0 | 0 | 0 | 0 | 0 | 0
0 | 0 | 0 | 0 | 0 | 0 | 0 | 0 | 0 | 0 | 0 | 0 | 0 | 0 | 0 | 0 | 0 | 0 | 0 | 0 | 0
0 | 0 | 0 | 0 | 0 | 0 | 0 | 0 | 0 | 0 | 0 | 0 | 0 | 0 | 0 | 0 | 0 | 0 | 0 | 0 | 0
0 | 0 | 0 | 0 | 0 | 0 | 0 | 0 | 0 | 0 | 0 | 0 | 0 | 0 | 0 | 0 | 0 | 0 | 0 | 0 | 0
0 | 0 | 0 | 0 | 0 | 0 | 0 | 0 | 0 | 0 | 0 | 0 | 0 | 0 | 0 | 0 | 0 | 0 | 0 | 0 | 0
0 | 0 | 0 | 0 | 0 | 0 | 0 | 0 | 0 | 0 | 0 | 0 | 0 | 0 | 0 | 0 | 0 | 0 | 0 | 0 | 0
0 | 0 | 0 | 0 | 0 | 0 | 0 | 0 | 0 | 0 | 0 | 0 | 0 | 0 | 0 | 0 | 0 | 0 | 0 | 0 | 0
0 | 0 | 0 | 0 | 0 | 0 | 0 | 0 | 0 | 0 | 0 | 0 | 0 | 0 | 0 | 0 | 0 | 0 | 0 | 0 | 0
0 | 0 | 0 | 0 | 0 | 0 | 0 | 0 | 0 | 0 | 0 | 0 | 0 | 0 | 0 | 0 | 0 | 0 | 0 | 0 | 0
0 | 0 | 0 | 0 | 0 | 0 | 0 | 0 | 0 | 0 | 0 | 0 | 0 | 0 | 0 | 0 | 0 | 0 | 0 | 0 | 0
0 | 0 | 0 | 0 | 0 | 0 | 0 | 0 | 0 | 0 | 0 | 0 | 0 | 0 | 0 | 0 | 0 | 0 | 0 | 0 | 0
0 | 0 | 0 | 0 | 0 | 0 | 0 | 0 | 0 | 0 | 0 | 0 | 0 | 0 | 0 | 0 | 0 | 0 | 0 | 0 | 0
0 | 0 | 0 | 0 | 0 | 0 | 0 | 0 | 0 | 0 | 0 | 0 | 0 | 0 | 0 | 0 | 0 | 0 | 0 | 0 | 0
0 | 0 | 0 | 0 | 0 | 0 | 0 | 0 | 0 | 0 | 0 | 0 | 0 | 0 | 0 | 0 | 0 | 0 | 0 | 0 | 0
0 | 0 | 0 | 0 | 0 | 0 | 0 | 0 | 0 | 0 | 0 | 0 | 0 | 0 | 0 | 0 | 0 | 0 | 0 | 0 | 0
0 | 0 | 0 | 0 | 0 | 0 | 0 | 0 | 0 | 0 | 0 | 0 | 0 | 0 | 0 | 0 | 0 | 0 | 0 | 0 | 0
0 | 0 | 0 | 0 | 0 | 0 | 0 | 0 | 0 | 0 | 0 | 0 | 0 | 0 | 0 | 0 | 0 | 0 | 0 | 0 | 0
0 | 0 | 0 | 0 | 0 | 0 | 0 | 0 | 0 | 0 | 0 | 0 | 0 | 0 | 0 | 0 | 0 | 0 | 0 | 0 | 0
0 | 0 | 0 | 0 | 0 | 0 | 0 | 0 | 0 | 0 | 0 | 0 | 0 | 0 | 0 | 0 | 0 | 0 | 0 | 0 | 0
0 | 0 | 0 | 0 | 0 | 0 | 0 | 0 | 0 | 0 | 0 | 0 | 0 | 0 | 0 | 0 | 0 | 0 | 0 | 0 | 0
0 | 0 | 0 | 0 | 0 | 0 | 0 | 0 | 0 | 0 | 0 | 0 | 0 | 0 | 0 | 0 | 0 | 0 | 0 | 0 | 0
0 | 0 | 0 | 0 | 0 | 0 | 0 | 0 | 0 | 0 | 0 | 0 | 0 | 0 | 0 | 0 | 0 | 0 | 0 | 0 | 0
0 | 0 | 0 | 0 | 0 | 0 | 0 | 0 | 0 | 0 | 0 | 0 | 0 | 0 | 0 | 0 | 0 | 0 | 0 | 0 | 0
0 | 0 | 0 | 0 | 0 | 0 | 0 | 0 | 0 | 0 | 0 | 0 | 0 | 0 | 0 | 0 | 0 | 0 | 0 | 0 | 0
0 | 0 | 0 | 0 | 0 | 0 | 0 | 0 | 0 | 0 | 0 | 0 | 0 | 0 | 0 | 0 | 0 | 0 | 0 | 0 | 0
0 | 0 | 0 | 0 | 0 | 0 | 0 | 0 | 0 | 0 | 0 | 0 | 0 | 0 | 0 | 0 | 0 | 0 | 0 | 0 | 0
0 | 0 | 0 | 0 | 0 | 0 | 0 | 0 | 0 | 0 | 0 | 0 | 0 | 0 | 0 | 0 | 0 | 0 | 0 | 0 | 0
0 | 0 | 0 | 0 | 0 | 0 | 0 | 0 | 0 | 0 | 0 | 0 | 0 | 0 | 0 | 0 | 0 | 0 | 0 | 0 | 0
0 | 0 | 0 | 0 | 0 | 0 | 0 | 0 | 0 | 0 | 0 | 0 | 0 | 0 | 0 | 0 | 0 | 0 | 0 | 0 | 0
0 | 0 | 0 | 0 | 0 | 0 | 0 | 0 | 0 | 0 | 0 | 0 | 0 | 0 | 0 | 0 | 0 | 0 | 0 | 0 | 0
0 | 0 | 0 | 0 | 0 | 0 | 0 | 0 | 0 | 0 | 0 | 0 | 0 | 0 | 0 | 0 | 0 | 0 | 0 | 0 | 0
0 | 0 | 0 | 0 | 0 | 0 | 0 | 0 | 0 | 0 | 0 | 0 | 0 | 0 | 0 | 0 | 0 | 0 | 0 | 0 | 0
0 | 0 | 0 | 0 | 0 | 0 | 0 | 0 | 0 | 0 | 0 | 0 | 0 | 0 | 0 | 0 | 0 | 0 | 0 | 0 | 0
0 | 0 | 0 | 0 | 0 | 0 | 0 | 0 | 0 | 0 | 0 | 0 | 0 | 0 | 0 | 0 | 0 | 0 | 0 | 0 | 0
0 | 0 | 0 | 0 | 0 | 0 | 0 | 0 | 0 | 0 | 0 | 0 | 0 | 0 | 0 | 0 | 0 | 0 | 0 | 0 | 0
0 | 0 | 0 | 0 | 0 | 0 | 0 | 0 | 0 | 0 | 0 | 0 | 0 | 0 | 0 | 0 | 0 | 0 | 0 | 0 | 0
0 | 0 | 0 | 0 | 0 | 0 | 0 | 0 | 0 | 0 | 0 | 0 | 0 | 0 | 0 | 0 | 0 | 0 | 0 | 0 | 0
0 | 0 | 0 | 0 | 0 | 0 | 0 | 0 | 0 | 0 | 0 | 0 | 0 | 0 | 0 | 0 | 0 | 0 | 0 | 0 | 0
0 | 0 | 0 | 0 | 0 | 0 | 0 | 0 | 0 | 0 | 0 | 0 | 0 | 0 | 0 | 0 | 0 | 0 | 0 | 0 | 0
0 | 0 | 0 | 0 | 0 | 0 | 0 | 0 | 0 | 0 | 0 | 0 | 0 | 0 | 0 | 0 | 0 | 0 | 0 | 0 | 0
0 | 0 | 0 | 0 | 0 | 0 | 0 | 0 | 0 | 0 | 0 | 0 | 0 | 0 | 0 | 0 | 0 | 0 | 0 | 0 | 0
0 | 0 | 0 | 0 | 0 | 0 | 0 | 0 | 0 | 0 | 0 | 0 | 0 | 0 | 0 | 0 | 0 | 0 | 0 | 0 | 0
0 | 0 | 0 | 0 | 0 | 0 | 0 | 0 | 0 | 0 | 0 | 0 | 0 | 0 | 0 | 0 | 0 | 0 | 0 | 0 | 0
0 | 0 | 0 | 0 | 0 | 0 | 0 | 0 | 0 | 0 | 0 | 0 | 0 | 0 | 0 | 0 | 0 | 0 | 0 | 0 | 0
0 | 0 | 0 | 0 | 0 | 0 | 0 | 0 | 0 | 0 | 0 | 0 | 0 | 0 | 0 | 0 | 0 | 0 | 0 | 0 | 0
0 | 0 | 0 | 0 | 0 | 0 | 0 | 0 | 0 | 0 | 0 | 0 | 0 | 0 | 0 | 0 | 0 | 0 | 0 | 0 | 0
0 | 0 | 0 | 0 | 0 | 0 | 0 | 0 | 0 | 0 | 0 | 0 | 0 | 0 | 0 | 0 | 0 | 0 | 0 | 0 | 0
0 | 0 | 0 | 0 | 0 | 0 | 0 | 0 | 0 | 0 | 0 | 0 | 0 | 0 | 0 | 0 | 0 | 0 | 0 | 0 | 0
0 | 0 | 0 | 0 | 0 | 0 | 0 | 0 | 0 | 0 | 0 | 0 | 0 | 0 | 0 | 0 | 0 | 0 | 0 | 0 | 0
0 | 0 | 0 | 0 | 0 | 0 | 0 | 0 | 0 | 0 | 0 | 0 | 0 | 0 | 0 | 0 | 0 | 0 | 0 | 0 | 0
0 | 0 | 0 | 0 | 0 | 0 | 0 | 0 | 0 | 0 | 0 | 0 | 0 | 0 | 0 | 0 | 0 | 0 | 0 | 0 | 0
0 | 0 | 0 | 0 | 0 | 0 | 0 | 0 | 0 | 0 | 0 | 0 | 0 | 0 | 0 | 0 | 0 | 0 | 0 | 0 | 0
0 | 0 | 0 | 0 | 0 | 0 | 0 | 0 | 0 | 0 | 0 | 0 | 0 | 0 | 0 | 0 | 0 | 0 | 0 | 0 | 0
0 | 0 | 0 | 0 | 0 | 0 | 0 | 0 | 0 | 0 | 0 | 0 | 0 | 0 | 0 | 0 | 0 | 0 | 0 | 0 | 0
0 | 0 | 0 | 0 | 0 | 0 | 0 | 0 | 0 | 0 | 0 | 0 | 0 | 0 | 0 | 0 | 0 | 0 | 0 | 0 | 0
0 | 0 | 0 | 0 | 0 | 0 | 0 | 0 | 0 | 0 | 0 | 0 | 0 | 0 | 0 | 0 | 0 | 0 | 0 | 0 | 0
0 | 0 | 0 | 0 | 0 | 0 | 0 | 0 | 0 | 0 | 0 | 0 | 0 | 0 | 0 | 0 | 0 | 0 | 0 | 0 | 0
0 | 0 | 0 | 0 | 0 | 0 | 0 | 0 | 0 | 0 | 0 | 0 | 0 | 0 | 0 | 0 | 0 | 0 | 0 | 0 | 0
0 | 0 | 0 | 0 | 0 | 0 | 0 | 0 | 0 | 0 | 0 | 0 | 0 | 0 | 0 | 0 | 0 | 0 | 0 | 0 | 0
0 | 0 | 0 | 0 | 0 | 0 | 0 | 0 | 0 | 0 | 0 | 0 | 0 | 0 | 0 | 0 | 0 | 0 | 0 | 0 | 0
0 | 0 | 0 | 0 | 0 | 0 | 0 | 0 | 0 | 0 | 0 | 0 | 0 | 0 | 0 | 0 | 0 | 0 | 0 | 0 | 0
0 | 0 | 0 | 0 | 0 | 0 | 0 | 0 | 0 | 0 | 0 | 0 | 0 | 0 | 0 | 0 | 0 | 0 | 0 | 0 | 0
0 | 0 | 0 | 0 | 0 | 0 | 0 | 0 | 0 | 0 | 0 | 0 | 0 | 0 | 0 | 0 | 0 | 0 | 0 | 0 | 0
0 | 0 | 0 | 0 | 0 | 0 | 0 | 0 | 0 | 0 | 0 | 0 | 0 | 0 | 0 | 0 | 0 | 0 | 0 | 0 | 0
0 | 0 | 0 | 0 | 0 | 0 | 0 | 0 | 0 | 0 | 0 | 0 | 0 | 0 | 0 | 0 | 0 | 0 | 0 | 0 | 0
0 | 0 | 0 | 0 | 0 | 0 | 0 | 0 | 0 | 0 | 0 | 0 | 0 | 0 | 0 | 0 | 0 | 0 | 0 | 0 | 0
0 | 0 | 0 | 0 | 0 | 0 | 0 | 0 | 0 | 0 | 0 | 0 | 0 | 0 | 0 | 0 | 0 | 0 | 0 | 0 | 0
0 | 0 | 0 | 0 | 0 | 0 | 0 | 0 | 0 | 0 | 0 | 0 | 0 | 0 | 0 | 0 | 0 | 0 | 0 | 0 | 0
0 | 0 | 0 | 0 | 0 | 0 | 0 | 0 | 0 | 0 | 0 | 0 | 0 | 0 | 0 | 0 | 0 | 0 | 0 | 0 | 0
0 | 0 | 0 | 0 | 0 | 0 | 0 | 0 | 0 | 0 | 0 | 0 | 0 | 0 | 0 | 0 | 0 | 0 | 0 | 0 | 0
0 | 0 | 0 | 0 | 0 | 0 | 0 | 0 | 0 | 0 | 0 | 0 | 0 | 0 | 0 | 0 | 0 | 0 | 0 | 0 | 0
0 | 0 | 0 | 0 | 0 | 0 | 0 | 0 | 0 | 0 | 0 | 0 | 0 | 0 | 0 | 0 | 0 | 0 | 0 | 0 | 0
0 | 0 | 0 | 0 | 0 | 0 | 0 | 0 | 0 | 0 | 0 | 0 | 0 | 0 | 0 | 0 | 0 | 0 | 0 | 0 | 0
0 | 0 | 0 | 0 | 0 | 0 | 0 | 0 | 0 | 0 | 0 | 0 | 0 | 0 | 0 | 0 | 0 | 0 | 0 | 0 | 0
0 | 0 | 0 | 0 | 0 | 0 | 0 | 0 | 0 | 0 | 0 | 0 | 0 | 0 | 0 | 0 | 0 | 0 | 0 | 0 | 0
0 | 0 | 0 | 0 | 0 | 0 | 0 | 0 | 0 | 0 | 0 | 0 | 0 | 0 | 0 | 0 | 0 | 0 | 0 | 0 | 0
0 | 0 | 0 | 0 | 0 | 0 | 0 | 0 | 0 | 0 | 0 | 0 | 0 | 0 | 0 | 0 | 0 | 0 | 0 | 0 | 0
0 | 0 | 0 | 0 | 0 | 0 | 0 | 0 | 0 | 0 | 0 | 0 | 0 | 0 | 0 | 0 | 0 | 0 | 0 | 0 | 0
0 | 0 | 0 | 0 | 0 | 0 | 0 | 0 | 0 | 0 | 0 | 0 | 0 | 0 | 0 | 0 | 0 | 0 | 0 | 0 | 0
0 | 0 | 0 | 0 | 0 | 0 | 0 | 0 | 0 | 0 | 0 | 0 | 0 | 0 | 0 | 0 | 0 | 0 | 0 | 0 | 0
0 | 0 | 0 | 0 | 0 | 0 | 0 | 0 | 0 | 0 | 0 | 0 | 0 | 0 | 0 | 0 | 0 | 0 | 0 | 0 | 0
0 | 0 | 0 | 0 | 0 | 0 | 0 | 0 | 0 | 0 | 0 | 0 | 0 | 0 | 0 | 0 | 0 | 0 | 0 | 0 | 0
0 | 0 | 0 | 0 | 0 | 0 | 0 | 0 | 0 | 0 | 0 | 0 | 0 | 0 | 0 | 0 | 0 | 0 | 0 | 0 | 0
0 | 0 | 0 | 0 | 0 | 0 | 0 | 0 | 0 | 0 | 0 | 0 | 0 | 0 | 0 | 0 | 0 | 0 | 0 | 0 | 0
0 | 0 | 0 | 0 | 0 | 0 | 0 | 0 | 0 | 0 | 0 | 0 | 0 | 0 | 0 | 0 | 0 | 0 | 0 | 0 | 0
0 | 0 | 0 | 0 | 0 | 0 | 0 | 0 | 0 | 0 | 0 | 0 | 0 | 0 | 0 | 0 | 0 | 0 | 0 | 0 | 0
0 | 0 | 0 | 0 | 0 | 0 | 0 | 0 | 0 | 0 | 0 | 0 | 0 | 0 | 0 | 0 | 0 | 0 | 0 | 0 | 0
0 | 0 | 0 | 0 | 0 | 0 | 0 | 0 | 0 | 0 | 0 | 0 | 0 | 0 | 0 | 0 | 0 | 0 | 0 | 0 | 0
0 | 0 | 0 | 0 | 0 | 0 | 0 | 0 | 0 | 0 | 0 | 0 | 0 | 0 | 0 | 0 | 0 | 0 | 0 | 0 | 0
0 | 0 | 0 | 0 | 0 | 0 | 0 | 0 | 0 | 0 | 0 | 0 | 0 | 0 | 0 | 0 | 0 | 0 | 0 | 0 | 0
0 | 0 | 0 | 0 | 0 | 0 | 0 | 0 | 0 | 0 | 0 | 0 | 0 | 0 | 0 | 0 | 0 | 0 | 0 | 0 | 0
0 | 0 | 0 | 0 | 0 | 0 | 0 | 0 | 0 | 0 | 0 | 0 | 0 | 0 | 0 | 0 | 0 | 0 | 0 | 0 | 0
0 | 0 | 0 | 0 | 0 | 0 | 0 | 0 | 0 | 0 | 0 | 0 | 0 | 0 | 0 | 0 | 0 | 0 | 0 | 0 | 0
0 | 0 | 0 | 0 | 0 | 0 | 0 | 0 | 0 | 0 | 0 | 0 | 0 | 0 | 0 | 0 | 0 | 0 | 0 | 0 | 0
0 | 0 | 0 | 0 | 0 | 0 | 0 | 0 | 0 | 0 | 0 | 0 | 0 | 0 | 0 | 0 | 0 | 0 | 0 | 0 | 0
0 | 0 | 0 | 0 | 0 | 0 | 0 | 0 | 0 | 0 | 0 | 0 | 0 | 0 | 0 | 0 | 0 | 0 | 0 | 0 | 0
0 | 0 | 0 | 0 | 0 | 0 | 0 | 0 | 0 | 0 | 0 | 0 | 0 | 0 | 0 | 0 | 0 | 0 | 0 | 0 | 0
0 | 0 | 0 | 0 | 0 | 0 | 0 | 0 | 0 | 0 | 0 | 0 | 0 | 0 | 0 | 0 | 0 | 0 | 0 | 0 | 0
0 | 0 | 0 | 0 | 0 | 0 | 0 | 0 | 0 | 0 | 0 | 0 | 0 | 0 | 0 | 0 | 0 | 0 | 0 | 0 | 0
0 | 0 | 0 | 0 | 0 | 0 | 0 | 0 | 0 | 0 | 0 | 0 | 0 | 0 | 0 | 0 | 0 | 0 | 0 | 0 | 0
0 | 0 | 0 | 0 | 0 | 0 | 0 | 0 | 0 | 0 | 0 | 0 | 0 | 0 | 0 | 0 | 0 | 0 | 0 | 0 | 0
0 | 0 | 0 | 0 | 0 | 0 | 0 | 0 | 0 | 0 | 0 | 0 | 0 | 0 | 0 | 0 | 0 | 0 | 0 | 0 | 0
0 | 0 | 0 | 0 | 0 | 0 | 0 | 0 | 0 | 0 | 0 | 0 | 0 | 0 | 0 | 0 | 0 | 0 | 0 | 0 | 0
0 | 0 | 0 | 0 | 0 | 0 | 0 | 0 | 0 | 0 | 0 | 0 | 0 | 0 | 0 | 0 | 0 | 0 | 0 | 0 | 0
0 | 0 | 0 | 0 | 0 | 0 | 0 | 0 | 0 | 0 | 0 | 0 | 0 | 0 | 0 | 0 | 0 | 0 | 0 | 0 | 0
0 | 0 | 0 | 0 | 0 | 0 | 0 | 0 | 0 | 0 | 0 | 0 | 0 | 0 | 0 | 0 | 0 | 0 | 0 | 0 | 0
0 | 0 | 0 | 0 | 0 | 0 | 0 | 0 | 0 | 0 | 0 | 0 | 0 | 0 | 0 | 0 | 0 | 0 | 0 | 0 | 0
0 | 0 | 0 | 0 | 0 | 0 | 0 | 0 | 0 | 0 | 0 | 0 | 0 | 0 | 0 | 0 | 0 | 0 | 0 | 0 | 0
0 | 0 | 0 | 0 | 0 | 0 | 0 | 0 | 0 | 0 | 0 | 0 | 0 | 0 | 0 | 0 | 0 | 0 | 0 | 0 | 0
0 | 0 | 0 | 0 | 0 | 0 | 0 | 0 | 0 | 0 | 0 | 0 | 0 | 0 | 0 | 0 | 0 | 0 | 0 | 0 | 0
0 | 0 | 0 | 0 | 0 | 0 | 0 | 0 | 0 | 0 | 0 | 0 | 0 | 0 | 0 | 0 | 0 | 0 | 0 | 0 | 0
0 | 0 | 0 | 0 | 0 | 0 | 0 | 0 | 0 | 0 | 0 | 0 | 0 | 0 | 0 | 0 | 0 | 0 | 0 | 0 | 0
0 | 0 | 0 | 0 | 0 | 0 | 0 | 0 | 0 | 0 | 0 | 0 | 0 | 0 | 0 | 0 | 0 | 0 | 0 | 0 | 0
0 | 0 | 0 | 0 | 0 | 0 | 0 | 0 | 0 | 0 | 0 | 0 | 0 | 0 | 0 | 0 | 0 | 0 | 0 | 0 | 0
0 | 0 | 0 | 0 | 0 | 0 | 0 | 0 | 0 | 0 | 0 | 0 | 0 | 0 | 0 | 0 | 0 | 0 | 0 | 0 | 0
0 | 0 | 0 | 0 | 0 | 0 | 0 | 0 | 0 | 0 | 0 | 0 | 0 | 0 | 0 | 0 | 0 | 0 | 0 | 0 | 0
0 | 0 | 0 | 0 | 0 | 0 | 0 | 0 | 0 | 0 | 0 | 0 | 0 | 0 | 0 | 0 | 0 | 0 | 0 | 0 | 0
0 | 0 | 0 | 0 | 0 | 0 | 0 | 0 | 0 | 0 | 0 | 0 | 0 | 0 | 0 | 0 | 0 | 0 | 0 | 0 | 0
0 | 0 | 0 | 0 | 0 | 0 | 0 | 0 | 0 | 0 | 0 | 0 | 0 | 0 | 0 | 0 | 0 | 0 | 0 | 0 | 0
0 | 0 | 0 | 0 | 0 | 0 | 0 | 0 | 0 | 0 | 0 | 0 | 0 | 0 | 0 | 0 | 0 | 0 | 0 | 0 | 0
0 | 0 | 0 | 0 | 0 | 0 | 0 | 0 | 0 | 0 | 0 | 0 | 0 | 0 | 0 | 0 | 0 | 0 | 0 | 0 | 0
0 | 0 | 0 | 0 | 0 | 0 | 0 | 0 | 0 | 0 | 0 | 0 | 0 | 0 | 0 | 0 | 0 | 0 | 0 | 0 | 0
0 | 0 | 0 | 0 | 0 | 0 | 0 | 0 | 0 | 0 | 0 | 0 | 0 | 0 | 0 | 0 | 0 | 0 | 0 | 0 | 0
0 | 0 | 0 | 0 | 0 | 0 | 0 | 0 | 0 | 0 | 0 | 0 | 0 | 0 | 0 | 0 | 0 | 0 | 0 | 0 | 0
0 | 0 | 0 | 0 | 0 | 0 | 0 | 0 | 0 | 0 | 0 | 0 | 0 | 0 | 0 | 0 | 0 | 0 | 0 | 0 | 0
0 | 0 | 0 | 0 | 0 | 0 | 0 | 0 | 0 | 0 | 0 | 0 | 0 | 0 | 0 | 0 | 0 | 0 | 0 | 0 | 0
0 | 0 | 0 | 0 | 0 | 0 | 0 | 0 | 0 | 0 | 0 | 0 | 0 | 0 | 0 | 0 | 0 | 0 | 0 | 0 | 0
0 | 0 | 0 | 0 | 0 | 0 | 0 | 0 | 0 | 0 | 0 | 0 | 0 | 0 | 0 | 0 | 0 | 0 | 0 | 0 | 0
0 | 0 | 0 | 0 | 0 | 0 | 0 | 0 | 0 | 0 | 0 | 0 | 0 | 0 | 0 | 0 | 0 | 0 | 0 | 0 | 0
0 | 0 | 0 | 0 | 0 | 0 | 0 | 0 | 0 | 0 | 0 | 0 | 0 | 0 | 0 | 0 | 0 | 0 | 0 | 0 | 0
0 | 0 | 0 | 0 | 0 | 0 | 0 | 0 | 0 | 0 | 0 | 0 | 0 | 0 | 0 | 0 | 0 | 0 | 0 | 0 | 0
0 | 0 | 0 | 0 | 0 | 0 | 0 | 0 | 0 | 0 | 0 | 0 | 0 | 0 | 0 | 0 | 0 | 0 | 0 | 0 | 0
0 | 0 | 0 | 0 | 0 | 0 | 0 | 0 | 0 | 0 | 0 | 0 | 0 | 0 | 0 | 0 | 0 | 0 | 0 | 0 | 0
0 | 0 | 0 | 0 | 0 | 0 | 0 | 0 | 0 | 0 | 0 | 0 | 0 | 0 | 0 | 0 | 0 | 0 | 0 | 0 | 0
0 | 0 | 0 | 0 | 0 | 0 | 0 | 0 | 0 | 0 | 0 | 0 | 0 | 0 | 0 | 0 | 0 | 0 | 0 | 0 | 0
0 | 0 | 0 | 0 | 0 | 0 | 0 | 0 | 0 | 0 | 0 | 0 | 0 | 0 | 0 | 0 | 0 | 0 | 0 | 0 | 0
0 | 0 | 0 | 0 | 0 | 0 | 0 | 0 | 0 | 0 | 0 | 0 | 0 | 0 | 0 | 0 | 0 | 0 | 0 | 0 | 0
0 | 0 | 0 | 0 | 0 | 0 | 0 | 0 | 0 | 0 | 0 | 0 | 0 | 0 | 0 | 0 | 0 | 0 | 0 | 0 | 0
0 | 0 | 0 | 0 | 0 | 0 | 0 | 0 | 0 | 0 | 0 | 0 | 0 | 0 | 0 | 0 | 0 | 0 | 0 | 0 | 0
0 | 0 | 0 | 0 | 0 | 0 | 0 | 0 | 0 | 0 | 0 | 0 | 0 | 0 | 0 | 0 | 0 | 0 | 0 | 0 | 0
0 | 0 | 0 | 0 | 0 | 0 | 0 | 0 | 0 | 0 | 0 | 0 | 0 | 0 | 0 | 0 | 0 | 0 | 0 | 0 | 0
0 | 0 | 0 | 0 | 0 | 0 | 0 | 0 | 0 | 0 | 0 | 0 | 0 | 0 | 0 | 0 | 0 | 0 | 0 | 0 | 0
0 | 0 | 0 | 0 | 0 | 0 | 0 | 0 | 0 | 0 | 0 | 0 | 0 | 0 | 0 | 0 | 0 | 0 | 0 | 0 | 0
0 | 0 | 0 | 0 | 0 | 0 | 0 | 0 | 0 | 0 | 0 | 0 | 0 | 0 | 0 | 0 | 0 | 0 | 0 | 0 | 0
0 | 0 | 0 | 0 | 0 | 0 | 0 | 0 | 0 | 0 | 0 | 0 | 0 | 0 | 0 | 0 | 0 | 0 | 0 | 0 | 0
0 | 0 | 0 | 0 | 0 | 0 | 0 | 0 | 0 | 0 | 0 | 0 | 0 | 0 | 0 | 0 | 0 | 0 | 0 | 0 | 0
0 | 0 | 0 | 0 | 0 | 0 | 0 | 0 | 0 | 0 | 0 | 0 | 0 | 0 | 0 | 0 | 0 | 0 | 0 | 0 | 0
0 | 0 | 0 | 0 | 0 | 0 | 0 | 0 | 0 | 0 | 0 | 0 | 0 | 0 | 0 | 0 | 0 | 0 | 0 | 0 | 0
0 | 0 | 0 | 0 | 0 | 0 | 0 | 0 | 0 | 0 | 0 | 0 | 0 | 0 | 0 | 0 | 0 | 0 | 0 | 0 | 0
0 | 0 | 0 | 0 | 0 | 0 | 0 | 0 | 0 | 0 | 0 | 0 | 0 | 0 | 0 | 0 | 0 | 0 | 0 | 0 | 0
0 | 0 | 0 | 0 | 0 | 0 | 0 | 0 | 0 | 0 | 0 | 0 | 0 | 0 | 0 | 0 | 0 | 0 | 0 | 0 | 0
0 | 0 | 0 | 0 | 0 | 0 | 0 | 0 | 0 | 0 | 0 | 0 | 0 | 0 | 0 | 0 | 0 | 0 | 0 | 0 | 0
0 | 0 | 0 | 0 | 0 | 0 | 0 | 0 | 0 | 0 | 0 | 0 | 0 | 0 | 0 | 0 | 0 | 0 | 0 | 0 | 0
0 | 0 | 0 | 0 | 0 | 0 | 0 | 0 | 0 | 0 | 0 | 0 | 0 | 0 | 0 | 0 | 0 | 0 | 0 | 0 | 0
0 | 0 | 0 | 0 | 0 | 0 | 0 | 0 | 0 | 0 | 0 | 0 | 0 | 0 | 0 | 0 | 0 | 0 | 0 | 0 | 0
0 | 0 | 0 | 0 | 0 | 0 | 0 | 0 | 0 | 0 | 0 | 0 | 0 | 0 | 0 | 0 | 0 | 0 | 0 | 0 | 0
0 | 0 | 0 | 0 | 0 | 0 | 0 | 0 | 0 | 0 | 0 | 0 | 0 | 0 | 0 | 0 | 0 | 0 | 0 | 0 | 0
0 | 0 | 0 | 0 | 0 | 0 | 0 | 0 | 0 | 0 | 0 | 0 | 0 | 0 | 0 | 0 | 0 | 0 | 0 | 0 | 0
0 | 0 | 0 | 0 | 0 | 0 | 0 | 0 | 0 | 0 | 0 | 0 | 0 | 0 | 0 | 0 | 0 | 0 | 0 | 0 | 0
0 | 0 | 0 | 0 | 0 | 0 | 0 | 0 | 0 | 0 | 0 | 0 | 0 | 0 | 0 | 0 | 0 | 0 | 0 | 0 | 0
0 | 0 | 0 | 0 | 0 | 0 | 0 | 0 | 0 | 0 | 0 | 0 | 0 | 0 | 0 | 0 | 0 | 0 | 0 | 0 | 0
0 | 0 | 0 | 0 | 0 | 0 | 0 | 0 | 0 | 0 | 0 | 0 | 0 | 0 | 0 | 0 | 0 | 0 | 0 | 0 | 0
0 | 0 | 0 | 0 | 0 | 0 | 0 | 0 | 0 | 0 | 0 | 0 | 0 | 0 | 0 | 0 | 0 | 0 | 0 | 0 | 0
0 | 0 | 0 | 0 | 0 | 0 | 0 | 0 | 0 | 0 | 0 | 0 | 0 | 0 | 0 | 0 | 0 | 0 | 0 | 0 | 0
0 | 0 | 0 | 0 | 0 | 0 | 0 | 0 | 0 | 0 | 0 | 0 | 0 | 0 | 0 | 0 | 0 | 0 | 0 | 0 | 0
0 | 0 | 0 | 0 | 0 | 0 | 0 | 0 | 0 | 0 | 0 | 0 | 0 | 0 | 0 | 0 | 0 | 0 | 0 | 0 | 0
0 | 0 | 0 | 0 | 0 | 0 | 0 | 0 | 0 | 0 | 0 | 0 | 0 | 0 | 0 | 0 | 0 | 0 | 0 | 0 | 0
0 | 0 | 0 | 0 | 0 | 0 | 0 | 0 | 0 | 0 | 0 | 0 | 0 | 0 | 0 | 0 | 0 | 0 | 0 | 0 | 0
0 | 0 | 0 | 0 | 0 | 0 | 0 | 0 | 0 | 0 | 0 | 0 | 0 | 0 | 0 | 0 | 0 | 0 | 0 | 0 | 0
0 | 0 | 0 | 0 | 0 | 0 | 0 | 0 | 0 | 0 | 0 | 0 | 0 | 0 | 0 | 0 | 0 | 0 | 0 | 0 | 0
0 | 0 | 0 | 0 | 0 | 0 | 0 | 0 | 0 | 0 | 0 | 0 | 0 | 0 | 0 | 0 | 0 | 0 | 0 | 0 | 0
0 | 0 | 0 | 0 | 0 | 0 | 0 | 0 | 0 | 0 | 0 | 0 | 0 | 0 | 0 | 0 | 0 | 0 | 0 | 0 | 0
0 | 0 | 0 | 0 | 0 | 0 | 0 | 0 | 0 | 0 | 0 | 0 | 0 | 0 | 0 | 0 | 0 | 0 | 0 | 0 | 0
0 | 0 | 0 | 0 | 0 | 0 | 0 | 0 | 0 | 0 | 0 | 0 | 0 | 0 | 0 | 0 | 0 | 0 | 0 | 0 | 0
0 | 0 | 0 | 0 | 0 | 0 | 0 | 0 | 0 | 0 | 0 | 0 | 0 | 0 | 0 | 0 | 0 | 0 | 0 | 0 | 0
0 | 0 | 0 | 0 | 0 | 0 | 0 | 0 | 0 | 0 | 0 | 0 | 0 | 0 | 0 | 0 | 0 | 0 | 0 | 0 | 0
0 | 0 | 0 | 0 | 0 | 0 | 0 | 0 | 0 | 0 | 0 | 0 | 0 | 0 | 0 | 0 | 0 | 0 | 0 | 0 | 0
0 | 0 | 0 | 0 | 0 | 0 | 0 | 0 | 0 | 0 | 0 | 0 | 0 | 0 | 0 | 0 | 0 | 0 | 0 | 0 | 0
0 | 0 | 0 | 0 | 0 | 0 | 0 | 0 | 0 | 0 | 0 | 0 | 0 | 0 | 0 | 0 | 0 | 0 | 0 | 0 | 0
0 | 0 | 0 | 0 | 0 | 0 | 0 | 0 | 0 | 0 | 0 | 0 | 0 | 0 | 0 | 0 | 0 | 0 | 0 | 0 | 0
0 | 0 | 0 | 0 | 0 | 0 | 0 | 0 | 0 | 0 | 0 | 0 | 0 | 0 | 0 | 0 | 0 | 0 | 0 | 0 | 0
0 | 0 | 0 | 0 | 0 | 0 | 0 | 0 | 0 | 0 | 0 | 0 | 0 | 0 | 0 | 0 | 0 | 0 | 0 | 0 | 0
0 | 0 | 0 | 0 | 0 | 0 | 0 | 0 | 0 | 0 | 0 | 0 | 0 | 0 | 0 | 0 | 0 | 0 | 0 | 0 | 0
0 | 0 | 0 | 0 | 0 | 0 | 0 | 0 | 0 | 0 | 0 | 0 | 0 | 0 | 0 | 0 | 0 | 0 | 0 | 0 | 0
0 | 0 | 0 | 0 | 0 | 0 | 0 | 0 | 0 | 0 | 0 | 0 | 0 | 0 | 0 | 0 | 0 | 0 | 0 | 0 | 0
0 | 0 | 0 | 0 | 0 | 0 | 0 | 0 | 0 | 0 | 0 | 0 | 0 | 0 | 0 | 0 | 0 | 0 | 0 | 0 | 0
0 | 0 | 0 | 0 | 0 | 0 | 0 | 0 | 0 | 0 | 0 | 0 | 0 | 0 | 0 | 0 | 0 | 0 | 0 | 0 | 0
0 | 0 | 0 | 0 | 0 | 0 | 0 | 0 | 0 | 0 | 0 | 0 | 0 | 0 | 0 | 0 | 0 | 0 | 0 | 0 | 0
0 | 0 | 0 | 0 | 0 | 0 | 0 | 0 | 0 | 0 | 0 | 0 | 0 | 0 | 0 | 0 | 0 | 0 | 0 | 0 | 0
0 | 0 | 0 | 0 | 0 | 0 | 0 | 0 | 0 | 0 | 0 | 0 | 0 | 0 | 0 | 0 | 0 | 0 | 0 | 0 | 0
0 | 0 | 0 | 0 | 0 | 0 | 0 | 0 | 0 | 0 | 0 | 0 | 0 | 0 | 0 | 0 | 0 | 0 | 0 | 0 | 0
0 | 0 | 0 | 0 | 0 | 0 | 0 | 0 | 0 | 0 | 0 | 0 | 0 | 0 | 0 | 0 | 0 | 0 | 0 | 0 | 0
0 | 0 | 0 | 0 | 0 | 0 | 0 | 0 | 0 | 0 | 0 | 0 | 0 | 0 | 0 | 0 | 0 | 0 | 0 | 0 | 0
0 | 0 | 0 | 0 | 0 | 0 | 0 | 0 | 0 | 0 | 0 | 0 | 0 | 0 | 0 | 0 | 0 | 0 | 0 | 0 | 0
0 | 0 | 0 | 0 | 0 | 0 | 0 | 0 | 0 | 0 | 0 | 0 | 0 | 0 | 0 | 0 | 0 | 0 | 0 | 0 | 0
0 | 0 | 0 | 0 | 0 | 0 | 0 | 0 | 0 | 0 | 0 | 0 | 0 | 0 | 0 | 0 | 0 | 0 | 0 | 0 | 0
0 | 0 | 0 | 0 | 0 | 0 | 0 | 0 | 0 | 0 | 0 | 0 | 0 | 0 | 0 | 0 | 0 | 0 | 0 | 0 | 0
0 | 0 | 0 | 0 | 0 | 0 | 0 | 0 | 0 | 0 | 0 | 0 | 0 | 0 | 0 | 0 | 0 | 0 | 0 | 0 | 0
0 | 0 | 0 | 0 | 0 | 0 | 0 | 0 | 0 | 0 | 0 | 0 | 0 | 0 | 0 | 0 | 0 | 0 | 0 | 0 | 0
0 | 0 | 0 | 0 | 0 | 0 | 0 | 0 | 0 | 0 | 0 | 0 | 0 | 0 | 0 | 0 | 0 | 0 | 0 | 0 | 0
0 | 0 | 0 | 0 | 0 | 0 | 0 | 0 | 0 | 0 | 0 | 0 | 0 | 0 | 0 | 0 | 0 | 0 | 0 | 0 | 0
0 | 0 | 0 | 0 | 0 | 0 | 0 | 0 | 0 | 0 | 0 | 0 | 0 | 0 | 0 | 0 | 0 | 0 | 0 | 0 | 0
0 | 0 | 0 | 0 | 0 | 0 | 0 | 0 | 0 | 0 | 0 | 0 | 0 | 0 | 0 | 0 | 0 | 0 | 0 | 0 | 0
0 | 0 | 0 | 0 | 0 | 0 | 0 | 0 | 0 | 0 | 0 | 0 | 0 | 0 | 0 | 0 | 0 | 0 | 0 | 0 | 0
0 | 0 | 0 | 0 | 0 | 0 | 0 | 0 | 0 | 0 | 0 | 0 | 0 | 0 | 0 | 0 | 0 | 0 | 0 | 0 | 0
0 | 0 | 0 | 0 | 0 | 0 | 0 | 0 | 0 | 0 | 0 | 0 | 0 | 0 | 0 | 0 | 0 | 0 | 0 | 0 | 0
0 | 0 | 0 | 0 | 0 | 0 | 0 | 0 | 0 | 0 | 0 | 0 | 0 | 0 | 0 | 0 | 0 | 0 | 0 | 0 | 0
0 | 0 | 0 | 0 | 0 | 0 | 0 | 0 | 0 | 0 | 0 | 0 | 0 | 0 | 0 | 0 | 0 | 0 | 0 | 0 | 0
0 | 0 | 0 | 0 | 0 | 0 | 0 | 0 | 0 | 0 | 0 | 0 | 0 | 0 | 0 | 0 | 0 | 0 | 0 | 0 | 0
0 | 0 | 0 | 0 | 0 | 0 | 0 | 0 | 0 | 0 | 0 | 0 | 0 | 0 | 0 | 0 | 0 | 0 | 0 | 0 | 0
0 | 0 | 0 | 0 | 0 | 0 | 0 | 0 | 0 | 0 | 0 | 0 | 0 | 0 | 0 | 0 | 0 | 0 | 0 | 0 | 0
0 | 0 | 0 | 0 | 0 | 0 | 0 | 0 | 0 | 0 | 0 | 0 | 0 | 0 | 0 | 0 | 0 | 0 | 0 | 0 | 0
0 | 0 | 0 | 0 | 0 | 0 | 0 | 0 | 0 | 0 | 0 | 0 | 0 | 0 | 0 | 0 | 0 | 0 | 0 | 0 | 0
0 | 0 | 0 | 0 | 0 | 0 | 0 | 0 | 0 | 0 | 0 | 0 | 0 | 0 | 0 | 0 | 0 | 0 | 0 | 0 | 0
0 | 0 | 0 | 0 | 0 | 0 | 0 | 0 | 0 | 0 | 0 | 0 | 0 | 0 | 0 | 0 | 0 | 0 | 0 | 0 | 0
0 | 0 | 0 | 0 | 0 | 0 | 0 | 0 | 0 | 0 | 0 | 0 | 0 | 0 | 0 | 0 | 0 | 0 | 0 | 0 | 0
0 | 0 | 0 | 0 | 0 | 0 | 0 | 0 | 0 | 0 | 0 | 0 | 0 | 0 | 0 | 0 | 0 | 0 | 0 | 0 | 0
0 | 0 | 0 | 0 | 0 | 0 | 0 | 0 | 0 | 0 | 0 | 0 | 0 | 0 | 0 | 0 | 0 | 0 | 0 | 0 | 0
0 | 0 | 0 | 0 | 0 | 0 | 0 | 0 | 0 | 0 | 0 | 0 | 0 | 0 | 0 | 0 | 0 | 0 | 0 | 0 | 0
0 | 0 | 0 | 0 | 0 | 0 | 0 | 0 | 0 | 0 | 0 | 0 | 0 | 0 | 0 | 0 | 0 | 0 | 0 | 0 | 0
0 | 0 | 0 | 0 | 0 | 0 | 0 | 0 | 0 | 0 | 0 | 0 | 0 | 0 | 0 | 0 | 0 | 0 | 0 | 0 | 0
0 | 0 | 0 | 0 | 0 | 0 | 0 | 0 | 0 | 0 | 0 | 0 | 0 | 0 | 0 | 0 | 0 | 0 | 0 | 0 | 0
0 | 0 | 0 | 0 | 0 | 0 | 0 | 0 | 0 | 0 | 0 | 0 | 0 | 0 | 0 | 0 | 0 | 0 | 0 | 0 | 0
0 | 0 | 0 | 0 | 0 | 0 | 0 | 0 | 0 | 0 | 0 | 0 | 0 | 0 | 0 | 0 | 0 | 0 | 0 | 0 | 0
0 | 0 | 0 | 0 | 0 | 0 | 0 | 0 | 0 | 0 | 0 | 0 | 0 | 0 | 0 | 0 | 0 | 0 | 0 | 0 | 0
0 | 0 | 0 | 0 | 0 | 0 | 0 | 0 | 0 | 0 | 0 | 0 | 0 | 0 | 0 | 0 | 0 | 0 | 0 | 0 | 0
0 | 0 | 0 | 0 | 0 | 0 | 0 | 0 | 0 | 0 | 0 | 0 | 0 | 0 | 0 | 0 | 0 | 0 | 0 | 0 | 0
0 | 0 | 0 | 0 | 0 | 0 | 0 | 0 | 0 | 0 | 0 | 0 | 0 | 0 | 0 | 0 | 0 | 0 | 0 | 0 | 0
0 | 0 | 0 | 0 | 0 | 0 | 0 | 0 | 0 | 0 | 0 | 0 | 0 | 0 | 0 | 0 | 0 | 0 | 0 | 0 | 0
0 | 0 | 0 | 0 | 0 | 0 | 0 | 0 | 0 | 0 | 0 | 0 | 0 | 0 | 0 | 0 | 0 | 0 | 0 | 0 | 0
0 | 0 | 0 | 0 | 0 | 0 | 0 | 0 | 0 | 0 | 0 | 0 | 0 | 0 | 0 | 0 | 0 | 0 | 0 | 0 | 0
0 | 0 | 0 | 0 | 0 | 0 | 0 | 0 | 0 | 0 | 0 | 0 | 0 | 0 | 0 | 0 | 0 | 0 | 0 | 0 | 0
0 | 0 | 0 | 0 | 0 | 0 | 0 | 0 | 0 | 0 | 0 | 0 | 0 | 0 | 0 | 0 | 0 | 0 | 0 | 0 | 0
0 | 0 | 0 | 0 | 0 | 0 | 0 | 0 | 0 | 0 | 0 | 0 | 0 | 0 | 0 | 0 | 0 | 0 | 0 | 0 | 0
0 | 0 | 0 | 0 | 0 | 0 | 0 | 0 | 0 | 0 | 0 | 0 | 0 | 0 | 0 | 0 | 0 | 0 | 0 | 0 | 0
0 | 0 | 0 | 0 | 0 | 0 | 0 | 0 | 0 | 0 | 0 | 0 | 0 | 0 | 0 | 0 | 0 | 0 | 0 | 0 | 0
0 | 0 | 0 | 0 | 0 | 0 | 0 | 0 | 0 | 0 | 0 | 0 | 0 | 0 | 0 | 0 | 0 | 0 | 0 | 0 | 0
0 | 0 | 0 | 0 | 0 | 0 | 0 | 0 | 0 | 0 | 0 | 0 | 0 | 0 | 0 | 0 | 0 | 0 | 0 | 0 | 0
0 | 0 | 0 | 0 | 0 | 0 | 0 | 0 | 0 | 0 | 0 | 0 | 0 | 0 | 0 | 0 | 0 | 0 | 0 | 0 | 0
0 | 0 | 0 | 0 | 0 | 0 | 0 | 0 | 0 | 0 | 0 | 0 | 0 | 0 | 0 | 0 | 0 | 0 | 0 | 0 | 0
0 | 0 | 0 | 0 | 0 | 0 | 0 | 0 | 0 | 0 | 0 | 0 | 0 | 0 | 0 | 0 | 0 | 0 | 0 | 0 | 0
0 | 0 | 0 | 0 | 0 | 0 | 0 | 0 | 0 | 0 | 0 | 0 | 0 | 0 | 0 | 0 | 0 | 0 | 0 | 0 | 0
0 | 0 | 0 | 0 | 0 | 0 | 0 | 0 | 0 | 0 | 0 | 0 | 0 | 0 | 0 | 0 | 0 | 0 | 0 | 0 | 0
0 | 0 | 0 | 0 | 0 | 0 | 0 | 0 | 0 | 0 | 0 | 0 | 0 | 0 | 0 | 0 | 0 | 0 | 0 | 0 | 0
0 | 0 | 0 | 0 | 0 | 0 | 0 | 0 | 0 | 0 | 0 | 0 | 0 | 0 | 0 | 0 | 0 | 0 | 0 | 0 | 0
0 | 0 | 0 | 0 | 0 | 0 | 0 | 0 | 0 | 0 | 0 | 0 | 0 | 0 | 0 | 0 | 0 | 0 | 0 | 0 | 0
0 | 0 | 0 | 0 | 0 | 0 | 0 | 0 | 0 | 0 | 0 | 0 | 0 | 0 | 0 | 0 | 0 | 0 | 0 | 0 | 0
0 | 0 | 0 | 0 | 0 | 0 | 0 | 0 | 0 | 0 | 0 | 0 | 0 | 0 | 0 | 0 | 0 | 0 | 0 | 0 | 0
0 | 0 | 0 | 0 | 0 | 0 | 0 | 0 | 0 | 0 | 0 | 0 | 0 | 0 | 0 | 0 | 0 | 0 | 0 | 0 | 0
0 | 0 | 0 | 0 | 0 | 0 | 0 | 0 | 0 | 0 | 0 | 0 | 0 | 0 | 0 | 0 | 0 | 0 | 0 | 0 | 0
0 | 0 | 0 | 0 | 0 | 0 | 0 | 0 | 0 | 0 | 0 | 0 | 0 | 0 | 0 | 0 | 0 | 0 | 0 | 0 | 0
0 | 0 | 0 | 0 | 0 | 0 | 0 | 0 | 0 | 0 | 0 | 0 | 0 | 0 | 0 | 0 | 0 | 0 | 0 | 0 | 0
0 | 0 | 0 | 0 | 0 | 0 | 0 | 0 | 0 | 0 | 0 | 0 | 0 | 0 | 0 | 0 | 0 | 0 | 0 | 0 | 0
0 | 0 | 0 | 0 | 0 | 0 | 0 | 0 | 0 | 0 | 0 | 0 | 0 | 0 | 0 | 0 | 0 | 0 | 0 | 0 | 0
0 | 0 | 0 | 0 | 0 | 0 | 0 | 0 | 0 | 0 | 0 | 0 | 0 | 0 | 0 | 0 | 0 | 0 | 0 | 0 | 0
0 | 0 | 0 | 0 | 0 | 0 | 0 | 0 | 0 | 0 | 0 | 0 | 0 | 0 | 0 | 0 | 0 | 0 | 0 | 0 | 0
0 | 0 | 0 | 0 | 0 | 0 | 0 | 0 | 0 | 0 | 0 | 0 | 0 | 0 | 0 | 0 | 0 | 0 | 0 | 0 | 0
0 | 0 | 0 | 0 | 0 | 0 | 0 | 0 | 0 | 0 | 0 | 0 | 0 | 0 | 0 | 0 | 0 | 0 | 0 | 0 | 0
0 | 0 | 0 | 0 | 0 | 0 | 0 | 0 | 0 | 0 | 0 | 0 | 0 | 0 | 0 | 0 | 0 | 0 | 0 | 0 | 0
0 | 0 | 0 | 0 | 0 | 0 | 0 | 0 | 0 | 0 | 0 | 0 | 0 | 0 | 0 | 0 | 0 | 0 | 0 | 0 | 0
0 | 0 | 0 | 0 | 0 | 0 | 0 | 0 | 0 | 0 | 0 | 0 | 0 | 0 | 0 | 0 | 0 | 0 | 0 | 0 | 0
0 | 0 | 0 | 0 | 0 | 0 | 0 | 0 | 0 | 0 | 0 | 0 | 0 | 0 | 0 | 0 | 0 | 0 | 0 | 0 | 0
0 | 0 | 0 | 0 | 0 | 0 | 0 | 0 | 0 | 0 | 0 | 0 | 0 | 0 | 0 | 0 | 0 | 0 | 0 | 0 | 0
0 | 0 | 0 | 0 | 0 | 0 | 0 | 0 | 0 | 0 | 0 | 0 | 0 | 0 | 0 | 0 | 0 | 0 | 0 | 0 | 0
0 | 0 | 0 | 0 | 0 | 0 | 0 | 0 | 0 | 0 | 0 | 0 | 0 | 0 | 0 | 0 | 0 | 0 | 0 | 0 | 0
0 | 0 | 0 | 0 | 0 | 0 | 0 | 0 | 0 | 0 | 0 | 0 | 0 | 0 | 0 | 0 | 0 | 0 | 0 | 0 | 0
0 | 0 | 0 | 0 | 0 | 0 | 0 | 0 | 0 | 0 | 0 | 0 | 0 | 0 | 0 | 0 | 0 | 0 | 0 | 0 | 0
0 | 0 | 0 | 0 | 0 | 0 | 0 | 0 | 0 | 0 | 0 | 0 | 0 | 0 | 0 | 0 | 0 | 0 | 0 | 0 | 0
0 | 0 | 0 | 0 | 0 | 0 | 0 | 0 | 0 | 0 | 0 | 0 | 0 | 0 | 0 | 0 | 0 | 0 | 0 | 0 | 0
0 | 0 | 0 | 0 | 0 | 0 | 0 | 0 | 0 | 0 | 0 | 0 | 0 | 0 | 0 | 0 | 0 | 0 | 0 | 0 | 0
0 | 0 | 0 | 0 | 0 | 0 | 0 | 0 | 0 | 0 | 0 | 0 | 0 | 0 | 0 | 0 | 0 | 0 | 0 | 0 | 0
0 | 0 | 0 | 0 | 0 | 0 | 0 | 0 | 0 | 0 | 0 | 0 | 0 | 0 | 0 | 0 | 0 | 0 | 0 | 0 | 0
0 | 0 | 0 | 0 | 0 | 0 | 0 | 0 | 0 | 0 | 0 | 0 | 0 | 0 | 0 | 0 | 0 | 0 | 0 | 0 | 0
0 | 0 | 0 | 0 | 0 | 0 | 0 | 0 | 0 | 0 | 0 | 0 | 0 | 0 | 0 | 0 | 0 | 0 | 0 | 0 | 0
0 | 0 | 0 | 0 | 0 | 0 | 0 | 0 | 0 | 0 | 0 | 0 | 0 | 0 | 0 | 0 | 0 | 0 | 0 | 0 | 0
0 | 0 | 0 | 0 | 0 | 0 | 0 | 0 | 0 | 0 | 0 | 0 | 0 | 0 | 0 | 0 | 0 | 0 | 0 | 0 | 0
0 | 0 | 0 | 0 | 0 | 0 | 0 | 0 | 0 | 0 | 0 | 0 | 0 | 0 | 0 | 0 | 0 | 0 | 0 | 0 | 0
0 | 0 | 0 | 0 | 0 | 0 | 0 | 0 | 0 | 0 | 0 | 0 | 0 | 0 | 0 | 0 | 0 | 0 | 0 | 0 | 0
0 | 0 | 0 | 0 | 0 | 0 | 0 | 0 | 0 | 0 | 0 | 0 | 0 | 0 | 0 | 0 | 0 | 0 | 0 | 0 | 0
0 | 0 | 0 | 0 | 0 | 0 | 0 | 0 | 0 | 0 | 0 | 0 | 0 | 0 | 0 | 0 | 0 | 0 | 0 | 0 | 0
0 | 0 | 0 | 0 | 0 | 0 | 0 | 0 | 0 | 0 | 0 | 0 | 0 | 0 | 0 | 0 | 0 | 0 | 0 | 0 | 0
0 | 0 | 0 | 0 | 0 | 0 | 0 | 0 | 0 | 0 | 0 | 0 | 0 | 0 | 0 | 0 | 0 | 0 | 0 | 0 | 0
0 | 0 | 0 | 0 | 0 | 0 | 0 | 0 | 0 | 0 | 0 | 0 | 0 | 0 | 0 | 0 | 0 | 0 | 0 | 0 | 0
0 | 0 | 0 | 0 | 0 | 0 | 0 | 0 | 0 | 0 | 0 | 0 | 0 | 0 | 0 | 0 | 0 | 0 | 0 | 0 | 0
0 | 0 | 0 | 0 | 0 | 0 | 0 | 0 | 0 | 0 | 0 | 0 | 0 | 0 | 0 | 0 | 0 | 0 | 0 | 0 | 0
0 | 0 | 0 | 0 | 0 | 0 | 0 | 0 | 0 | 0 | 0 | 0 | 0 | 0 | 0 | 0 | 0 | 0 | 0 | 0 | 0
0 | 0 | 0 | 0 | 0 | 0 | 0 | 0 | 0 | 0 | 0 | 0 | 0 | 0 | 0 | 0 | 0 | 0 | 0 | 0 | 0
0 | 0 | 0 | 0 | 0 | 0 | 0 | 0 | 0 | 0 | 0 | 0 | 0 | 0 | 0 | 0 | 0 | 0 | 0 | 0 | 0
0 | 0 | 0 | 0 | 0 | 0 | 0 | 0 | 0 | 0 | 0 | 0 | 0 | 0 | 0 | 0 | 0 | 0 | 0 | 0 | 0
0 | 0 | 0 | 0 | 0 | 0 | 0 | 0 | 0 | 0 | 0 | 0 | 0 | 0 | 0 | 0 | 0 | 0 | 0 | 0 | 0
0 | 0 | 0 | 0 | 0 | 0 | 0 | 0 | 0 | 0 | 0 | 0 | 0 | 0 | 0 | 0 | 0 | 0 | 0 | 0 | 0
0 | 0 | 0 | 0 | 0 | 0 | 0 | 0 | 0 | 0 | 0 | 0 | 0 | 0 | 0 | 0 | 0 | 0 | 0 | 0 | 0
0 | 0 | 0 | 0 | 0 | 0 | 0 | 0 | 0 | 0 | 0 | 0 | 0 | 0 | 0 | 0 | 0 | 0 | 0 | 0 | 0
0 | 0 | 0 | 0 | 0 | 0 | 0 | 0 | 0 | 0 | 0 | 0 | 0 | 0 | 0 | 0 | 0 | 0 | 0 | 0 | 0
0 | 0 | 0 | 0 | 0 | 0 | 0 | 0 | 0 | 0 | 0 | 0 | 0 | 0 | 0 | 0 | 0 | 0 | 0 | 0 | 0
0 | 0 | 0 | 0 | 0 | 0 | 0 | 0 | 0 | 0 | 0 | 0 | 0 | 0 | 0 | 0 | 0 | 0 | 0 | 0 | 0
0 | 0 | 0 | 0 | 0 | 0 | 0 | 0 | 0 | 0 | 0 | 0 | 0 | 0 | 0 | 0 | 0 | 0 | 0 | 0 | 0
0 | 0 | 0 | 0 | 0 | 0 | 0 | 0 | 0 | 0 | 0 | 0 | 0 | 0 | 0 | 0 | 0 | 0 | 0 | 0 | 0
0 | 0 | 0 | 0 | 0 | 0 | 0 | 0 | 0 | 0 | 0 | 0 | 0 | 0 | 0 | 0 | 0 | 0 | 0 | 0 | 0
0 | 0 | 0 | 0 | 0 | 0 | 0 | 0 | 0 | 0 | 0 | 0 | 0 | 0 | 0 | 0 | 0 | 0 | 0 | 0 | 0
0 | 0 | 0 | 0 | 0 | 0 | 0 | 0 | 0 | 0 | 0 | 0 | 0 | 0 | 0 | 0 | 0 | 0 | 0 | 0 | 0
0 | 0 | 0 | 0 | 0 | 0 | 0 | 0 | 0 | 0 | 0 | 0 | 0 | 0 | 0 | 0 | 0 | 0 | 0 | 0 | 0
0 | 0 | 0 | 0 | 0 | 0 | 0 | 0 | 0 | 0 | 0 | 0 | 0 | 0 | 0 | 0 | 0 | 0 | 0 | 0 | 0
0 | 0 | 0 | 0 | 0 | 0 | 0 | 0 | 0 | 0 | 0 | 0 | 0 | 0 | 0 | 0 | 0 | 0 | 0 | 0 | 0
0 | 0 | 0 | 0 | 0 | 0 | 0 | 0 | 0 | 0 | 0 | 0 | 0 | 0 | 0 | 0 | 0 | 0 | 0 | 0 | 0
0 | 0 | 0 | 0 | 0 | 0 | 0 | 0 | 0 | 0 | 0 | 0 | 0 | 0 | 0 | 0 | 0 | 0 | 0 | 0 | 0
0 | 0 | 0 | 0 | 0 | 0 | 0 | 0 | 0 | 0 | 0 | 0 | 0 | 0 | 0 | 0 | 0 | 0 | 0 | 0 | 0
0 | 0 | 0 | 0 | 0 | 0 | 0 | 0 | 0 | 0 | 0 | 0 | 0 | 0 | 0 | 0 | 0 | 0 | 0 | 0 | 0
0 | 0 | 0 | 0 | 0 | 0 | 0 | 0 | 0 | 0 | 0 | 0 | 0 | 0 | 0 | 0 | 0 | 0 | 0 | 0 | 0
0 | 0 | 0 | 0 | 0 | 0 | 0 | 0 | 0 | 0 | 0 | 0 | 0 | 0 | 0 | 0 | 0 | 0 | 0 | 0 | 0
0 | 0 | 0 | 0 | 0 | 0 | 0 | 0 | 0 | 0 | 0 | 0 | 0 | 0 | 0 | 0 | 0 | 0 | 0 | 0 | 0
0 | 0 | 0 | 0 | 0 | 0 | 0 | 0 | 0 | 0 | 0 | 0 | 0 | 0 | 0 | 0 | 0 | 0 | 0 | 0 | 0
0 | 0 | 0 | 0 | 0 | 0 | 0 | 0 | 0 | 0 | 0 | 0 | 0 | 0 | 0 | 0 | 0 | 0 | 0 | 0 | 0
0 | 0 | 0 | 0 | 0 | 0 | 0 | 0 | 0 | 0 | 0 | 0 | 0 | 0 | 0 | 0 | 0 | 0 | 0 | 0 | 0
0 | 0 | 0 | 0 | 0 | 0 | 0 | 0 | 0 | 0 | 0 | 0 | 0 | 0 | 0 | 0 | 0 | 0 | 0 | 0 | 0
0 | 0 | 0 | 0 | 0 | 0 | 0 | 0 | 0 | 0 | 0 | 0 | 0 | 0 | 0 | 0 | 0 | 0 | 0 | 0 | 0
0 | 0 | 0 | 0 | 0 | 0 | 0 | 0 | 0 | 0 | 0 | 0 | 0 | 0 | 0 | 0 | 0 | 0 | 0 | 0 | 0
0 | 0 | 0 | 0 | 0 | 0 | 0 | 0 | 0 | 0 | 0 | 0 | 0 | 0 | 0 | 0 | 0 | 0 | 0 | 0 | 0
0 | 0 | 0 | 0 | 0 | 0 | 0 | 0 | 0 | 0 | 0 | 0 | 0 | 0 | 0 | 0 | 0 | 0 | 0 | 0 | 0
0 | 0 | 0 | 0 | 0 | 0 | 0 | 0 | 0 | 0 | 0 | 0 | 0 | 0 | 0 | 0 | 0 | 0 | 0 | 0 | 0
0 | 0 | 0 | 0 | 0 | 0 | 0 | 0 | 0 | 0 | 0 | 0 | 0 | 0 | 0 | 0 | 0 | 0 | 0 | 0 | 0
0 | 0 | 0 | 0 | 0 | 0 | 0 | 0 | 0 | 0 | 0 | 0 | 0 | 0 | 0 | 0 | 0 | 0 | 0 | 0 | 0
0 | 0 | 0 | 0 | 0 | 0 | 0 | 0 | 0 | 0 | 0 | 0 | 0 | 0 | 0 | 0 | 0 | 0 | 0 | 0 | 0
0 | 0 | 0 | 0 | 0 | 0 | 0 | 0 | 0 | 0 | 0 | 0 | 0 | 0 | 0 | 0 | 0 | 0 | 0 | 0 | 0
0 | 0 | 0 | 0 | 0 | 0 | 0 | 0 | 0 | 0 | 0 | 0 | 0 | 0 | 0 | 0 | 0 | 0 | 0 | 0 | 0
0 | 0 | 0 | 0 | 0 | 0 | 0 | 0 | 0 | 0 | 0 | 0 | 0 | 0 | 0 | 0 | 0 | 0 | 0 | 0 | 0
0 | 0 | 0 | 0 | 0 | 0 | 0 | 0 | 0 | 0 | 0 | 0 | 0 | 0 | 0 | 0 | 0 | 0 | 0 | 0 | 0
0 | 0 | 0 | 0 | 0 | 0 | 0 | 0 | 0 | 0 | 0 | 0 | 0 | 0 | 0 | 0 | 0 | 0 | 0 | 0 | 0
0 | 0 | 0 | 0 | 0 | 0 | 0 | 0 | 0 | 0 | 0 | 0 | 0 | 0 | 0 | 0 | 0 | 0 | 0 | 0 | 0
0 | 0 | 0 | 0 | 0 | 0 | 0 | 0 | 0 | 0 | 0 | 0 | 0 | 0 | 0 | 0 | 0 | 0 | 0 | 0 | 0
0 | 0 | 0 | 0 | 0 | 0 | 0 | 0 | 0 | 0 | 0 | 0 | 0 | 0 | 0 | 0 | 0 | 0 | 0 | 0 | 0
0 | 0 | 0 | 0 | 0 | 0 | 0 | 0 | 0 | 0 | 0 | 0 | 0 | 0 | 0 | 0 | 0 | 0 | 0 | 0 | 0
0 | 0 | 0 | 0 | 0 | 0 | 0 | 0 | 0 | 0 | 0 | 0 | 0 | 0 | 0 | 0 | 0 | 0 | 0 | 0 | 0
0 | 0 | 0 | 0 | 0 | 0 | 0 | 0 | 0 | 0 | 0 | 0 | 0 | 0 | 0 | 0 | 0 | 0 | 0 | 0 | 0
0 | 0 | 0 | 0 | 0 | 0 | 0 | 0 | 0 | 0 | 0 | 0 | 0 | 0 | 0 | 0 | 0 | 0 | 0 | 0 | 0
0 | 0 | 0 | 0 | 0 | 0 | 0 | 0 | 0 | 0 | 0 | 0 | 0 | 0 | 0 | 0 | 0 | 0 | 0 | 0 | 0
0 | 0 | 0 | 0 | 0 | 0 | 0 | 0 | 0 | 0 | 0 | 0 | 0 | 0 | 0 | 0 | 0 | 0 | 0 | 0 | 0
0 | 0 | 0 | 0 | 0 | 0 | 0 | 0 | 0 | 0 | 0 | 0 | 0 | 0 | 0 | 0 | 0 | 0 | 0 | 0 | 0
0 | 0 | 0 | 0 | 0 | 0 | 0 | 0 | 0 | 0 | 0 | 0 | 0 | 0 | 0 | 0 | 0 | 0 | 0 | 0 | 0
0 | 0 | 0 | 0 | 0 | 0 | 0 | 0 | 0 | 0 | 0 | 0 | 0 | 0 | 0 | 0 | 0 | 0 | 0 | 0 | 0
0 | 0 | 0 | 0 | 0 | 0 | 0 | 0 | 0 | 0 | 0 | 0 | 0 | 0 | 0 | 0 | 0 | 0 | 0 | 0 | 0
0 | 0 | 0 | 0 | 0 | 0 | 0 | 0 | 0 | 0 | 0 | 0 | 0 | 0 | 0 | 0 | 0 | 0 | 0 | 0 | 0
0 | 0 | 0 | 0 | 0 | 0 | 0 | 0 | 0 | 0 | 0 | 0 | 0 | 0 | 0 | 0 | 0 | 0 | 0 | 0 | 0
0 | 0 | 0 | 0 | 0 | 0 | 0 | 0 | 0 | 0 | 0 | 0 | 0 | 0 | 0 | 0 | 0 | 0 | 0 | 0 | 0
0 | 0 | 0 | 0 | 0 | 0 | 0 | 0 | 0 | 0 | 0 | 0 | 0 | 0 | 0 | 0 | 0 | 0 | 0 | 0 | 0
0 | 0 | 0 | 0 | 0 | 0 | 0 | 0 | 0 | 0 | 0 | 0 | 0 | 0 | 0 | 0 | 0 | 0 | 0 | 0 | 0
0 | 0 | 0 | 0 | 0 | 0 | 0 | 0 | 0 | 0 | 0 | 0 | 0 | 0 | 0 | 0 | 0 | 0 | 0 | 0 | 0
0 | 0 | 0 | 0 | 0 | 0 | 0 | 0 | 0 | 0 | 0 | 0 | 0 | 0 | 0 | 0 | 0 | 0 | 0 | 0 | 0
0 | 0 | 0 | 0 | 0 | 0 | 0 | 0 | 0 | 0 | 0 | 0 | 0 | 0 | 0 | 0 | 0 | 0 | 0 | 0 | 0
0 | 0 | 0 | 0 | 0 | 0 | 0 | 0 | 0 | 0 | 0 | 0 | 0 | 0 | 0 | 0 | 0 | 0 | 0 | 0 | 0
0 | 0 | 0 | 0 | 0 | 0 | 0 | 0 | 0 | 0 | 0 | 0 | 0 | 0 | 0 | 0 | 0 | 0 | 0 | 0 | 0
0 | 0 | 0 | 0 | 0 | 0 | 0 | 0 | 0 | 0 | 0 | 0 | 0 | 0 | 0 | 0 | 0 | 0 | 0 | 0 | 0
0 | 0 | 0 | 0 | 0 | 0 | 0 | 0 | 0 | 0 | 0 | 0 | 0 | 0 | 0 | 0 | 0 | 0 | 0 | 0 | 0
0 | 0 | 0 | 0 | 0 | 0 | 0 | 0 | 0 | 0 | 0 | 0 | 0 | 0 | 0 | 0 | 0 | 0 | 0 | 0 | 0
0 | 0 | 0 | 0 | 0 | 0 | 0 | 0 | 0 | 0 | 0 | 0 | 0 | 0 | 0 | 0 | 0 | 0 | 0 | 0 | 0
0 | 0 | 0 | 0 | 0 | 0 | 0 | 0 | 0 | 0 | 0 | 0 | 0 | 0 | 0 | 0 | 0 | 0 | 0 | 0 | 0
0 | 0 | 0 | 0 | 0 | 0 | 0 | 0 | 0 | 0 | 0 | 0 | 0 | 0 | 0 | 0 | 0 | 0 | 0 | 0 | 0
0 | 0 | 0 | 0 | 0 | 0 | 0 | 0 | 0 | 0 | 0 | 0 | 0 | 0 | 0 | 0 | 0 | 0 | 0 | 0 | 0
0 | 0 | 0 | 0 | 0 | 0 | 0 | 0 | 0 | 0 | 0 | 0 | 0 | 0 | 0 | 0 | 0 | 0 | 0 | 0 | 0
0 | 0 | 0 | 0 | 0 | 0 | 0 | 0 | 0 | 0 | 0 | 0 | 0 | 0 | 0 | 0 | 0 | 0 | 0 | 0 | 0
0 | 0 | 0 | 0 | 0 | 0 | 0 | 0 | 0 | 0 | 0 | 0 | 0 | 0 | 0 | 0 | 0 | 0 | 0 | 0 | 0
0 | 0 | 0 | 0 | 0 | 0 | 0 | 0 | 0 | 0 | 0 | 0 | 0 | 0 | 0 | 0 | 0 | 0 | 0 | 0 | 0
0 | 0 | 0 | 0 | 0 | 0 | 0 | 0 | 0 | 0 | 0 | 0 | 0 | 0 | 0 | 0 | 0 | 0 | 0 | 0 | 0
0 | 0 | 0 | 0 | 0 | 0 | 0 | 0 | 0 | 0 | 0 | 0 | 0 | 0 | 0 | 0 | 0 | 0 | 0 | 0 | 0
0 | 0 | 0 | 0 | 0 | 0 | 0 | 0 | 0 | 0 | 0 | 0 | 0 | 0 | 0 | 0 | 0 | 0 | 0 | 0 | 0
0 | 0 | 0 | 0 | 0 | 0 | 0 | 0 | 0 | 0 | 0 | 0 | 0 | 0 | 0 | 0 | 0 | 0 | 0 | 0 | 0
0 | 0 | 0 | 0 | 0 | 0 | 0 | 0 | 0 | 0 | 0 | 0 | 0 | 0 | 0 | 0 | 0 | 0 | 0 | 0 | 0
0 | 0 | 0 | 0 | 0 | 0 | 0 | 0 | 0 | 0 | 0 | 0 | 0 | 0 | 0 | 0 | 0 | 0 | 0 | 0 | 0
0 | 0 | 0 | 0 | 0 | 0 | 0 | 0 | 0 | 0 | 0 | 0 | 0 | 0 | 0 | 0 | 0 | 0 | 0 | 0 | 0
0 | 0 | 0 | 0 | 0 | 0 | 0 | 0 | 0 | 0 | 0 | 0 | 0 | 0 | 0 | 0 | 0 | 0 | 0 | 0 | 0
0 | 0 | 0 | 0 | 0 | 0 | 0 | 0 | 0 | 0 | 0 | 0 | 0 | 0 | 0 | 0 | 0 | 0 | 0 | 0 | 0
0 | 0 | 0 | 0 | 0 | 0 | 0 | 0 | 0 | 0 | 0 | 0 | 0 | 0 | 0 | 0 | 0 | 0 | 0 | 0 | 0
0 | 0 | 0 | 0 | 0 | 0 | 0 | 0 | 0 | 0 | 0 | 0 | 0 | 0 | 0 | 0 | 0 | 0 | 0 | 0 | 0
0 | 0 | 0 | 0 | 0 | 0 | 0 | 0 | 0 | 0 | 0 | 0 | 0 | 0 | 0 | 0 | 0 | 0 | 0 | 0 | 0
0 | 0 | 0 | 0 | 0 | 0 | 0 | 0 | 0 | 0 | 0 | 0 | 0 | 0 | 0 | 0 | 0 | 0 | 0 | 0 | 0
0 | 0 | 0 | 0 | 0 | 0 | 0 | 0 | 0 | 0 | 0 | 0 | 0 | 0 | 0 | 0 | 0 | 0 | 0 | 0 | 0
0 | 0 | 0 | 0 | 0 | 0 | 0 | 0 | 0 | 0 | 0 | 0 | 0 | 0 | 0 | 0 | 0 | 0 | 0 | 0 | 0
0 | 0 | 0 | 0 | 0 | 0 | 0 | 0 | 0 | 0 | 0 | 0 | 0 | 0 | 0 | 0 | 0 | 0 | 0 | 0 | 0
0 | 0 | 0 | 0 | 0 | 0 | 0 | 0 | 0 | 0 | 0 | 0 | 0 | 0 | 0 | 0 | 0 | 0 | 0 | 0 | 0
0 | 0 | 0 | 0 | 0 | 0 | 0 | 0 | 0 | 0 | 0 | 0 | 0 | 0 | 0 | 0 | 0 | 0 | 0 | 0 | 0
0 | 0 | 0 | 0 | 0 | 0 | 0 | 0 | 0 | 0 | 0 | 0 | 0 | 0 | 0 | 0 | 0 | 0 | 0 | 0 | 0
0 | 0 | 0 | 0 | 0 | 0 | 0 | 0 | 0 | 0 | 0 | 0 | 0 | 0 | 0 | 0 | 0 | 0 | 0 | 0 | 0
0 | 0 | 0 | 0 | 0 | 0 | 0 | 0 | 0 | 0 | 0 | 0 | 0 | 0 | 0 | 0 | 0 | 0 | 0 | 0 | 0
0 | 0 | 0 | 0 | 0 | 0 | 0 | 0 | 0 | 0 | 0 | 0 | 0 | 0 | 0 | 0 | 0 | 0 | 0 | 0 | 0
0 | 0 | 0 | 0 | 0 | 0 | 0 | 0 | 0 | 0 | 0 | 0 | 0 | 0 | 0 | 0 | 0 | 0 | 0 | 0 | 0
0 | 0 | 0 | 0 | 0 | 0 | 0 | 0 | 0 | 0 | 0 | 0 | 0 | 0 | 0 | 0 | 0 | 0 | 0 | 0 | 0
0 | 0 | 0 | 0 | 0 | 0 | 0 | 0 | 0 | 0 | 0 | 0 | 0 | 0 | 0 | 0 | 0 | 0 | 0 | 0 | 0
0 | 0 | 0 | 0 | 0 | 0 | 0 | 0 | 0 | 0 | 0 | 0 | 0 | 0 | 0 | 0 | 0 | 0 | 0 | 0 | 0
0 | 0 | 0 | 0 | 0 | 0 | 0 | 0 | 0 | 0 | 0 | 0 | 0 | 0 | 0 | 0 | 0 | 0 | 0 | 0 | 0
0 | 0 | 0 | 0 | 0 | 0 | 0 | 0 | 0 | 0 | 0 | 0 | 0 | 0 | 0 | 0 | 0 | 0 | 0 | 0 | 0
0 | 0 | 0 | 0 | 0 | 0 | 0 | 0 | 0 | 0 | 0 | 0 | 0 | 0 | 0 | 0 | 0 | 0 | 0 | 0 | 0
0 | 0 | 0 | 0 | 0 | 0 | 0 | 0 | 0 | 0 | 0 | 0 | 0 | 0 | 0 | 0 | 0 | 0 | 0 | 0 | 0
0 | 0 | 0 | 0 | 0 | 0 | 0 | 0 | 0 | 0 | 0 | 0 | 0 | 0 | 0 | 0 | 0 | 0 | 0 | 0 | 0
0 | 0 | 0 | 0 | 0 | 0 | 0 | 0 | 0 | 0 | 0 | 0 | 0 | 0 | 0 | 0 | 0 | 0 | 0 | 0 | 0
0 | 0 | 0 | 0 | 0 | 0 | 0 | 0 | 0 | 0 | 0 | 0 | 0 | 0 | 0 | 0 | 0 | 0 | 0 | 0 | 0
0 | 0 | 0 | 0 | 0 | 0 | 0 | 0 | 0 | 0 | 0 | 0 | 0 | 0 | 0 | 0 | 0 | 0 | 0 | 0 | 0
0 | 0 | 0 | 0 | 0 | 0 | 0 | 0 | 0 | 0 | 0 | 0 | 0 | 0 | 0 | 0 | 0 | 0 | 0 | 0 | 0
0 | 0 | 0 | 0 | 0 | 0 | 0 | 0 | 0 | 0 | 0 | 0 | 0 | 0 | 0 | 0 | 0 | 0 | 0 | 0 | 0
0 | 0 | 0 | 0 | 0 | 0 | 0 | 0 | 0 | 0 | 0 | 0 | 0 | 0 | 0 | 0 | 0 | 0 | 0 | 0 | 0
0 | 0 | 0 | 0 | 0 | 0 | 0 | 0 | 0 | 0 | 0 | 0 | 0 | 0 | 0 | 0 | 0 | 0 | 0 | 0 | 0
0 | 0 | 0 | 0 | 0 | 0 | 0 | 0 | 0 | 0 | 0 | 0 | 0 | 0 | 0 | 0 | 0 | 0 | 0 | 0 | 0
0 | 0 | 0 | 0 | 0 | 0 | 0 | 0 | 0 | 0 | 0 | 0 | 0 | 0 | 0 | 0 | 0 | 0 | 0 | 0 | 0
0 | 0 | 0 | 0 | 0 | 0 | 0 | 0 | 0 | 0 | 0 | 0 | 0 | 0 | 0 | 0 | 0 | 0 | 0 | 0 | 0
0 | 0 | 0 | 0 | 0 | 0 | 0 | 0 | 0 | 0 | 0 | 0 | 0 | 0 | 0 | 0 | 0 | 0 | 0 | 0 | 0
0 | 0 | 0 | 0 | 0 | 0 | 0 | 0 | 0 | 0 | 0 | 0 | 0 | 0 | 0 | 0 | 0 | 0 | 0 | 0 | 0
0 | 0 | 0 | 0 | 0 | 0 | 0 | 0 | 0 | 0 | 0 | 0 | 0 | 0 | 0 | 0 | 0 | 0 | 0 | 0 | 0
0 | 0 | 0 | 0 | 0 | 0 | 0 | 0 | 0 | 0 | 0 | 0 | 0 | 0 | 0 | 0 | 0 | 0 | 0 | 0 | 0
0 | 0 | 0 | 0 | 0 | 0 | 0 | 0 | 0 | 0 | 0 | 0 | 0 | 0 | 0 | 0 | 0 | 0 | 0 | 0 | 0
0 | 0 | 0 | 0 | 0 | 0 | 0 | 0 | 0 | 0 | 0 | 0 | 0 | 0 | 0 | 0 | 0 | 0 | 0 | 0 | 0
0 | 0 | 0 | 0 | 0 | 0 | 0 | 0 | 0 | 0 | 0 | 0 | 0 | 0 | 0 | 0 | 0 | 0 | 0 | 0 | 0
0 | 0 | 0 | 0 | 0 | 0 | 0 | 0 | 0 | 0 | 0 | 0 | 0 | 0 | 0 | 0 | 0 | 0 | 0 | 0 | 0
0 | 0 | 0 | 0 | 0 | 0 | 0 | 0 | 0 | 0 | 0 | 0 | 0 | 0 | 0 | 0 | 0 | 0 | 0 | 0 | 0
0 | 0 | 0 | 0 | 0 | 0 | 0 | 0 | 0 | 0 | 0 | 0 | 0 | 0 | 0 | 0 | 0 | 0 | 0 | 0 | 0
0 | 0 | 0 | 0 | 0 | 0 | 0 | 0 | 0 | 0 | 0 | 0 | 0 | 0 | 0 | 0 | 0 | 0 | 0 | 0 | 0
0 | 0 | 0 | 0 | 0 | 0 | 0 | 0 | 0 | 0 | 0 | 0 | 0 | 0 | 0 | 0 | 0 | 0 | 0 | 0 | 0
0 | 0 | 0 | 0 | 0 | 0 | 0 | 0 | 0 | 0 | 0 | 0 | 0 | 0 | 0 | 0 | 0 | 0 | 0 | 0 | 0
0 | 0 | 0 | 0 | 0 | 0 | 0 | 0 | 0 | 0 | 0 | 0 | 0 | 0 | 0 | 0 | 0 | 0 | 0 | 0 | 0
0 | 0 | 0 | 0 | 0 | 0 | 0 | 0 | 0 | 0 | 0 | 0 | 0 | 0 | 0 | 0 | 0 | 0 | 0 | 0 | 0
0 | 0 | 0 | 0 | 0 | 0 | 0 | 0 | 0 | 0 | 0 | 0 | 0 | 0 | 0 | 0 | 0 | 0 | 0 | 0 | 0
0 | 0 | 0 | 0 | 0 | 0 | 0 | 0 | 0 | 0 | 0 | 0 | 0 | 0 | 0 | 0 | 0 | 0 | 0 | 0 | 0
0 | 0 | 0 | 0 | 0 | 0 | 0 | 0 | 0 | 0 | 0 | 0 | 0 | 0 | 0 | 0 | 0 | 0 | 0 | 0 | 0
0 | 0 | 0 | 0 | 0 | 0 | 0 | 0 | 0 | 0 | 0 | 0 | 0 | 0 | 0 | 0 | 0 | 0 | 0 | 0 | 0
0 | 0 | 0 | 0 | 0 | 0 | 0 | 0 | 0 | 0 | 0 | 0 | 0 | 0 | 0 | 0 | 0 | 0 | 0 | 0 | 0
0 | 0 | 0 | 0 | 0 | 0 | 0 | 0 | 0 | 0 | 0 | 0 | 0 | 0 | 0 | 0 | 0 | 0 | 0 | 0 | 0
0 | 0 | 0 | 0 | 0 | 0 | 0 | 0 | 0 | 0 | 0 | 0 | 0 | 0 | 0 | 0 | 0 | 0 | 0 | 0 | 0
0 | 0 | 0 | 0 | 0 | 0 | 0 | 0 | 0 | 0 | 0 | 0 | 0 | 0 | 0 | 0 | 0 | 0 | 0 | 0 | 0
0 | 0 | 0 | 0 | 0 | 0 | 0 | 0 | 0 | 0 | 0 | 0 | 0 | 0 | 0 | 0 | 0 | 0 | 0 | 0 | 0
0 | 0 | 0 | 0 | 0 | 0 | 0 | 0 | 0 | 0 | 0 | 0 | 0 | 0 | 0 | 0 | 0 | 0 | 0 | 0 | 0
0 | 0 | 0 | 0 | 0 | 0 | 0 | 0 | 0 | 0 | 0 | 0 | 0 | 0 | 0 | 0 | 0 | 0 | 0 | 0 | 0
0 | 0 | 0 | 0 | 0 | 0 | 0 | 0 | 0 | 0 | 0 | 0 | 0 | 0 | 0 | 0 | 0 | 0 | 0 | 0 | 0
0 | 0 | 0 | 0 | 0 | 0 | 0 | 0 | 0 | 0 | 0 | 0 | 0 | 0 | 0 | 0 | 0 | 0 | 0 | 0 | 0
0 | 0 | 0 | 0 | 0 | 0 | 0 | 0 | 0 | 0 | 0 | 0 | 0 | 0 | 0 | 0 | 0 | 0 | 0 | 0 | 0
0 | 0 | 0 | 0 | 0 | 0 | 0 | 0 | 0 | 0 | 0 | 0 | 0 | 0 | 0 | 0 | 0 | 0 | 0 | 0 | 0
0 | 0 | 0 | 0 | 0 | 0 | 0 | 0 | 0 | 0 | 0 | 0 | 0 | 0 | 0 | 0 | 0 | 0 | 0 | 0 | 0
0 | 0 | 0 | 0 | 0 | 0 | 0 | 0 | 0 | 0 | 0 | 0 | 0 | 0 | 0 | 0 | 0 | 0 | 0 | 0 | 0
0 | 0 | 0 | 0 | 0 | 0 | 0 | 0 | 0 | 0 | 0 | 0 | 0 | 0 | 0 | 0 | 0 | 0 | 0 | 0 | 0
0 | 0 | 0 | 0 | 0 | 0 | 0 | 0 | 0 | 0 | 0 | 0 | 0 | 0 | 0 | 0 | 0 | 0 | 0 | 0 | 0
0 | 0 | 0 | 0 | 0 | 0 | 0 | 0 | 0 | 0 | 0 | 0 | 0 | 0 | 0 | 0 | 0 | 0 | 0 | 0 | 0
0 | 0 | 0 | 0 | 0 | 0 | 0 | 0 | 0 | 0 | 0 | 0 | 0 | 0 | 0 | 0 | 0 | 0 | 0 | 0 | 0
0 | 0 | 0 | 0 | 0 | 0 | 0 | 0 | 0 | 0 | 0 | 0 | 0 | 0 | 0 | 0 | 0 | 0 | 0 | 0 | 0
0 | 0 | 0 | 0 | 0 | 0 | 0 | 0 | 0 | 0 | 0 | 0 | 0 | 0 | 0 | 0 | 0 | 0 | 0 | 0 | 0
0 | 0 | 0 | 0 | 0 | 0 | 0 | 0 | 0 | 0 | 0 | 0 | 0 | 0 | 0 | 0 | 0 | 0 | 0 | 0 | 0
0 | 0 | 0 | 0 | 0 | 0 | 0 | 0 | 0 | 0 | 0 | 0 | 0 | 0 | 0 | 0 | 0 | 0 | 0 | 0 | 0
0 | 0 | 0 | 0 | 0 | 0 | 0 | 0 | 0 | 0 | 0 | 0 | 0 | 0 | 0 | 0 | 0 | 0 | 0 | 0 | 0
0 | 0 | 0 | 0 | 0 | 0 | 0 | 0 | 0 | 0 | 0 | 0 | 0 | 0 | 0 | 0 | 0 | 0 | 0 | 0 | 0
0 | 0 | 0 | 0 | 0 | 0 | 0 | 0 | 0 | 0 | 0 | 0 | 0 | 0 | 0 | 0 | 0 | 0 | 0 | 0 | 0
0 | 0 | 0 | 0 | 0 | 0 | 0 | 0 | 0 | 0 | 0 | 0 | 0 | 0 | 0 | 0 | 0 | 0 | 0 | 0 | 0
0 | 0 | 0 | 0 | 0 | 0 | 0 | 0 | 0 | 0 | 0 | 0 | 0 | 0 | 0 | 0 | 0 | 0 | 0 | 0 | 0
0 | 0 | 0 | 0 | 0 | 0 | 0 | 0 | 0 | 0 | 0 | 0 | 0 | 0 | 0 | 0 | 0 | 0 | 0 | 0 | 0
0 | 0 | 0 | 0 | 0 | 0 | 0 | 0 | 0 | 0 | 0 | 0 | 0 | 0 | 0 | 0 | 0 | 0 | 0 | 0 | 0
0 | 0 | 0 | 0 | 0 | 0 | 0 | 0 | 0 | 0 | 0 | 0 | 0 | 0 | 0 | 0 | 0 | 0 | 0 | 0 | 0
0 | 0 | 0 | 0 | 0 | 0 | 0 | 0 | 0 | 0 | 0 | 0 | 0 | 0 | 0 | 0 | 0 | 0 | 0 | 0 | 0
0 | 0 | 0 | 0 | 0 | 0 | 0 | 0 | 0 | 0 | 0 | 0 | 0 | 0 | 0 | 0 | 0 | 0 | 0 | 0 | 0
0 | 0 | 0 | 0 | 0 | 0 | 0 | 0 | 0 | 0 | 0 | 0 | 0 | 0 | 0 | 0 | 0 | 0 | 0 | 0 | 0
0 | 0 | 0 | 0 | 0 | 0 | 0 | 0 | 0 | 0 | 0 | 0 | 0 | 0 | 0 | 0 | 0 | 0 | 0 | 0 | 0
0 | 0 | 0 | 0 | 0 | 0 | 0 | 0 | 0 | 0 | 0 | 0 | 0 | 0 | 0 | 0 | 0 | 0 | 0 | 0 | 0
0 | 0 | 0 | 0 | 0 | 0 | 0 | 0 | 0 | 0 | 0 | 0 | 0 | 0 | 0 | 0 | 0 | 0 | 0 | 0 | 0
0 | 0 | 0 | 0 | 0 | 0 | 0 | 0 | 0 | 0 | 0 | 0 | 0 | 0 | 0 | 0 | 0 | 0 | 0 | 0 | 0
0 | 0 | 0 | 0 | 0 | 0 | 0 | 0 | 0 | 0 | 0 | 0 | 0 | 0 | 0 | 0 | 0 | 0 | 0 | 0 | 0
0 | 0 | 0 | 0 | 0 | 0 | 0 | 0 | 0 | 0 | 0 | 0 | 0 | 0 | 0 | 0 | 0 | 0 | 0 | 0 | 0
0 | 0 | 0 | 0 | 0 | 0 | 0 | 0 | 0 | 0 | 0 | 0 | 0 | 0 | 0 | 0 | 0 | 0 | 0 | 0 | 0
0 | 0 | 0 | 0 | 0 | 0 | 0 | 0 | 0 | 0 | 0 | 0 | 0 | 0 | 0 | 0 | 0 | 0 | 0 | 0 | 0
0 | 0 | 0 | 0 | 0 | 0 | 0 | 0 | 0 | 0 | 0 | 0 | 0 | 0 | 0 | 0 | 0 | 0 | 0 | 0 | 0
0 | 0 | 0 | 0 | 0 | 0 | 0 | 0 | 0 | 0 | 0 | 0 | 0 | 0 | 0 | 0 | 0 | 0 | 0 | 0 | 0
0 | 0 | 0 | 0 | 0 | 0 | 0 | 0 | 0 | 0 | 0 | 0 | 0 | 0 | 0 | 0 | 0 | 0 | 0 | 0 | 0
0 | 0 | 0 | 0 | 0 | 0 | 0 | 0 | 0 | 0 | 0 | 0 | 0 | 0 | 0 | 0 | 0 | 0 | 0 | 0 | 0
0 | 0 | 0 | 0 | 0 | 0 | 0 | 0 | 0 | 0 | 0 | 0 | 0 | 0 | 0 | 0 | 0 | 0 | 0 | 0 | 0
0 | 0 | 0 | 0 | 0 | 0 | 0 | 0 | 0 | 0 | 0 | 0 | 0 | 0 | 0 | 0 | 0 | 0 | 0 | 0 | 0
0 | 0 | 0 | 0 | 0 | 0 | 0 | 0 | 0 | 0 | 0 | 0 | 0 | 0 | 0 | 0 | 0 | 0 | 0 | 0 | 0
0 | 0 | 0 | 0 | 0 | 0 | 0 | 0 | 0 | 0 | 0 | 0 | 0 | 0 | 0 | 0 | 0 | 0 | 0 | 0 | 0
0 | 0 | 0 | 0 | 0 | 0 | 0 | 0 | 0 | 0 | 0 | 0 | 0 | 0 | 0 | 0 | 0 | 0 | 0 | 0 | 0
0 | 0 | 0 | 0 | 0 | 0 | 0 | 0 | 0 | 0 | 0 | 0 | 0 | 0 | 0 | 0 | 0 | 0 | 0 | 0 | 0
0 | 0 | 0 | 0 | 0 | 0 | 0 | 0 | 0 | 0 | 0 | 0 | 0 | 0 | 0 | 0 | 0 | 0 | 0 | 0 | 0
0 | 0 | 0 | 0 | 0 | 0 | 0 | 0 | 0 | 0 | 0 | 0 | 0 | 0 | 0 | 0 | 0 | 0 | 0 | 0 | 0
0 | 0 | 0 | 0 | 0 | 0 | 0 | 0 | 0 | 0 | 0 | 0 | 0 | 0 | 0 | 0 | 0 | 0 | 0 | 0 | 0
0 | 0 | 0 | 0 | 0 | 0 | 0 | 0 | 0 | 0 | 0 | 0 | 0 | 0 | 0 | 0 | 0 | 0 | 0 | 0 | 0
0 | 0 | 0 | 0 | 0 | 0 | 0 | 0 | 0 | 0 | 0 | 0 | 0 | 0 | 0 | 0 | 0 | 0 | 0 | 0 | 0
0 | 0 | 0 | 0 | 0 | 0 | 0 | 0 | 0 | 0 | 0 | 0 | 0 | 0 | 0 | 0 | 0 | 0 | 0 | 0 | 0
0 | 0 | 0 | 0 | 0 | 0 | 0 | 0 | 0 | 0 | 0 | 0 | 0 | 0 | 0 | 0 | 0 | 0 | 0 | 0 | 0
0 | 0 | 0 | 0 | 0 | 0 | 0 | 0 | 0 | 0 | 0 | 0 | 0 | 0 | 0 | 0 | 0 | 0 | 0 | 0 | 0
0 | 0 | 0 | 0 | 0 | 0 | 0 | 0 | 0 | 0 | 0 | 0 | 0 | 0 | 0 | 0 | 0 | 0 | 0 | 0 | 0
0 | 0 | 0 | 0 | 0 | 0 | 0 | 0 | 0 | 0 | 0 | 0 | 0 | 0 | 0 | 0 | 0 | 0 | 0 | 0 | 0
0 | 0 | 0 | 0 | 0 | 0 | 0 | 0 | 0 | 0 | 0 | 0 | 0 | 0 | 0 | 0 | 0 | 0 | 0 | 0 | 0
0 | 0 | 0 | 0 | 0 | 0 | 0 | 0 | 0 | 0 | 0 | 0 | 0 | 0 | 0 | 0 | 0 | 0 | 0 | 0 | 0
0 | 0 | 0 | 0 | 0 | 0 | 0 | 0 | 0 | 0 | 0 | 0 | 0 | 0 | 0 | 0 | 0 | 0 | 0 | 0 | 0
0 | 0 | 0 | 0 | 0 | 0 | 0 | 0 | 0 | 0 | 0 | 0 | 0 | 0 | 0 | 0 | 0 | 0 | 0 | 0 | 0
0 | 0 | 0 | 0 | 0 | 0 | 0 | 0 | 0 | 0 | 0 | 0 | 0 | 0 | 0 | 0 | 0 | 0 | 0 | 0 | 0
0 | 0 | 0 | 0 | 0 | 0 | 0 | 0 | 0 | 0 | 0 | 0 | 0 | 0 | 0 | 0 | 0 | 0 | 0 | 0 | 0
0 | 0 | 0 | 0 | 0 | 0 | 0 | 0 | 0 | 0 | 0 | 0 | 0 | 0 | 0 | 0 | 0 | 0 | 0 | 0 | 0
0 | 0 | 0 | 0 | 0 | 0 | 0 | 0 | 0 | 0 | 0 | 0 | 0 | 0 | 0 | 0 | 0 | 0 | 0 | 0 | 0
0 | 0 | 0 | 0 | 0 | 0 | 0 | 0 | 0 | 0 | 0 | 0 | 0 | 0 | 0 | 0 | 0 | 0 | 0 | 0 | 0
0 | 0 | 0 | 0 | 0 | 0 | 0 | 0 | 0 | 0 | 0 | 0 | 0 | 0 | 0 | 0 | 0 | 0 | 0 | 0 | 0
0 | 0 | 0 | 0 | 0 | 0 | 0 | 0 | 0 | 0 | 0 | 0 | 0 | 0 | 0 | 0 | 0 | 0 | 0 | 0 | 0
0 | 0 | 0 | 0 | 0 | 0 | 0 | 0 | 0 | 0 | 0 | 0 | 0 | 0 | 0 | 0 | 0 | 0 | 0 | 0 | 0
0 | 0 | 0 | 0 | 0 | 0 | 0 | 0 | 0 | 0 | 0 | 0 | 0 | 0 | 0 | 0 | 0 | 0 | 0 | 0 | 0
0 | 0 | 0 | 0 | 0 | 0 | 0 | 0 | 0 | 0 | 0 | 0 | 0 | 0 | 0 | 0 | 0 | 0 | 0 | 0 | 0
0 | 0 | 0 | 0 | 0 | 0 | 0 | 0 | 0 | 0 | 0 | 0 | 0 | 0 | 0 | 0 | 0 | 0 | 0 | 0 | 0
0 | 0 | 0 | 0 | 0 | 0 | 0 | 0 | 0 | 0 | 0 | 0 | 0 | 0 | 0 | 0 | 0 | 0 | 0 | 0 | 0
0 | 0 | 0 | 0 | 0 | 0 | 0 | 0 | 0 | 0 | 0 | 0 | 0 | 0 | 0 | 0 | 0 | 0 | 0 | 0 | 0
0 | 0 | 0 | 0 | 0 | 0 | 0 | 0 | 0 | 0 | 0 | 0 | 0 | 0 | 0 | 0 | 0 | 0 | 0 | 0 | 0
0 | 0 | 0 | 0 | 0 | 0 | 0 | 0 | 0 | 0 | 0 | 0 | 0 | 0 | 0 | 0 | 0 | 0 | 0 | 0 | 0
0 | 0 | 0 | 0 | 0 | 0 | 0 | 0 | 0 | 0 | 0 | 0 | 0 | 0 | 0 | 0 | 0 | 0 | 0 | 0 | 0
0 | 0 | 0 | 0 | 0 | 0 | 0 | 0 | 0 | 0 | 0 | 0 | 0 | 0 | 0 | 0 | 0 | 0 | 0 | 0 | 0
0 | 0 | 0 | 0 | 0 | 0 | 0 | 0 | 0 | 0 | 0 | 0 | 0 | 0 | 0 | 0 | 0 | 0 | 0 | 0 | 0
0 | 0 | 0 | 0 | 0 | 0 | 0 | 0 | 0 | 0 | 0 | 0 | 0 | 0 | 0 | 0 | 0 | 0 | 0 | 0 | 0
0 | 0 | 0 | 0 | 0 | 0 | 0 | 0 | 0 | 0 | 0 | 0 | 0 | 0 | 0 | 0 | 0 | 0 | 0 | 0 | 0
0 | 0 | 0 | 0 | 0 | 0 | 0 | 0 | 0 | 0 | 0 | 0 | 0 | 0 | 0 | 0 | 0 | 0 | 0 | 0 | 0
0 | 0 | 0 | 0 | 0 | 0 | 0 | 0 | 0 | 0 | 0 | 0 | 0 | 0 | 0 | 0 | 0 | 0 | 0 | 0 | 0
0 | 0 | 0 | 0 | 0 | 0 | 0 | 0 | 0 | 0 | 0 | 0 | 0 | 0 | 0 | 0 | 0 | 0 | 0 | 0 | 0
0 | 0 | 0 | 0 | 0 | 0 | 0 | 0 | 0 | 0 | 0 | 0 | 0 | 0 | 0 | 0 | 0 | 0 | 0 | 0 | 0
0 | 0 | 0 | 0 | 0 | 0 | 0 | 0 | 0 | 0 | 0 | 0 | 0 | 0 | 0 | 0 | 0 | 0 | 0 | 0 | 0
0 | 0 | 0 | 0 | 0 | 0 | 0 | 0 | 0 | 0 | 0 | 0 | 0 | 0 | 0 | 0 | 0 | 0 | 0 | 0 | 0
0 | 0 | 0 | 0 | 0 | 0 | 0 | 0 | 0 | 0 | 0 | 0 | 0 | 0 | 0 | 0 | 0 | 0 | 0 | 0 | 0
0 | 0 | 0 | 0 | 0 | 0 | 0 | 0 | 0 | 0 | 0 | 0 | 0 | 0 | 0 | 0 | 0 | 0 | 0 | 0 | 0
0 | 0 | 0 | 0 | 0 | 0 | 0 | 0 | 0 | 0 | 0 | 0 | 0 | 0 | 0 | 0 | 0 | 0 | 0 | 0 | 0
0 | 0 | 0 | 0 | 0 | 0 | 0 | 0 | 0 | 0 | 0 | 0 | 0 | 0 | 0 | 0 | 0 | 0 | 0 | 0 | 0
0 | 0 | 0 | 0 | 0 | 0 | 0 | 0 | 0 | 0 | 0 | 0 | 0 | 0 | 0 | 0 | 0 | 0 | 0 | 0 | 0
0 | 0 | 0 | 0 | 0 | 0 | 0 | 0 | 0 | 0 | 0 | 0 | 0 | 0 | 0 | 0 | 0 | 0 | 0 | 0 | 0
0 | 0 | 0 | 0 | 0 | 0 | 0 | 0 | 0 | 0 | 0 | 0 | 0 | 0 | 0 | 0 | 0 | 0 | 0 | 0 | 0
0 | 0 | 0 | 0 | 0 | 0 | 0 | 0 | 0 | 0 | 0 | 0 | 0 | 0 | 0 | 0 | 0 | 0 | 0 | 0 | 0
0 | 0 | 0 | 0 | 0 | 0 | 0 | 0 | 0 | 0 | 0 | 0 | 0 | 0 | 0 | 0 | 0 | 0 | 0 | 0 | 0
0 | 0 | 0 | 0 | 0 | 0 | 0 | 0 | 0 | 0 | 0 | 0 | 0 | 0 | 0 | 0 | 0 | 0 | 0 | 0 | 0
0 | 0 | 0 | 0 | 0 | 0 | 0 | 0 | 0 | 0 | 0 | 0 | 0 | 0 | 0 | 0 | 0 | 0 | 0 | 0 | 0
0 | 0 | 0 | 0 | 0 | 0 | 0 | 0 | 0 | 0 | 0 | 0 | 0 | 0 | 0 | 0 | 0 | 0 | 0 | 0 | 0
0 | 0 | 0 | 0 | 0 | 0 | 0 | 0 | 0 | 0 | 0 | 0 | 0 | 0 | 0 | 0 | 0 | 0 | 0 | 0 | 0
0 | 0 | 0 | 0 | 0 | 0 | 0 | 0 | 0 | 0 | 0 | 0 | 0 | 0 | 0 | 0 | 0 | 0 | 0 | 0 | 0
0 | 0 | 0 | 0 | 0 | 0 | 0 | 0 | 0 | 0 | 0 | 0 | 0 | 0 | 0 | 0 | 0 | 0 | 0 | 0 | 0
0 | 0 | 0 | 0 | 0 | 0 | 0 | 0 | 0 | 0 | 0 | 0 | 0 | 0 | 0 | 0 | 0 | 0 | 0 | 0 | 0
0 | 0 | 0 | 0 | 0 | 0 | 0 | 0 | 0 | 0 | 0 | 0 | 0 | 0 | 0 | 0 | 0 | 0 | 0 | 0 | 0
0 | 0 | 0 | 0 | 0 | 0 | 0 | 0 | 0 | 0 | 0 | 0 | 0 | 0 | 0 | 0 | 0 | 0 | 0 | 0 | 0
0 | 0 | 0 | 0 | 0 | 0 | 0 | 0 | 0 | 0 | 0 | 0 | 0 | 0 | 0 | 0 | 0 | 0 | 0 | 0 | 0
0 | 0 | 0 | 0 | 0 | 0 | 0 | 0 | 0 | 0 | 0 | 0 | 0 | 0 | 0 | 0 | 0 | 0 | 0 | 0 | 0
0 | 0 | 0 | 0 | 0 | 0 | 0 | 0 | 0 | 0 | 0 | 0 | 0 | 0 | 0 | 0 | 0 | 0 | 0 | 0 | 0
0 | 0 | 0 | 0 | 0 | 0 | 0 | 0 | 0 | 0 | 0 | 0 | 0 | 0 | 0 | 0 | 0 | 0 | 0 | 0 | 0
0 | 0 | 0 | 0 | 0 | 0 | 0 | 0 | 0 | 0 | 0 | 0 | 0 | 0 | 0 | 0 | 0 | 0 | 0 | 0 | 0
0 | 0 | 0 | 0 | 0 | 0 | 0 | 0 | 0 | 0 | 0 | 0 | 0 | 0 | 0 | 0 | 0 | 0 | 0 | 0 | 0
0 | 0 | 0 | 0 | 0 | 0 | 0 | 0 | 0 | 0 | 0 | 0 | 0 | 0 | 0 | 0 | 0 | 0 | 0 | 0 | 0
0 | 0 | 0 | 0 | 0 | 0 | 0 | 0 | 0 | 0 | 0 | 0 | 0 | 0 | 0 | 0 | 0 | 0 | 0 | 0 | 0
0 | 0 | 0 | 0 | 0 | 0 | 0 | 0 | 0 | 0 | 0 | 0 | 0 | 0 | 0 | 0 | 0 | 0 | 0 | 0 | 0
0 | 0 | 0 | 0 | 0 | 0 | 0 | 0 | 0 | 0 | 0 | 0 | 0 | 0 | 0 | 0 | 0 | 0 | 0 | 0 | 0
0 | 0 | 0 | 0 | 0 | 0 | 0 | 0 | 0 | 0 | 0 | 0 | 0 | 0 | 0 | 0 | 0 | 0 | 0 | 0 | 0
0 | 0 | 0 | 0 | 0 | 0 | 0 | 0 | 0 | 0 | 0 | 0 | 0 | 0 | 0 | 0 | 0 | 0 | 0 | 0 | 0
0 | 0 | 0 | 0 | 0 | 0 | 0 | 0 | 0 | 0 | 0 | 0 | 0 | 0 | 0 | 0 | 0 | 0 | 0 | 0 | 0
0 | 0 | 0 | 0 | 0 | 0 | 0 | 0 | 0 | 0 | 0 | 0 | 0 | 0 | 0 | 0 | 0 | 0 | 0 | 0 | 0
0 | 0 | 0 | 0 | 0 | 0 | 0 | 0 | 0 | 0 | 0 | 0 | 0 | 0 | 0 | 0 | 0 | 0 | 0 | 0 | 0
0 | 0 | 0 | 0 | 0 | 0 | 0 | 0 | 0 | 0 | 0 | 0 | 0 | 0 | 0 | 0 | 0 | 0 | 0 | 0 | 0
0 | 0 | 0 | 0 | 0 | 0 | 0 | 0 | 0 | 0 | 0 | 0 | 0 | 0 | 0 | 0 | 0 | 0 | 0 | 0 | 0
0 | 0 | 0 | 0 | 0 | 0 | 0 | 0 | 0 | 0 | 0 | 0 | 0 | 0 | 0 | 0 | 0 | 0 | 0 | 0 | 0
0 | 0 | 0 | 0 | 0 | 0 | 0 | 0 | 0 | 0 | 0 | 0 | 0 | 0 | 0 | 0 | 0 | 0 | 0 | 0 | 0
0 | 0 | 0 | 0 | 0 | 0 | 0 | 0 | 0 | 0 | 0 | 0 | 0 | 0 | 0 | 0 | 0 | 0 | 0 | 0 | 0
0 | 0 | 0 | 0 | 0 | 0 | 0 | 0 | 0 | 0 | 0 | 0 | 0 | 0 | 0 | 0 | 0 | 0 | 0 | 0 | 0
0 | 0 | 0 | 0 | 0 | 0 | 0 | 0 | 0 | 0 | 0 | 0 | 0 | 0 | 0 | 0 | 0 | 0 | 0 | 0 | 0
0 | 0 | 0 | 0 | 0 | 0 | 0 | 0 | 0 | 0 | 0 | 0 | 0 | 0 | 0 | 0 | 0 | 0 | 0 | 0 | 0
0 | 0 | 0 | 0 | 0 | 0 | 0 | 0 | 0 | 0 | 0 | 0 | 0 | 0 | 0 | 0 | 0 | 0 | 0 | 0 | 0
0 | 0 | 0 | 0 | 0 | 0 | 0 | 0 | 0 | 0 | 0 | 0 | 0 | 0 | 0 | 0 | 0 | 0 | 0 | 0 | 0
0 | 0 | 0 | 0 | 0 | 0 | 0 | 0 | 0 | 0 | 0 | 0 | 0 | 0 | 0 | 0 | 0 | 0 | 0 | 0 | 0
0 | 0 | 0 | 0 | 0 | 0 | 0 | 0 | 0 | 0 | 0 | 0 | 0 | 0 | 0 | 0 | 0 | 0 | 0 | 0 | 0
0 | 0 | 0 | 0 | 0 | 0 | 0 | 0 | 0 | 0 | 0 | 0 | 0 | 0 | 0 | 0 | 0 | 0 | 0 | 0 | 0
0 | 0 | 0 | 0 | 0 | 0 | 0 | 0 | 0 | 0 | 0 | 0 | 0 | 0 | 0 | 0 | 0 | 0 | 0 | 0 | 0
0 | 0 | 0 | 0 | 0 | 0 | 0 | 0 | 0 | 0 | 0 | 0 | 0 | 0 | 0 | 0 | 0 | 0 | 0 | 0 | 0
0 | 0 | 0 | 0 | 0 | 0 | 0 | 0 | 0 | 0 | 0 | 0 | 0 | 0 | 0 | 0 | 0 | 0 | 0 | 0 | 0
0 | 0 | 0 | 0 | 0 | 0 | 0 | 0 | 0 | 0 | 0 | 0 | 0 | 0 | 0 | 0 | 0 | 0 | 0 | 0 | 0
0 | 0 | 0 | 0 | 0 | 0 | 0 | 0 | 0 | 0 | 0 | 0 | 0 | 0 | 0 | 0 | 0 | 0 | 0 | 0 | 0
0 | 0 | 0 | 0 | 0 | 0 | 0 | 0 | 0 | 0 | 0 | 0 | 0 | 0 | 0 | 0 | 0 | 0 | 0 | 0 | 0
0 | 0 | 0 | 0 | 0 | 0 | 0 | 0 | 0 | 0 | 0 | 0 | 0 | 0 | 0 | 0 | 0 | 0 | 0 | 0 | 0
0 | 0 | 0 | 0 | 0 | 0 | 0 | 0 | 0 | 0 | 0 | 0 | 0 | 0 | 0 | 0 | 0 | 0 | 0 | 0 | 0
0 | 0 | 0 | 0 | 0 | 0 | 0 | 0 | 0 | 0 | 0 | 0 | 0 | 0 | 0 | 0 | 0 | 0 | 0 | 0 | 0
0 | 0 | 0 | 0 | 0 | 0 | 0 | 0 | 0 | 0 | 0 | 0 | 0 | 0 | 0 | 0 | 0 | 0 | 0 | 0 | 0
0 | 0 | 0 | 0 | 0 | 0 | 0 | 0 | 0 | 0 | 0 | 0 | 0 | 0 | 0 | 0 | 0 | 0 | 0 | 0 | 0
0 | 0 | 0 | 0 | 0 | 0 | 0 | 0 | 0 | 0 | 0 | 0 | 0 | 0 | 0 | 0 | 0 | 0 | 0 | 0 | 0
0 | 0 | 0 | 0 | 0 | 0 | 0 | 0 | 0 | 0 | 0 | 0 | 0 | 0 | 0 | 0 | 0 | 0 | 0 | 0 | 0
0 | 0 | 0 | 0 | 0 | 0 | 0 | 0 | 0 | 0 | 0 | 0 | 0 | 0 | 0 | 0 | 0 | 0 | 0 | 0 | 0
0 | 0 | 0 | 0 | 0 | 0 | 0 | 0 | 0 | 0 | 0 | 0 | 0 | 0 | 0 | 0 | 0 | 0 | 0 | 0 | 0
0 | 0 | 0 | 0 | 0 | 0 | 0 | 0 | 0 | 0 | 0 | 0 | 0 | 0 | 0 | 0 | 0 | 0 | 0 | 0 | 0
0 | 0 | 0 | 0 | 0 | 0 | 0 | 0 | 0 | 0 | 0 | 0 | 0 | 0 | 0 | 0 | 0 | 0 | 0 | 0 | 0
0 | 0 | 0 | 0 | 0 | 0 | 0 | 0 | 0 | 0 | 0 | 0 | 0 | 0 | 0 | 0 | 0 | 0 | 0 | 0 | 0
0 | 0 | 0 | 0 | 0 | 0 | 0 | 0 | 0 | 0 | 0 | 0 | 0 | 0 | 0 | 0 | 0 | 0 | 0 | 0 | 0
0 | 0 | 0 | 0 | 0 | 0 | 0 | 0 | 0 | 0 | 0 | 0 | 0 | 0 | 0 | 0 | 0 | 0 | 0 | 0 | 0
0 | 0 | 0 | 0 | 0 | 0 | 0 | 0 | 0 | 0 | 0 | 0 | 0 | 0 | 0 | 0 | 0 | 0 | 0 | 0 | 0
0 | 0 | 0 | 0 | 0 | 0 | 0 | 0 | 0 | 0 | 0 | 0 | 0 | 0 | 0 | 0 | 0 | 0 | 0 | 0 | 0
0 | 0 | 0 | 0 | 0 | 0 | 0 | 0 | 0 | 0 | 0 | 0 | 0 | 0 | 0 | 0 | 0 | 0 | 0 | 0 | 0
0 | 0 | 0 | 0 | 0 | 0 | 0 | 0 | 0 | 0 | 0 | 0 | 0 | 0 | 0 | 0 | 0 | 0 | 0 | 0 | 0
0 | 0 | 0 | 0 | 0 | 0 | 0 | 0 | 0 | 0 | 0 | 0 | 0 | 0 | 0 | 0 | 0 | 0 | 0 | 0 | 0
0 | 0 | 0 | 0 | 0 | 0 | 0 | 0 | 0 | 0 | 0 | 0 | 0 | 0 | 0 | 0 | 0 | 0 | 0 | 0 | 0
0 | 0 | 0 | 0 | 0 | 0 | 0 | 0 | 0 | 0 | 0 | 0 | 0 | 0 | 0 | 0 | 0 | 0 | 0 | 0 | 0
0 | 0 | 0 | 0 | 0 | 0 | 0 | 0 | 0 | 0 | 0 | 0 | 0 | 0 | 0 | 0 | 0 | 0 | 0 | 0 | 0
0 | 0 | 0 | 0 | 0 | 0 | 0 | 0 | 0 | 0 | 0 | 0 | 0 | 0 | 0 | 0 | 0 | 0 | 0 | 0 | 0
0 | 0 | 0 | 0 | 0 | 0 | 0 | 0 | 0 | 0 | 0 | 0 | 0 | 0 | 0 | 0 | 0 | 0 | 0 | 0 | 0
0 | 0 | 0 | 0 | 0 | 0 | 0 | 0 | 0 | 0 | 0 | 0 | 0 | 0 | 0 | 0 | 0 | 0 | 0 | 0 | 0
0 | 0 | 0 | 0 | 0 | 0 | 0 | 0 | 0 | 0 | 0 | 0 | 0 | 0 | 0 | 0 | 0 | 0 | 0 | 0 | 0
0 | 0 | 0 | 0 | 0 | 0 | 0 | 0 | 0 | 0 | 0 | 0 | 0 | 0 | 0 | 0 | 0 | 0 | 0 | 0 | 0
0 | 0 | 0 | 0 | 0 | 0 | 0 | 0 | 0 | 0 | 0 | 0 | 0 | 0 | 0 | 0 | 0 | 0 | 0 | 0 | 0
0 | 0 | 0 | 0 | 0 | 0 | 0 | 0 | 0 | 0 | 0 | 0 | 0 | 0 | 0 | 0 | 0 | 0 | 0 | 0 | 0
0 | 0 | 0 | 0 | 0 | 0 | 0 | 0 | 0 | 0 | 0 | 0 | 0 | 0 | 0 | 0 | 0 | 0 | 0 | 0 | 0
0 | 0 | 0 | 0 | 0 | 0 | 0 | 0 | 0 | 0 | 0 | 0 | 0 | 0 | 0 | 0 | 0 | 0 | 0 | 0 | 0
0 | 0 | 0 | 0 | 0 | 0 | 0 | 0 | 0 | 0 | 0 | 0 | 0 | 0 | 0 | 0 | 0 | 0 | 0 | 0 | 0
0 | 0 | 0 | 0 | 0 | 0 | 0 | 0 | 0 | 0 | 0 | 0 | 0 | 0 | 0 | 0 | 0 | 0 | 0 | 0 | 0
0 | 0 | 0 | 0 | 0 | 0 | 0 | 0 | 0 | 0 | 0 | 0 | 0 | 0 | 0 | 0 | 0 | 0 | 0 | 0 | 0
0 | 0 | 0 | 0 | 0 | 0 | 0 | 0 | 0 | 0 | 0 | 0 | 0 | 0 | 0 | 0 | 0 | 0 | 0 | 0 | 0
0 | 0 | 0 | 0 | 0 | 0 | 0 | 0 | 0 | 0 | 0 | 0 | 0 | 0 | 0 | 0 | 0 | 0 | 0 | 0 | 0
0 | 0 | 0 | 0 | 0 | 0 | 0 | 0 | 0 | 0 | 0 | 0 | 0 | 0 | 0 | 0 | 0 | 0 | 0 | 0 | 0
0 | 0 | 0 | 0 | 0 | 0 | 0 | 0 | 0 | 0 | 0 | 0 | 0 | 0 | 0 | 0 | 0 | 0 | 0 | 0 | 0
0 | 0 | 0 | 0 | 0 | 0 | 0 | 0 | 0 | 0 | 0 | 0 | 0 | 0 | 0 | 0 | 0 | 0 | 0 | 0 | 0
0 | 0 | 0 | 0 | 0 | 0 | 0 | 0 | 0 | 0 | 0 | 0 | 0 | 0 | 0 | 0 | 0 | 0 | 0 | 0 | 0
0 | 0 | 0 | 0 | 0 | 0 | 0 | 0 | 0 | 0 | 0 | 0 | 0 | 0 | 0 | 0 | 0 | 0 | 0 | 0 | 0
0 | 0 | 0 | 0 | 0 | 0 | 0 | 0 | 0 | 0 | 0 | 0 | 0 | 0 | 0 | 0 | 0 | 0 | 0 | 0 | 0
0 | 0 | 0 | 0 | 0 | 0 | 0 | 0 | 0 | 0 | 0 | 0 | 0 | 0 | 0 | 0 | 0 | 0 | 0 | 0 | 0
0 | 0 | 0 | 0 | 0 | 0 | 0 | 0 | 0 | 0 | 0 | 0 | 0 | 0 | 0 | 0 | 0 | 0 | 0 | 0 | 0
0 | 0 | 0 | 0 | 0 | 0 | 0 | 0 | 0 | 0 | 0 | 0 | 0 | 0 | 0 | 0 | 0 | 0 | 0 | 0 | 0
0 | 0 | 0 | 0 | 0 | 0 | 0 | 0 | 0 | 0 | 0 | 0 | 0 | 0 | 0 | 0 | 0 | 0 | 0 | 0 | 0
0 | 0 | 0 | 0 | 0 | 0 | 0 | 0 | 0 | 0 | 0 | 0 | 0 | 0 | 0 | 0 | 0 | 0 | 0 | 0 | 0
0 | 0 | 0 | 0 | 0 | 0 | 0 | 0 | 0 | 0 | 0 | 0 | 0 | 0 | 0 | 0 | 0 | 0 | 0 | 0 | 0
0 | 0 | 0 | 0 | 0 | 0 | 0 | 0 | 0 | 0 | 0 | 0 | 0 | 0 | 0 | 0 | 0 | 0 | 0 | 0 | 0
0 | 0 | 0 | 0 | 0 | 0 | 0 | 0 | 0 | 0 | 0 | 0 | 0 | 0 | 0 | 0 | 0 | 0 | 0 | 0 | 0
0 | 0 | 0 | 0 | 0 | 0 | 0 | 0 | 0 | 0 | 0 | 0 | 0 | 0 | 0 | 0 | 0 | 0 | 0 | 0 | 0
0 | 0 | 0 | 0 | 0 | 0 | 0 | 0 | 0 | 0 | 0 | 0 | 0 | 0 | 0 | 0 | 0 | 0 | 0 | 0 | 0
0 | 0 | 0 | 0 | 0 | 0 | 0 | 0 | 0 | 0 | 0 | 0 | 0 | 0 | 0 | 0 | 0 | 0 | 0 | 0 | 0
0 | 0 | 0 | 0 | 0 | 0 | 0 | 0 | 0 | 0 | 0 | 0 | 0 | 0 | 0 | 0 | 0 | 0 | 0 | 0 | 0
0 | 0 | 0 | 0 | 0 | 0 | 0 | 0 | 0 | 0 | 0 | 0 | 0 | 0 | 0 | 0 | 0 | 0 | 0 | 0 | 0
0 | 0 | 0 | 0 | 0 | 0 | 0 | 0 | 0 | 0 | 0 | 0 | 0 | 0 | 0 | 0 | 0 | 0 | 0 | 0 | 0
0 | 0 | 0 | 0 | 0 | 0 | 0 | 0 | 0 | 0 | 0 | 0 | 0 | 0 | 0 | 0 | 0 | 0 | 0 | 0 | 0
0 | 0 | 0 | 0 | 0 | 0 | 0 | 0 | 0 | 0 | 0 | 0 | 0 | 0 | 0 | 0 | 0 | 0 | 0 | 0 | 0
0 | 0 | 0 | 0 | 0 | 0 | 0 | 0 | 0 | 0 | 0 | 0 | 0 | 0 | 0 | 0 | 0 | 0 | 0 | 0 | 0
0 | 0 | 0 | 0 | 0 | 0 | 0 | 0 | 0 | 0 | 0 | 0 | 0 | 0 | 0 | 0 | 0 | 0 | 0 | 0 | 0
0 | 0 | 0 | 0 | 0 | 0 | 0 | 0 | 0 | 0 | 0 | 0 | 0 | 0 | 0 | 0 | 0 | 0 | 0 | 0 | 0
0 | 0 | 0 | 0 | 0 | 0 | 0 | 0 | 0 | 0 | 0 | 0 | 0 | 0 | 0 | 0 | 0 | 0 | 0 | 0 | 0
0 | 0 | 0 | 0 | 0 | 0 | 0 | 0 | 0 | 0 | 0 | 0 | 0 | 0 | 0 | 0 | 0 | 0 | 0 | 0 | 0
0 | 0 | 0 | 0 | 0 | 0 | 0 | 0 | 0 | 0 | 0 | 0 | 0 | 0 | 0 | 0 | 0 | 0 | 0 | 0 | 0
0 | 0 | 0 | 0 | 0 | 0 | 0 | 0 | 0 | 0 | 0 | 0 | 0 | 0 | 0 | 0 | 0 | 0 | 0 | 0 | 0
0 | 0 | 0 | 0 | 0 | 0 | 0 | 0 | 0 | 0 | 0 | 0 | 0 | 0 | 0 | 0 | 0 | 0 | 0 | 0 | 0
0 | 0 | 0 | 0 | 0 | 0 | 0 | 0 | 0 | 0 | 0 | 0 | 0 | 0 | 0 | 0 | 0 | 0 | 0 | 0 | 0
0 | 0 | 0 | 0 | 0 | 0 | 0 | 0 | 0 | 0 | 0 | 0 | 0 | 0 | 0 | 0 | 0 | 0 | 0 | 0 | 0
0 | 0 | 0 | 0 | 0 | 0 | 0 | 0 | 0 | 0 | 0 | 0 | 0 | 0 | 0 | 0 | 0 | 0 | 0 | 0 | 0
0 | 0 | 0 | 0 | 0 | 0 | 0 | 0 | 0 | 0 | 0 | 0 | 0 | 0 | 0 | 0 | 0 | 0 | 0 | 0 | 0
0 | 0 | 0 | 0 | 0 | 0 | 0 | 0 | 0 | 0 | 0 | 0 | 0 | 0 | 0 | 0 | 0 | 0 | 0 | 0 | 0
0 | 0 | 0 | 0 | 0 | 0 | 0 | 0 | 0 | 0 | 0 | 0 | 0 | 0 | 0 | 0 | 0 | 0 | 0 | 0 | 0
0 | 0 | 0 | 0 | 0 | 0 | 0 | 0 | 0 | 0 | 0 | 0 | 0 | 0 | 0 | 0 | 0 | 0 | 0 | 0 | 0
0 | 0 | 0 | 0 | 0 | 0 | 0 | 0 | 0 | 0 | 0 | 0 | 0 | 0 | 0 | 0 | 0 | 0 | 0 | 0 | 0
0 | 0 | 0 | 0 | 0 | 0 | 0 | 0 | 0 | 0 | 0 | 0 | 0 | 0 | 0 | 0 | 0 | 0 | 0 | 0 | 0
0 | 0 | 0 | 0 | 0 | 0 | 0 | 0 | 0 | 0 | 0 | 0 | 0 | 0 | 0 | 0 | 0 | 0 | 0 | 0 | 0
0 | 0 | 0 | 0 | 0 | 0 | 0 | 0 | 0 | 0 | 0 | 0 | 0 | 0 | 0 | 0 | 0 | 0 | 0 | 0 | 0
0 | 0 | 0 | 0 | 0 | 0 | 0 | 0 | 0 | 0 | 0 | 0 | 0 | 0 | 0 | 0 | 0 | 0 | 0 | 0 | 0
0 | 0 | 0 | 0 | 0 | 0 | 0 | 0 | 0 | 0 | 0 | 0 | 0 | 0 | 0 | 0 | 0 | 0 | 0 | 0 | 0
0 | 0 | 0 | 0 | 0 | 0 | 0 | 0 | 0 | 0 | 0 | 0 | 0 | 0 | 0 | 0 | 0 | 0 | 0 | 0 | 0
0 | 0 | 0 | 0 | 0 | 0 | 0 | 0 | 0 | 0 | 0 | 0 | 0 | 0 | 0 | 0 | 0 | 0 | 0 | 0 | 0
0 | 0 | 0 | 0 | 0 | 0 | 0 | 0 | 0 | 0 | 0 | 0 | 0 | 0 | 0 | 0 | 0 | 0 | 0 | 0 | 0
0 | 0 | 0 | 0 | 0 | 0 | 0 | 0 | 0 | 0 | 0 | 0 | 0 | 0 | 0 | 0 | 0 | 0 | 0 | 0 | 0
0 | 0 | 0 | 0 | 0 | 0 | 0 | 0 | 0 | 0 | 0 | 0 | 0 | 0 | 0 | 0 | 0 | 0 | 0 | 0 | 0
0 | 0 | 0 | 0 | 0 | 0 | 0 | 0 | 0 | 0 | 0 | 0 | 0 | 0 | 0 | 0 | 0 | 0 | 0 | 0 | 0
0 | 0 | 0 | 0 | 0 | 0 | 0 | 0 | 0 | 0 | 0 | 0 | 0 | 0 | 0 | 0 | 0 | 0 | 0 | 0 | 0
0 | 0 | 0 | 0 | 0 | 0 | 0 | 0 | 0 | 0 | 0 | 0 | 0 | 0 | 0 | 0 | 0 | 0 | 0 | 0 | 0
0 | 0 | 0 | 0 | 0 | 0 | 0 | 0 | 0 | 0 | 0 | 0 | 0 | 0 | 0 | 0 | 0 | 0 | 0 | 0 | 0
0 | 0 | 0 | 0 | 0 | 0 | 0 | 0 | 0 | 0 | 0 | 0 | 0 | 0 | 0 | 0 | 0 | 0 | 0 | 0 | 0
0 | 0 | 0 | 0 | 0 | 0 | 0 | 0 | 0 | 0 | 0 | 0 | 0 | 0 | 0 | 0 | 0 | 0 | 0 | 0 | 0
0 | 0 | 0 | 0 | 0 | 0 | 0 | 0 | 0 | 0 | 0 | 0 | 0 | 0 | 0 | 0 | 0 | 0 | 0 | 0 | 0
0 | 0 | 0 | 0 | 0 | 0 | 0 | 0 | 0 | 0 | 0 | 0 | 0 | 0 | 0 | 0 | 0 | 0 | 0 | 0 | 0
0 | 0 | 0 | 0 | 0 | 0 | 0 | 0 | 0 | 0 | 0 | 0 | 0 | 0 | 0 | 0 | 0 | 0 | 0 | 0 | 0
0 | 0 | 0 | 0 | 0 | 0 | 0 | 0 | 0 | 0 | 0 | 0 | 0 | 0 | 0 | 0 | 0 | 0 | 0 | 0 | 0
0 | 0 | 0 | 0 | 0 | 0 | 0 | 0 | 0 | 0 | 0 | 0 | 0 | 0 | 0 | 0 | 0 | 0 | 0 | 0 | 0
0 | 0 | 0 | 0 | 0 | 0 | 0 | 0 | 0 | 0 | 0 | 0 | 0 | 0 | 0 | 0 | 0 | 0 | 0 | 0 | 0
0 | 0 | 0 | 0 | 0 | 0 | 0 | 0 | 0 | 0 | 0 | 0 | 0 | 0 | 0 | 0 | 0 | 0 | 0 | 0 | 0
0 | 0 | 0 | 0 | 0 | 0 | 0 | 0 | 0 | 0 | 0 | 0 | 0 | 0 | 0 | 0 | 0 | 0 | 0 | 0 | 0
0 | 0 | 0 | 0 | 0 | 0 | 0 | 0 | 0 | 0 | 0 | 0 | 0 | 0 | 0 | 0 | 0 | 0 | 0 | 0 | 0
0 | 0 | 0 | 0 | 0 | 0 | 0 | 0 | 0 | 0 | 0 | 0 | 0 | 0 | 0 | 0 | 0 | 0 | 0 | 0 | 0
0 | 0 | 0 | 0 | 0 | 0 | 0 | 0 | 0 | 0 | 0 | 0 | 0 | 0 | 0 | 0 | 0 | 0 | 0 | 0 | 0
0 | 0 | 0 | 0 | 0 | 0 | 0 | 0 | 0 | 0 | 0 | 0 | 0 | 0 | 0 | 0 | 0 | 0 | 0 | 0 | 0
0 | 0 | 0 | 0 | 0 | 0 | 0 | 0 | 0 | 0 | 0 | 0 | 0 | 0 | 0 | 0 | 0 | 0 | 0 | 0 | 0
0 | 0 | 0 | 0 | 0 | 0 | 0 | 0 | 0 | 0 | 0 | 0 | 0 | 0 | 0 | 0 | 0 | 0 | 0 | 0 | 0
0 | 0 | 0 | 0 | 0 | 0 | 0 | 0 | 0 | 0 | 0 | 0 | 0 | 0 | 0 | 0 | 0 | 0 | 0 | 0 | 0
0 | 0 | 0 | 0 | 0 | 0 | 0 | 0 | 0 | 0 | 0 | 0 | 0 | 0 | 0 | 0 | 0 | 0 | 0 | 0 | 0
0 | 0 | 0 | 0 | 0 | 0 | 0 | 0 | 0 | 0 | 0 | 0 | 0 | 0 | 0 | 0 | 0 | 0 | 0 | 0 | 0
0 | 0 | 0 | 0 | 0 | 0 | 0 | 0 | 0 | 0 | 0 | 0 | 0 | 0 | 0 | 0 | 0 | 0 | 0 | 0 | 0
0 | 0 | 0 | 0 | 0 | 0 | 0 | 0 | 0 | 0 | 0 | 0 | 0 | 0 | 0 | 0 | 0 | 0 | 0 | 0 | 0
0 | 0 | 0 | 0 | 0 | 0 | 0 | 0 | 0 | 0 | 0 | 0 | 0 | 0 | 0 | 0 | 0 | 0 | 0 | 0 | 0
0 | 0 | 0 | 0 | 0 | 0 | 0 | 0 | 0 | 0 | 0 | 0 | 0 | 0 | 0 | 0 | 0 | 0 | 0 | 0 | 0
0 | 0 | 0 | 0 | 0 | 0 | 0 | 0 | 0 | 0 | 0 | 0 | 0 | 0 | 0 | 0 | 0 | 0 | 0 | 0 | 0
0 | 0 | 0 | 0 | 0 | 0 | 0 | 0 | 0 | 0 | 0 | 0 | 0 | 0 | 0 | 0 | 0 | 0 | 0 | 0 | 0
0 | 0 | 0 | 0 | 0 | 0 | 0 | 0 | 0 | 0 | 0 | 0 | 0 | 0 | 0 | 0 | 0 | 0 | 0 | 0 | 0
0 | 0 | 0 | 0 | 0 | 0 | 0 | 0 | 0 | 0 | 0 | 0 | 0 | 0 | 0 | 0 | 0 | 0 | 0 | 0 | 0
0 | 0 | 0 | 0 | 0 | 0 | 0 | 0 | 0 | 0 | 0 | 0 | 0 | 0 | 0 | 0 | 0 | 0 | 0 | 0 | 0
0 | 0 | 0 | 0 | 0 | 0 | 0 | 0 | 0 | 0 | 0 | 0 | 0 | 0 | 0 | 0 | 0 | 0 | 0 | 0 | 0
0 | 0 | 0 | 0 | 0 | 0 | 0 | 0 | 0 | 0 | 0 | 0 | 0 | 0 | 0 | 0 | 0 | 0 | 0 | 0 | 0
0 | 0 | 0 | 0 | 0 | 0 | 0 | 0 | 0 | 0 | 0 | 0 | 0 | 0 | 0 | 0 | 0 | 0 | 0 | 0 | 0
0 | 0 | 0 | 0 | 0 | 0 | 0 | 0 | 0 | 0 | 0 | 0 | 0 | 0 | 0 | 0 | 0 | 0 | 0 | 0 | 0
0 | 0 | 0 | 0 | 0 | 0 | 0 | 0 | 0 | 0 | 0 | 0 | 0 | 0 | 0 | 0 | 0 | 0 | 0 | 0 | 0
0 | 0 | 0 | 0 | 0 | 0 | 0 | 0 | 0 | 0 | 0 | 0 | 0 | 0 | 0 | 0 | 0 | 0 | 0 | 0 | 0
0 | 0 | 0 | 0 | 0 | 0 | 0 | 0 | 0 | 0 | 0 | 0 | 0 | 0 | 0 | 0 | 0 | 0 | 0 | 0 | 0
0 | 0 | 0 | 0 | 0 | 0 | 0 | 0 | 0 | 0 | 0 | 0 | 0 | 0 | 0 | 0 | 0 | 0 | 0 | 0 | 0
0 | 0 | 0 | 0 | 0 | 0 | 0 | 0 | 0 | 0 | 0 | 0 | 0 | 0 | 0 | 0 | 0 | 0 | 0 | 0 | 0
0 | 0 | 0 | 0 | 0 | 0 | 0 | 0 | 0 | 0 | 0 | 0 | 0 | 0 | 0 | 0 | 0 | 0 | 0 | 0 | 0
0 | 0 | 0 | 0 | 0 | 0 | 0 | 0 | 0 | 0 | 0 | 0 | 0 | 0 | 0 | 0 | 0 | 0 | 0 | 0 | 0
0 | 0 | 0 | 0 | 0 | 0 | 0 | 0 | 0 | 0 | 0 | 0 | 0 | 0 | 0 | 0 | 0 | 0 | 0 | 0 | 0
0 | 0 | 0 | 0 | 0 | 0 | 0 | 0 | 0 | 0 | 0 | 0 | 0 | 0 | 0 | 0 | 0 | 0 | 0 | 0 | 0
0 | 0 | 0 | 0 | 0 | 0 | 0 | 0 | 0 | 0 | 0 | 0 | 0 | 0 | 0 | 0 | 0 | 0 | 0 | 0 | 0
0 | 0 | 0 | 0 | 0 | 0 | 0 | 0 | 0 | 0 | 0 | 0 | 0 | 0 | 0 | 0 | 0 | 0 | 0 | 0 | 0
0 | 0 | 0 | 0 | 0 | 0 | 0 | 0 | 0 | 0 | 0 | 0 | 0 | 0 | 0 | 0 | 0 | 0 | 0 | 0 | 0
0 | 0 | 0 | 0 | 0 | 0 | 0 | 0 | 0 | 0 | 0 | 0 | 0 | 0 | 0 | 0 | 0 | 0 | 0 | 0 | 0
0 | 0 | 0 | 0 | 0 | 0 | 0 | 0 | 0 | 0 | 0 | 0 | 0 | 0 | 0 | 0 | 0 | 0 | 0 | 0 | 0
0 | 0 | 0 | 0 | 0 | 0 | 0 | 0 | 0 | 0 | 0 | 0 | 0 | 0 | 0 | 0 | 0 | 0 | 0 | 0 | 0
0 | 0 | 0 | 0 | 0 | 0 | 0 | 0 | 0 | 0 | 0 | 0 | 0 | 0 | 0 | 0 | 0 | 0 | 0 | 0 | 0
0 | 0 | 0 | 0 | 0 | 0 | 0 | 0 | 0 | 0 | 0 | 0 | 0 | 0 | 0 | 0 | 0 | 0 | 0 | 0 | 0
0 | 0 | 0 | 0 | 0 | 0 | 0 | 0 | 0 | 0 | 0 | 0 | 0 | 0 | 0 | 0 | 0 | 0 | 0 | 0 | 0
0 | 0 | 0 | 0 | 0 | 0 | 0 | 0 | 0 | 0 | 0 | 0 | 0 | 0 | 0 | 0 | 0 | 0 | 0 | 0 | 0
0 | 0 | 0 | 0 | 0 | 0 | 0 | 0 | 0 | 0 | 0 | 0 | 0 | 0 | 0 | 0 | 0 | 0 | 0 | 0 | 0
0 | 0 | 0 | 0 | 0 | 0 | 0 | 0 | 0 | 0 | 0 | 0 | 0 | 0 | 0 | 0 | 0 | 0 | 0 | 0 | 0
0 | 0 | 0 | 0 | 0 | 0 | 0 | 0 | 0 | 0 | 0 | 0 | 0 | 0 | 0 | 0 | 0 | 0 | 0 | 0 | 0
0 | 0 | 0 | 0 | 0 | 0 | 0 | 0 | 0 | 0 | 0 | 0 | 0 | 0 | 0 | 0 | 0 | 0 | 0 | 0 | 0
0 | 0 | 0 | 0 | 0 | 0 | 0 | 0 | 0 | 0 | 0 | 0 | 0 | 0 | 0 | 0 | 0 | 0 | 0 | 0 | 0
0 | 0 | 0 | 0 | 0 | 0 | 0 | 0 | 0 | 0 | 0 | 0 | 0 | 0 | 0 | 0 | 0 | 0 | 0 | 0 | 0
0 | 0 | 0 | 0 | 0 | 0 | 0 | 0 | 0 | 0 | 0 | 0 | 0 | 0 | 0 | 0 | 0 | 0 | 0 | 0 | 0
0 | 0 | 0 | 0 | 0 | 0 | 0 | 0 | 0 | 0 | 0 | 0 | 0 | 0 | 0 | 0 | 0 | 0 | 0 | 0 | 0
0 | 0 | 0 | 0 | 0 | 0 | 0 | 0 | 0 | 0 | 0 | 0 | 0 | 0 | 0 | 0 | 0 | 0 | 0 | 0 | 0
0 | 0 | 0 | 0 | 0 | 0 | 0 | 0 | 0 | 0 | 0 | 0 | 0 | 0 | 0 | 0 | 0 | 0 | 0 | 0 | 0
0 | 0 | 0 | 0 | 0 | 0 | 0 | 0 | 0 | 0 | 0 | 0 | 0 | 0 | 0 | 0 | 0 | 0 | 0 | 0 | 0
0 | 0 | 0 | 0 | 0 | 0 | 0 | 0 | 0 | 0 | 0 | 0 | 0 | 0 | 0 | 0 | 0 | 0 | 0 | 0 | 0
0 | 0 | 0 | 0 | 0 | 0 | 0 | 0 | 0 | 0 | 0 | 0 | 0 | 0 | 0 | 0 | 0 | 0 | 0 | 0 | 0
0 | 0 | 0 | 0 | 0 | 0 | 0 | 0 | 0 | 0 | 0 | 0 | 0 | 0 | 0 | 0 | 0 | 0 | 0 | 0 | 0
0 | 0 | 0 | 0 | 0 | 0 | 0 | 0 | 0 | 0 | 0 | 0 | 0 | 0 | 0 | 0 | 0 | 0 | 0 | 0 | 0
0 | 0 | 0 | 0 | 0 | 0 | 0 | 0 | 0 | 0 | 0 | 0 | 0 | 0 | 0 | 0 | 0 | 0 | 0 | 0 | 0
0 | 0 | 0 | 0 | 0 | 0 | 0 | 0 | 0 | 0 | 0 | 0 | 0 | 0 | 0 | 0 | 0 | 0 | 0 | 0 | 0
0 | 0 | 0 | 0 | 0 | 0 | 0 | 0 | 0 | 0 | 0 | 0 | 0 | 0 | 0 | 0 | 0 | 0 | 0 | 0 | 0
0 | 0 | 0 | 0 | 0 | 0 | 0 | 0 | 0 | 0 | 0 | 0 | 0 | 0 | 0 | 0 | 0 | 0 | 0 | 0 | 0
0 | 0 | 0 | 0 | 0 | 0 | 0 | 0 | 0 | 0 | 0 | 0 | 0 | 0 | 0 | 0 | 0 | 0 | 0 | 0 | 0
0 | 0 | 0 | 0 | 0 | 0 | 0 | 0 | 0 | 0 | 0 | 0 | 0 | 0 | 0 | 0 | 0 | 0 | 0 | 0 | 0
0 | 0 | 0 | 0 | 0 | 0 | 0 | 0 | 0 | 0 | 0 | 0 | 0 | 0 | 0 | 0 | 0 | 0 | 0 | 0 | 0
0 | 0 | 0 | 0 | 0 | 0 | 0 | 0 | 0 | 0 | 0 | 0 | 0 | 0 | 0 | 0 | 0 | 0 | 0 | 0 | 0
0 | 0 | 0 | 0 | 0 | 0 | 0 | 0 | 0 | 0 | 0 | 0 | 0 | 0 | 0 | 0 | 0 | 0 | 0 | 0 | 0
0 | 0 | 0 | 0 | 0 | 0 | 0 | 0 | 0 | 0 | 0 | 0 | 0 | 0 | 0 | 0 | 0 | 0 | 0 | 0 | 0
0 | 0 | 0 | 0 | 0 | 0 | 0 | 0 | 0 | 0 | 0 | 0 | 0 | 0 | 0 | 0 | 0 | 0 | 0 | 0 | 0
0 | 0 | 0 | 0 | 0 | 0 | 0 | 0 | 0 | 0 | 0 | 0 | 0 | 0 | 0 | 0 | 0 | 0 | 0 | 0 | 0
0 | 0 | 0 | 0 | 0 | 0 | 0 | 0 | 0 | 0 | 0 | 0 | 0 | 0 | 0 | 0 | 0 | 0 | 0 | 0 | 0
0 | 0 | 0 | 0 | 0 | 0 | 0 | 0 | 0 | 0 | 0 | 0 | 0 | 0 | 0 | 0 | 0 | 0 | 0 | 0 | 0
0 | 0 | 0 | 0 | 0 | 0 | 0 | 0 | 0 | 0 | 0 | 0 | 0 | 0 | 0 | 0 | 0 | 0 | 0 | 0 | 0
0 | 0 | 0 | 0 | 0 | 0 | 0 | 0 | 0 | 0 | 0 | 0 | 0 | 0 | 0 | 0 | 0 | 0 | 0 | 0 | 0
0 | 0 | 0 | 0 | 0 | 0 | 0 | 0 | 0 | 0 | 0 | 0 | 0 | 0 | 0 | 0 | 0 | 0 | 0 | 0 | 0
0 | 0 | 0 | 0 | 0 | 0 | 0 | 0 | 0 | 0 | 0 | 0 | 0 | 0 | 0 | 0 | 0 | 0 | 0 | 0 | 0
0 | 0 | 0 | 0 | 0 | 0 | 0 | 0 | 0 | 0 | 0 | 0 | 0 | 0 | 0 | 0 | 0 | 0 | 0 | 0 | 0
0 | 0 | 0 | 0 | 0 | 0 | 0 | 0 | 0 | 0 | 0 | 0 | 0 | 0 | 0 | 0 | 0 | 0 | 0 | 0 | 0
0 | 0 | 0 | 0 | 0 | 0 | 0 | 0 | 0 | 0 | 0 | 0 | 0 | 0 | 0 | 0 | 0 | 0 | 0 | 0 | 0
0 | 0 | 0 | 0 | 0 | 0 | 0 | 0 | 0 | 0 | 0 | 0 | 0 | 0 | 0 | 0 | 0 | 0 | 0 | 0 | 0
0 | 0 | 0 | 0 | 0 | 0 | 0 | 0 | 0 | 0 | 0 | 0 | 0 | 0 | 0 | 0 | 0 | 0 | 0 | 0 | 0
0 | 0 | 0 | 0 | 0 | 0 | 0 | 0 | 0 | 0 | 0 | 0 | 0 | 0 | 0 | 0 | 0 | 0 | 0 | 0 | 0
0 | 0 | 0 | 0 | 0 | 0 | 0 | 0 | 0 | 0 | 0 | 0 | 0 | 0 | 0 | 0 | 0 | 0 | 0 | 0 | 0
0 | 0 | 0 | 0 | 0 | 0 | 0 | 0 | 0 | 0 | 0 | 0 | 0 | 0 | 0 | 0 | 0 | 0 | 0 | 0 | 0
0 | 0 | 0 | 0 | 0 | 0 | 0 | 0 | 0 | 0 | 0 | 0 | 0 | 0 | 0 | 0 | 0 | 0 | 0 | 0 | 0
0 | 0 | 0 | 0 | 0 | 0 | 0 | 0 | 0 | 0 | 0 | 0 | 0 | 0 | 0 | 0 | 0 | 0 | 0 | 0 | 0
0 | 0 | 0 | 0 | 0 | 0 | 0 | 0 | 0 | 0 | 0 | 0 | 0 | 0 | 0 | 0 | 0 | 0 | 0 | 0 | 0
0 | 0 | 0 | 0 | 0 | 0 | 0 | 0 | 0 | 0 | 0 | 0 | 0 | 0 | 0 | 0 | 0 | 0 | 0 | 0 | 0
0 | 0 | 0 | 0 | 0 | 0 | 0 | 0 | 0 | 0 | 0 | 0 | 0 | 0 | 0 | 0 | 0 | 0 | 0 | 0 | 0
0 | 0 | 0 | 0 | 0 | 0 | 0 | 0 | 0 | 0 | 0 | 0 | 0 | 0 | 0 | 0 | 0 | 0 | 0 | 0 | 0
0 | 0 | 0 | 0 | 0 | 0 | 0 | 0 | 0 | 0 | 0 | 0 | 0 | 0 | 0 | 0 | 0 | 0 | 0 | 0 | 0
0 | 0 | 0 | 0 | 0 | 0 | 0 | 0 | 0 | 0 | 0 | 0 | 0 | 0 | 0 | 0 | 0 | 0 | 0 | 0 | 0
0 | 0 | 0 | 0 | 0 | 0 | 0 | 0 | 0 | 0 | 0 | 0 | 0 | 0 | 0 | 0 | 0 | 0 | 0 | 0 | 0
0 | 0 | 0 | 0 | 0 | 0 | 0 | 0 | 0 | 0 | 0 | 0 | 0 | 0 | 0 | 0 | 0 | 0 | 0 | 0 | 0
0 | 0 | 0 | 0 | 0 | 0 | 0 | 0 | 0 | 0 | 0 | 0 | 0 | 0 | 0 | 0 | 0 | 0 | 0 | 0 | 0
0 | 0 | 0 | 0 | 0 | 0 | 0 | 0 | 0 | 0 | 0 | 0 | 0 | 0 | 0 | 0 | 0 | 0 | 0 | 0 | 0
0 | 0 | 0 | 0 | 0 | 0 | 0 | 0 | 0 | 0 | 0 | 0 | 0 | 0 | 0 | 0 | 0 | 0 | 0 | 0 | 0
0 | 0 | 0 | 0 | 0 | 0 | 0 | 0 | 0 | 0 | 0 | 0 | 0 | 0 | 0 | 0 | 0 | 0 | 0 | 0 | 0
0 | 0 | 0 | 0 | 0 | 0 | 0 | 0 | 0 | 0 | 0 | 0 | 0 | 0 | 0 | 0 | 0 | 0 | 0 | 0 | 0
0 | 0 | 0 | 0 | 0 | 0 | 0 | 0 | 0 | 0 | 0 | 0 | 0 | 0 | 0 | 0 | 0 | 0 | 0 | 0 | 0
0 | 0 | 0 | 0 | 0 | 0 | 0 | 0 | 0 | 0 | 0 | 0 | 0 | 0 | 0 | 0 | 0 | 0 | 0 | 0 | 0
0 | 0 | 0 | 0 | 0 | 0 | 0 | 0 | 0 | 0 | 0 | 0 | 0 | 0 | 0 | 0 | 0 | 0 | 0 | 0 | 0
0 | 0 | 0 | 0 | 0 | 0 | 0 | 0 | 0 | 0 | 0 | 0 | 0 | 0 | 0 | 0 | 0 | 0 | 0 | 0 | 0
0 | 0 | 0 | 0 | 0 | 0 | 0 | 0 | 0 | 0 | 0 | 0 | 0 | 0 | 0 | 0 | 0 | 0 | 0 | 0 | 0
0 | 0 | 0 | 0 | 0 | 0 | 0 | 0 | 0 | 0 | 0 | 0 | 0 | 0 | 0 | 0 | 0 | 0 | 0 | 0 | 0
0 | 0 | 0 | 0 | 0 | 0 | 0 | 0 | 0 | 0 | 0 | 0 | 0 | 0 | 0 | 0 | 0 | 0 | 0 | 0 | 0
0 | 0 | 0 | 0 | 0 | 0 | 0 | 0 | 0 | 0 | 0 | 0 | 0 | 0 | 0 | 0 | 0 | 0 | 0 | 0 | 0
0 | 0 | 0 | 0 | 0 | 0 | 0 | 0 | 0 | 0 | 0 | 0 | 0 | 0 | 0 | 0 | 0 | 0 | 0 | 0 | 0
0 | 0 | 0 | 0 | 0 | 0 | 0 | 0 | 0 | 0 | 0 | 0 | 0 | 0 | 0 | 0 | 0 | 0 | 0 | 0 | 0
0 | 0 | 0 | 0 | 0 | 0 | 0 | 0 | 0 | 0 | 0 | 0 | 0 | 0 | 0 | 0 | 0 | 0 | 0 | 0 | 0
0 | 0 | 0 | 0 | 0 | 0 | 0 | 0 | 0 | 0 | 0 | 0 | 0 | 0 | 0 | 0 | 0 | 0 | 0 | 0 | 0
0 | 0 | 0 | 0 | 0 | 0 | 0 | 0 | 0 | 0 | 0 | 0 | 0 | 0 | 0 | 0 | 0 | 0 | 0 | 0 | 0
0 | 0 | 0 | 0 | 0 | 0 | 0 | 0 | 0 | 0 | 0 | 0 | 0 | 0 | 0 | 0 | 0 | 0 | 0 | 0 | 0
0 | 0 | 0 | 0 | 0 | 0 | 0 | 0 | 0 | 0 | 0 | 0 | 0 | 0 | 0 | 0 | 0 | 0 | 0 | 0 | 0
0 | 0 | 0 | 0 | 0 | 0 | 0 | 0 | 0 | 0 | 0 | 0 | 0 | 0 | 0 | 0 | 0 | 0 | 0 | 0 | 0

## Output
Program Summary |  |  |  |  | Performance Earnings Basis |  |  |  | Avoided Cost Version
Proposer Name |  | Southern California Edison |  |  | Resource Benefit, net. |  | 3105168.4076 |  | 2006-06-01
Program Name |  | Cool Change Program |  |  | Incr Measure Cost, net. |  | 613817.605 |  | 2006-07-13
Total Program Budget ($) |  | 733002.0034 |  |  | Program Incentive Cost, net |  | 449739.0034 |  | Base Year
Incentives and Rebates ($) |  | 449739.0034 | 414298.6334 |  | Program Admin Cost |  | 283263 |  | 2006
Net Incremental Measure Cost ($) |  | 613817.605 |  |  | Performance Earnings Basis |  | 2262780.6698 |  | SCE Tool 3b4.xls
Program Impacts
| Annual Net kWh | Lifecycle Net kWh | Annual Net Therms | Lifecycle Net Therms | Net Jul-Sept Pk (kW) | Net Dec-Feb Pk (kW) | Net CEC (kW) | User Entered kW
2006-2008 | 3493912.027 | 55902592.432 | 0 | 0 | 552.7256 | 514.0348 | 758.1789 | 552.7256
2009-2012 | 0 | 0 | 0 | 0 | 0 | 0 | 0 | 0
Total 2006-2012 | 3493912.027 | 55902592.432 | 0 | 0 | 552.7256 | 514.0348 | 758.1789 | 552.7256
Cost Effectiveness (Lifecycle Present Value Dollars)
|  | Benefits |  |  | Benefit - Cost
| Cost | Electric | Gas | Incentives | NPV | B/C Ratio | Notes
Program TRC ($) | 897080.605 | 3105168.4076 | 0 | NA | 2208087.8025 | 3.4614 | *1
Program PAC ($) | 697561.6334 | 3105168.4076 | 0 | NA | 2407606.7742 | 4.4515 | *1,2
Program RIM ($) | 5447222.2134 | 3105168.4076 | 0 | NA | -2342053.8059 | 0.57005 | *1
*1 B/C Ratio is an approximation because any supply cost increases are treated as negative benefits rather than as a cost as in the Standard Practice Manual
*2 PAC benefits include environmental costs. This is to be consistent with the TRC benefits, but is not strictly consistent with the Standard Practice Manual.
Levelized Cost and Benefit (All Measures Installed through 2012)
| Discounted Savings |  |  |  | Benefit - Cost
| kWh | Therms | Cost | Benefits | NPV
TRC ($/kWh ) | 31566484.7976 |  | 0.028419 | 0.098369 | 0.06995
PAC ($/kWh) | 31566484.7976 |  | 0.022098 | 0.098369 | 0.076271
RIM ($/kWh) | 31566484.7976 |  | 0.17256 | 0.098369 | -0.074194
TRC ($/therm) |  | 0 | #DIV/0! | #DIV/0! | #DIV/0!
PAC ($/therm) |  | 0 | #DIV/0! | #DIV/0! | #DIV/0!
RIM ($/therm) |  | 0 | #DIV/0! | #DIV/0! | #DIV/0!
Emissions Reductions
| Electric Reductions |  |  | Gas Reductions
Annual Reductions | CO2 (tons) | NOX (lbs) | PM-10 (lbs) | CO2 (tons) | NOX (lbs)
2006 | 944.5218 | 255.2433 | 121.3424 | 0 | 0 | * annual reductions are the units
2007 | 1054.923 | 285.0776 | 135.5256 | 0 | 0 | implemented in the year, times
2008 | 0 | 0 | 0 | 0 | 0 | the annual emission reduction
2009 | 0 | 0 | 0 | 0 | 0 | for the measure.
2010 | 0 | 0 | 0 | 0 | 0
2011 | 0 | 0 | 0 | 0 | 0
2012 | 0 | 0 | 0 | 0 | 0
Total Annual | 1999.4447 | 540.3209 | 256.8679 | 0 | 0
Lifecycle Reductions
2006 | 15112.3484 | 4083.8928 | 1941.4776 | 0 | 0
2007 | 16878.7676 | 4561.2419 | 2168.4088 | 0 | 0
2008 | 0 | 0 | 0 | 0 | 0
2009 | 0 | 0 | 0 | 0 | 0
2010 | 0 | 0 | 0 | 0 | 0
2011 | 0 | 0 | 0 | 0 | 0
2012 | 0 | 0 | 0 | 0 | 0
Total Lifecycle | 31991.116 | 8645.1347 | 4109.8864 | 0 | 0
Reductions based on total annual installations
| Annual Net kWh | Lifecycle Net kWh | Annual Net Therms | Lifecycle Net Therms | Net July-Sept Peak (kW) | Net Dec-Feb (kW) | Net CEC (kW) | User Entered kW | Net Annual NCP (kW)
2006 | 1650496.2135 | 26407939.4158 | 0 | 0 | 261.2171 | 242.9319 | 358.1577 | 261.2171 | 182.1989
2007 | 1843415.8135 | 29494653.0162 | 0 | 0 | 291.5085 | 271.1029 | 400.0212 | 291.5085 | 264.0601
2008 | 0 | 0 | 0 | 0 | 0 | 0 | 0 | 0 | 106.4665
2009 | 0 | 0 | 0 | 0 | 0 | 0 | 0 | 0 | 0
2010 | 0 | 0 | 0 | 0 | 0 | 0 | 0 | 0 | 0
2011 | 0 | 0 | 0 | 0 | 0 | 0 | 0 | 0 | 0
2012 | 0 | 0 | 0 | 0 | 0 | 0 | 0 | 0 | 0
Total | 3493912.027 | 55902592.432 | 0 | 0 | 552.7256 | 514.0348 | 758.1789 | 552.7256 | 552.7256
Net Impacts by Sector (All Measures Installed through 2012)
| Annual Net kWh | Lifecycle Net kWh | Annual Net Therms | Lifecycle Net Therms | Net July-Sept Peak (kW) | Net Dec-Feb (kW) | Net CEC (kW) | User Entered kW | TRC Lifecycle Net Benefits* ($)
Total | 3493912.027 | 55902592.432 | 0 | 0 | 552.7256 | 514.0348 | 758.1789 | 552.7256 | 2208087.8025
Residential | 0 | 0 | 0 | 0 | 0 | 0 | 0 | 0 | 0
Small_Office | 0 | 0 | 0 | 0 | 0 | 0 | 0 | 0 | 0
Large_Office | 0 | 0 | 0 | 0 | 0 | 0 | 0 | 0 | 0
Small_Retail_Store | 0 | 0 | 0 | 0 | 0 | 0 | 0 | 0 | 0
Large_Retail_Store | 0 | 0 | 0 | 0 | 0 | 0 | 0 | 0 | 0
Grocery_Store | 0 | 0 | 0 | 0 | 0 | 0 | 0 | 0 | 0
Food_Store | 0 | 0 | 0 | 0 | 0 | 0 | 0 | 0 | 0
Restaurant | 0 | 0 | 0 | 0 | 0 | 0 | 0 | 0 | 0
Fast_Food_Restaurant | 0 | 0 | 0 | 0 | 0 | 0 | 0 | 0 | 0
Sit_Down_Restaurant | 0 | 0 | 0 | 0 | 0 | 0 | 0 | 0 | 0
Storage_Building | 0 | 0 | 0 | 0 | 0 | 0 | 0 | 0 | 0
Refrigerated_Warehouse | 0 | 0 | 0 | 0 | 0 | 0 | 0 | 0 | 0
Non-Refrig._Warehouse | 0 | 0 | 0 | 0 | 0 | 0 | 0 | 0 | 0
Hotel_Motel | 0 | 0 | 0 | 0 | 0 | 0 | 0 | 0 | 0
Medical_Clinic | 0 | 0 | 0 | 0 | 0 | 0 | 0 | 0 | 0
School | 0 | 0 | 0 | 0 | 0 | 0 | 0 | 0 | 0
K_thru_12_School | 0 | 0 | 0 | 0 | 0 | 0 | 0 | 0 | 0
College_University | 0 | 0 | 0 | 0 | 0 | 0 | 0 | 0 | 0
Assembly | 0 | 0 | 0 | 0 | 0 | 0 | 0 | 0 | 0
Trans_Comm_Util | 0 | 0 | 0 | 0 | 0 | 0 | 0 | 0 | 0
Misc._Commercial | 0 | 0 | 0 | 0 | 0 | 0 | 0 | 0 | 0
Industrial | 2537624.2135 | 40601987.4158 | 0 | 0 | 365.5851 | 339.9941 | 550.6645 | 365.5851 | 1641153.4896
Agricultural | 956287.8135 | 15300605.0162 | 0 | 0 | 187.1405 | 174.0406 | 207.5145 | 187.1405 | 566934.3129
Hospital | 0 | 0 | 0 | 0 | 0 | 0 | 0 | 0 | 0
* Include program-level and admin costs allocated based to total gas and electric programs at the measure level.
Net Impacts by CPUC End Use Categories (All Measures Installed through 2012)
| Annual Net kWh | Lifecycle Net kWh | Annual Net Therms | Lifecycle Net Therms | Net July-Sept Peak (kW) | Net Dec-Feb Pk (kW) | Net CEC (kW) | User Entered kW | TRC Lifecycle Net Benefits* ($)
Total | 3493912.027 | 55902592.432 | 0 | 0 | 552.7256 | 514.0348 | 758.1789 | 552.7256 | 2208087.8025
Clothes Dryer | 0 | 0 | 0 | 0 | 0 | 0 | 0 | 0 | 0
Clothes Washer | 0 | 0 | 0 | 0 | 0 | 0 | 0 | 0 | 0
Consumer Electronics | 0 | 0 | 0 | 0 | 0 | 0 | 0 | 0 | 0
Cooking | 0 | 0 | 0 | 0 | 0 | 0 | 0 | 0 | 0
Dishwasher | 0 | 0 | 0 | 0 | 0 | 0 | 0 | 0 | 0
Other Appliance | 0 | 0 | 0 | 0 | 0 | 0 | 0 | 0 | 0
Office Equipment | 0 | 0 | 0 | 0 | 0 | 0 | 0 | 0 | 0
Building shell | 0 | 0 | 0 | 0 | 0 | 0 | 0 | 0 | 0
Space Cooling | 0 | 0 | 0 | 0 | 0 | 0 | 0 | 0 | 0
Space Heating | 0 | 0 | 0 | 0 | 0 | 0 | 0 | 0 | 0
Ventilation | 0 | 0 | 0 | 0 | 0 | 0 | 0 | 0 | 0
Interior Lighting | 0 | 0 | 0 | 0 | 0 | 0 | 0 | 0 | 0
Exterior Lighting | 0 | 0 | 0 | 0 | 0 | 0 | 0 | 0 | 0
Daylighting | 0 | 0 | 0 | 0 | 0 | 0 | 0 | 0 | 0
Motors | 0 | 0 | 0 | 0 | 0 | 0 | 0 | 0 | 0
Process | 0 | 0 | 0 | 0 | 0 | 0 | 0 | 0 | 0
Compressed Air | 0 | 0 | 0 | 0 | 0 | 0 | 0 | 0 | 0
Food Processor | 0 | 0 | 0 | 0 | 0 | 0 | 0 | 0 | 0
Refrigeration | 3493912.027 | 55902592.432 | 0 | 0 | 552.7256 | 514.0348 | 758.1789 | 552.7256 | 2208087.8025
Freezers | 0 | 0 | 0 | 0 | 0 | 0 | 0 | 0 | 0
Pumps | 0 | 0 | 0 | 0 | 0 | 0 | 0 | 0 | 0
Pool Pump | 0 | 0 | 0 | 0 | 0 | 0 | 0 | 0 | 0
Domestic Hot Water | 0 | 0 | 0 | 0 | 0 | 0 | 0 | 0 | 0
Water Heating | 0 | 0 | 0 | 0 | 0 | 0 | 0 | 0 | 0
Other | 0 | 0 | 0 | 0 | 0 | 0 | 0 | 0 | 0
* Include program-level and admin costs allocated based to total gas and electric programs at the measure level.
Net Impacts by Climate Zone (All Measures Installed through 2012)
| Annual Net kWh | Lifecycle Net kWh | Annual Net Therms | Lifecycle Net Therms | Net July-Sept Peak (kW) | Net dec-Feb Pk (kW) | Net CEC (kW) | User Entered kW | TRC Lifecycle Net Benefits* ($)
Total | 3493912.027 | 55902592.432 | 0 | 0 | 552.7256 | 514.0348 | 758.1789 | 758.1789 | 2208087.8025
6 | 0 | 0 | 0 | 0 | 0 | 0 | 0 | 0 | 0
8 | 0 | 0 | 0 | 0 | 0 | 0 | 0 | 0 | 0
9 | 0 | 0 | 0 | 0 | 0 | 0 | 0 | 0 | 0
10 | 0 | 0 | 0 | 0 | 0 | 0 | 0 | 0 | 0
13 | 0 | 0 | 0 | 0 | 0 | 0 | 0 | 0 | 0
14 | 0 | 0 | 0 | 0 | 0 | 0 | 0 | 0 | 0
15 | 0 | 0 | 0 | 0 | 0 | 0 | 0 | 0 | 0
16 | 0 | 0 | 0 | 0 | 0 | 0 | 0 | 0 | 0
System | 3493912.027 | 55902592.432 | 0 | 0 | 552.7256 | 514.0348 | 758.1789 | 758.1789 | 2208087.8025
0 | 0 | 0 | 0 | 0 | 0 | 0 | 0 | 0 | 0
0 | 0 | 0 | 0 | 0 | 0 | 0 | 0 | 0 | 0
* Include program-level and admin costs allocated based to total gas and electric programs at the measure level.
Persistent reductions in the summer (3rd Qtr) or winter (4th Qtr) of each year
| Net July-Sept Peak (kW) | Net Annual Dec-Feb (kW)
2006 | 130.6086 | 242.9319
2007 | 406.9713 | 514.0348
2008 | 552.7256 | 514.0348
2009 | 552.7256 | 514.0348
2010 | 552.7256 | 514.0348
2011 | 552.7256 | 514.0348
2012 | 552.7256 | 514.0348
2013 | 552.7256 | 514.0348
Monthly Impacts
First Year for Impact Table: | 2006
| Quarter | Monthly Five Hour Avg or TOU Peak | Net Monthly NCP (kW) |  | Monthly Net kWh | Monthly Net Therms
2006-01-01 | 1 | 0 | 0 |  | 0 | 0
2006-02-01 | 1 | 0 | 0 |  | 0 | 0
2006-03-01 | 1 | 0 | 0 |  | 0 | 0
2006-04-01 | 2 | 60.733 | 60.733 |  | 34845.4945 | 0
2006-05-01 | 2 | 60.733 | 60.733 |  | 34845.4945 | 0
2006-06-01 | 2 | 65.3043 | 65.3043 |  | 33586.3843 | 0
2006-07-01 | 3 | 130.6086 | 130.6086 |  | 67172.7687 | 0
2006-08-01 | 3 | 130.6086 | 130.6086 |  | 67172.7687 | 0
2006-09-01 | 3 | 130.6086 | 130.6086 |  | 67172.7687 | 0
2006-10-01 | 4 | 182.1989 | 182.1989 |  | 104536.4835 | 0
2006-11-01 | 4 | 182.1989 | 182.1989 |  | 104536.4835 | 0
2006-12-01 | 4 | 182.1989 | 182.1989 |  | 104536.4835 | 0
2007-01-01 | 5 | 242.9319 | 242.9319 |  | 139381.978 | 0
2007-02-01 | 5 | 242.9319 | 242.9319 |  | 139381.978 | 0
2007-03-01 | 5 | 242.9319 | 242.9319 |  | 139381.978 | 0
2007-04-01 | 6 | 310.7076 | 310.7076 |  | 178300.4167 | 0
2007-05-01 | 6 | 310.7076 | 310.7076 |  | 178300.4167 | 0
2007-06-01 | 6 | 334.0942 | 334.0942 |  | 171857.6937 | 0
2007-07-01 | 7 | 406.9713 | 406.9713 |  | 209369.8501 | 0
2007-08-01 | 7 | 406.9713 | 406.9713 |  | 209369.8501 | 0
2007-09-01 | 7 | 406.9713 | 406.9713 |  | 209369.8501 | 0
2007-10-01 | 8 | 446.2591 | 446.2591 |  | 256137.2939 | 0
2007-11-01 | 8 | 446.2591 | 446.2591 |  | 256137.2939 | 0
2007-12-01 | 8 | 446.2591 | 446.2591 |  | 256137.2939 | 0
2008-01-01 | 9 | 514.0348 | 514.0348 |  | 295055.7326 | 0
2008-02-01 | 9 | 514.0348 | 514.0348 |  | 295055.7326 | 0
2008-03-01 | 9 | 514.0348 | 514.0348 |  | 295055.7326 | 0
2008-04-01 | 10 | 514.0348 | 514.0348 |  | 295055.7326 | 0
2008-05-01 | 10 | 514.0348 | 514.0348 |  | 295055.7326 | 0
2008-06-01 | 10 | 552.7256 | 552.7256 |  | 284394.1628 | 0
2008-07-01 | 11 | 552.7256 | 552.7256 |  | 284394.1628 | 0
2008-08-01 | 11 | 552.7256 | 552.7256 |  | 284394.1628 | 0
2008-09-01 | 11 | 552.7256 | 552.7256 |  | 284394.1628 | 0
2008-10-01 | 12 | 514.0348 | 514.0348 |  | 295055.7326 | 0
2008-11-01 | 12 | 514.0348 | 514.0348 |  | 295055.7326 | 0
2008-12-01 | 12 | 514.0348 | 514.0348 |  | 295055.7326 | 0
2009-01-01 | 13 | 514.0348 | 514.0348 |  | 295055.7326 | 0
2009-02-01 | 13 | 514.0348 | 514.0348 |  | 295055.7326 | 0
2009-03-01 | 13 | 514.0348 | 514.0348 |  | 295055.7326 | 0
2009-04-01 | 14 | 514.0348 | 514.0348 |  | 295055.7326 | 0
2009-05-01 | 14 | 514.0348 | 514.0348 |  | 295055.7326 | 0
2009-06-01 | 14 | 552.7256 | 552.7256 |  | 284394.1628 | 0
2009-07-01 | 15 | 552.7256 | 552.7256 |  | 284394.1628 | 0
2009-08-01 | 15 | 552.7256 | 552.7256 |  | 284394.1628 | 0
2009-09-01 | 15 | 552.7256 | 552.7256 |  | 284394.1628 | 0
2009-10-01 | 16 | 514.0348 | 514.0348 |  | 295055.7326 | 0
2009-11-01 | 16 | 514.0348 | 514.0348 |  | 295055.7326 | 0
2009-12-01 | 16 | 514.0348 | 514.0348 |  | 295055.7326 | 0
2010-01-01 | 17 | 514.0348 | 514.0348 |  | 295055.7326 | 0
2010-02-01 | 17 | 514.0348 | 514.0348 |  | 295055.7326 | 0
2010-03-01 | 17 | 514.0348 | 514.0348 |  | 295055.7326 | 0
2010-04-01 | 18 | 514.0348 | 514.0348 |  | 295055.7326 | 0
2010-05-01 | 18 | 514.0348 | 514.0348 |  | 295055.7326 | 0
2010-06-01 | 18 | 552.7256 | 552.7256 |  | 284394.1628 | 0
2010-07-01 | 19 | 552.7256 | 552.7256 |  | 284394.1628 | 0
2010-08-01 | 19 | 552.7256 | 552.7256 |  | 284394.1628 | 0
2010-09-01 | 19 | 552.7256 | 552.7256 |  | 284394.1628 | 0
2010-10-01 | 20 | 514.0348 | 514.0348 |  | 295055.7326 | 0
2010-11-01 | 20 | 514.0348 | 514.0348 |  | 295055.7326 | 0
2010-12-01 | 20 | 514.0348 | 514.0348 |  | 295055.7326 | 0
2011-01-01 | 21 | 514.0348 | 514.0348 |  | 295055.7326 | 0
2011-02-01 | 21 | 514.0348 | 514.0348 |  | 295055.7326 | 0
2011-03-01 | 21 | 514.0348 | 514.0348 |  | 295055.7326 | 0
2011-04-01 | 22 | 514.0348 | 514.0348 |  | 295055.7326 | 0
2011-05-01 | 22 | 514.0348 | 514.0348 |  | 295055.7326 | 0
2011-06-01 | 22 | 552.7256 | 552.7256 |  | 284394.1628 | 0
2011-07-01 | 23 | 552.7256 | 552.7256 |  | 284394.1628 | 0
2011-08-01 | 23 | 552.7256 | 552.7256 |  | 284394.1628 | 0
2011-09-01 | 23 | 552.7256 | 552.7256 |  | 284394.1628 | 0
2011-10-01 | 24 | 514.0348 | 514.0348 |  | 295055.7326 | 0
2011-11-01 | 24 | 514.0348 | 514.0348 |  | 295055.7326 | 0
2011-12-01 | 24 | 514.0348 | 514.0348 |  | 295055.7326 | 0
2012-01-01 | 25 | 514.0348 | 514.0348 |  | 295055.7326 | 0
2012-02-01 | 25 | 514.0348 | 514.0348 |  | 295055.7326 | 0
2012-03-01 | 25 | 514.0348 | 514.0348 |  | 295055.7326 | 0
2012-04-01 | 26 | 514.0348 | 514.0348 |  | 295055.7326 | 0
2012-05-01 | 26 | 514.0348 | 514.0348 |  | 295055.7326 | 0
2012-06-01 | 26 | 552.7256 | 552.7256 |  | 284394.1628 | 0
2012-07-01 | 27 | 552.7256 | 552.7256 |  | 284394.1628 | 0
2012-08-01 | 27 | 552.7256 | 552.7256 |  | 284394.1628 | 0
2012-09-01 | 27 | 552.7256 | 552.7256 |  | 284394.1628 | 0
2012-10-01 | 28 | 514.0348 | 514.0348 |  | 295055.7326 | 0
2012-11-01 | 28 | 514.0348 | 514.0348 |  | 295055.7326 | 0
2012-12-01 | 28 | 514.0348 | 514.0348 |  | 295055.7326 | 0

## Input
| SCE Tool 3b4.xls |  |  |  | Program Budget ($)
a. Administrative Costs
| Proposer General Information |  |  |  | a.i. Overhead and G&A | 30959 | d. Incentives and Rebates ($) | Nominal | NPV
| Proposer Name |  | Southern California Edison |  | a.ii. Other Admin costs | 123243 | d.i. User Input Incentive | 13000 | 13000
| Program Name |  | Cool Change Program |  | b. Marketing/Outreach | 106131 | d.ii. Rebate | 436739.0034 | 401298.6334
| Service Territory |  | SCE |  | c. Direct Implementation (non incentive) |  | d.iii. Direct Install Labor | 0 | 0
| First Year of Program Implementation |  |  | 2006 | c.i. Activity | 16850 | d.iv. Direct Install Materials | 0 | 0
| Contact Information |  |  |  | c.ii. Installation | 0 | Subtotal Direct Install | 449739.0034 | 414298.6334
| Name |  |  |  | c.iii. Hardware & Materials | 0
| Address |  |  |  | c.iv. Rebate Processing and Inspection | 6080
| ZIP code |  |  |  | d. Total Incentives and Rebates | 449739.0034
| Telephone |  |  |  | e. EM&V | 0 | f. Costs recovered from other sources | 0
| Email |  |  |  | Total | 733002.0034 | Program Budget w/ Other Costs (a to f) | 733002.0034 |  |  |  | Cases where Incentives exceed GIMC | 1
Quarterly Installation Schedule
| Program Inputs | [8 empty] | Financial Incentive (INC) ($/unit) | [15 empty] | Annual Installation Schedule | [7 empty] | 2006 |  |  |  | 2007 |  |  |  | 2008 |  |  |  | 2009 |  |  |  | 2010 |  |  |  | 2011 |  |  |  | 2012
| Measure Name | DEER RunID | Climate Zone | Target sector | Measure Electric End Use Shape | CZ, Sector, Measure combination found? | Measure Type (To Look up Measure Life) | Program Type (To look up Net-to-gross Ratio) | Unit Definition (e.g. homes) | Rebate (INC) ($/unit) | Direct Install Labor ($/unit) | Direct Install Material ($/unit) | Gross Incremental Measure Cost ($/unit) | Gross Unit Annual Electricity Savings (kwh/unit) | Electric Rate Schedule | Demand Scaler | User Entered kW Savings per unit (kW/unit) | Gross Unit Annual Gas Savings (therm/unit) | Gas Sector | Gas Rate Schedule | Gas Savings Profile | Combustion Type | Effective Useful Life (years) | Net-to-Gross Ratio | % Eligible for TOU AC adjustment | 2006 | 2007 | 2008 | 2009 | 2010 | 2011 | 2012 |  | Qtr 1 | Qtr 2 | Qtr 3 | Qtr 4 | Qtr 1 | Qtr 2 | Qtr 3 | Qtr 4 | Qtr 1 | Qtr 2 | Qtr 3 | Qtr 4 | Qtr 1 | Qtr 2 | Qtr 3 | Qtr 4 | Qtr 1 | Qtr 2 | Qtr 3 | Qtr 4 | Qtr 1 | Qtr 2 | Qtr 3 | Qtr 4 | Qtr 1 | Qtr 2 | Qtr 3 | Qtr 4 | Total Number of Units | Comments
Cool Change Program | ARFD - Food Processors Freezers up to 59,999 BTU | No DEER RunID, see Appendix B | System | Industrial | Refrigeration | TRUE | HVAC/Refrigeration – SPC: NR - 16 | All other nonresidential programs 0.80 | Facility | 416.5 | 0 | 0 | 1470 | 4165 | System | kW | 0.49 | [5 empty] | 16 | 80% | 0% | 8 | 8 | [6 empty] | 2 | 2 | 2 | 2 | 2 | 2 | 2 | 2 | 0 | 0 | 0 | 0 | 0 | 0 | 0 | 0 | 0 | 0 | 0 | 0 | 0 | 0 | 0 | 0 | 0 | 0 | 0 | 0 | 16
Cool Change Program | ARFD - Food Processors Freezers 60,000 - 107,999 BTU | No DEER RunID, see Appendix B | System | Industrial | Refrigeration | TRUE | HVAC/Refrigeration – SPC: NR - 16 | All other nonresidential programs 0.80 | Facility | 1549.2 | 0 | 0 | 2728.8 | 15492 | System | kW | 1.82 | [5 empty] | 16 | 80% | 0% | 8 | 9 | [6 empty] | 2 | 2 | 2 | 2 | 2.25 | 2.25 | 2.25 | 2.25 | 0 | 0 | 0 | 0 | 0 | 0 | 0 | 0 | 0 | 0 | 0 | 0 | 0 | 0 | 0 | 0 | 0 | 0 | 0 | 0 | 17
Cool Change Program | ARFD - Food Processors Freezers 108,000 - 143,999 BTU | No DEER RunID, see Appendix B | System | Industrial | Refrigeration | TRUE | HVAC/Refrigeration – SPC: NR - 16 | All other nonresidential programs 0.80 | Facility | 2323.8 | 0 | 0 | 3375.6 | 23238 | System | kW | 2.73 | [5 empty] | 16 | 80% | 0% | 8 | 9 | [6 empty] | 2 | 2 | 2 | 2 | 2.25 | 2.25 | 2.25 | 2.25 | 0 | 0 | 0 | 0 | 0 | 0 | 0 | 0 | 0 | 0 | 0 | 0 | 0 | 0 | 0 | 0 | 0 | 0 | 0 | 0 | 17
Cool Change Program | ARFD - Food Processors Freezers 144,000 - 215,999 BTU | No DEER RunID, see Appendix B | System | Industrial | Refrigeration | TRUE | HVAC/Refrigeration – SPC: NR - 16 | All other nonresidential programs 0.80 | Facility | 3319.7 | 0 | 0 | 3895.2 | 33197 | System | kW | 3.91 | [5 empty] | 16 | 80% | 0% | 8 | 9 | [6 empty] | 2 | 2 | 2 | 2 | 2.25 | 2.25 | 2.25 | 2.25 | 0 | 0 | 0 | 0 | 0 | 0 | 0 | 0 | 0 | 0 | 0 | 0 | 0 | 0 | 0 | 0 | 0 | 0 | 0 | 0 | 17
Cool Change Program | ARFD - Food Processors Freezers 216,000 - 299,000 BTU | No DEER RunID, see Appendix B | System | Industrial | Refrigeration | TRUE | HVAC/Refrigeration – SPC: NR - 16 | All other nonresidential programs 0.80 | Facility | 4758.3 | 0 | 0 | 4390.8 | 47583 | System | kW | 5.6 | [5 empty] | 16 | 80% | 0% | 8 | 9 | [6 empty] | 2 | 2 | 2 | 2 | 2.25 | 2.25 | 2.25 | 2.25 | 0 | 0 | 0 | 0 | 0 | 0 | 0 | 0 | 0 | 0 | 0 | 0 | 0 | 0 | 0 | 0 | 0 | 0 | 0 | 0 | 17
Cool Change Program | ARFD - Food Processors Coolers up to 59,999 BTU | No DEER RunID, see Appendix B | System | Industrial | Refrigeration | TRUE | HVAC/Refrigeration – SPC: NR - 16 | All other nonresidential programs 0.80 | Facility | 248.6532 | 0 | 0 | 1540.4708 | 2486.5323 | System | kW | 0.4866 | [5 empty] | 16 | 80% | 0% | 8 | 8 | [6 empty] | 2 | 2 | 2 | 2 | 2 | 2 | 2 | 2 | 0 | 0 | 0 | 0 | 0 | 0 | 0 | 0 | 0 | 0 | 0 | 0 | 0 | 0 | 0 | 0 | 0 | 0 | 0 | 0 | 16
Cool Change Program | ARFD - Food Processors Coolers 60,000 - 107,999 BTU | No DEER RunID, see Appendix B | System | Industrial | Refrigeration | TRUE | HVAC/Refrigeration – SPC: NR - 16 | All other nonresidential programs 0.80 | Facility | 781.5425 | 0 | 0 | 2743.0208 | 7815.4253 | System | kW | 1.5294 | [5 empty] | 16 | 80% | 0% | 8 | 9 | [6 empty] | 2 | 2 | 2 | 2 | 2.25 | 2.25 | 2.25 | 2.25 | 0 | 0 | 0 | 0 | 0 | 0 | 0 | 0 | 0 | 0 | 0 | 0 | 0 | 0 | 0 | 0 | 0 | 0 | 0 | 0 | 17
Cool Change Program | ARFD - Food Processors Coolers 108,000 - 143,999 BTU | No DEER RunID, see Appendix B | System | Industrial | Refrigeration | TRUE | HVAC/Refrigeration – SPC: NR - 16 | All other nonresidential programs 0.80 | Facility | 1183.9943 | 0 | 0 | 3349.8598 | 11839.9434 | System | kW | 2.317 | [5 empty] | 16 | 80% | 0% | 8 | 9 | [6 empty] | 2 | 2 | 2 | 2 | 2.25 | 2.25 | 2.25 | 2.25 | 0 | 0 | 0 | 0 | 0 | 0 | 0 | 0 | 0 | 0 | 0 | 0 | 0 | 0 | 0 | 0 | 0 | 0 | 0 | 0 | 17
Cool Change Program | ARFD - Food Processors Coolers 144,000 - 215,999 BTU | No DEER RunID, see Appendix B | System | Industrial | Refrigeration | TRUE | HVAC/Refrigeration – SPC: NR - 16 | All other nonresidential programs 0.80 | Facility | 1705.924 | 0 | 0 | 3890.2438 | 17059.2402 | System | kW | 3.3384 | [5 empty] | 16 | 80% | 0% | 8 | 9 | [6 empty] | 2 | 2 | 2 | 2 | 2.25 | 2.25 | 2.25 | 2.25 | 0 | 0 | 0 | 0 | 0 | 0 | 0 | 0 | 0 | 0 | 0 | 0 | 0 | 0 | 0 | 0 | 0 | 0 | 0 | 0 | 17
Cool Change Program | ARFD - Food Processors Coolers 216,000 - 359,999 BTU | No DEER RunID, see Appendix B | System | Industrial | Refrigeration | TRUE | HVAC/Refrigeration – SPC: NR - 16 | All other nonresidential programs 0.80 | Facility | 2410.5141 | 0 | 0 | 4391.072 | 24105.1411 | System | kW | 4.7172 | [5 empty] | 16 | 80% | 0% | 8 | 9 | [6 empty] | 2 | 2 | 2 | 2 | 2.25 | 2.25 | 2.25 | 2.25 | 0 | 0 | 0 | 0 | 0 | 0 | 0 | 0 | 0 | 0 | 0 | 0 | 0 | 0 | 0 | 0 | 0 | 0 | 0 | 0 | 17
Cool Change Program | ARFD - Dairy Refrigeration up to 59,999 BTU | No DEER RunID, see Appendix B | System | Agricultural | Refrigeration | TRUE | HVAC/Refrigeration – SPC: NR - 16 | All other nonresidential programs 0.80 | Facility | 248.6532 | 0 | 0 | 1540.4708 | 2486.5323 | System | kW | 0.4866 | [5 empty] | 16 | 80% | 0% | 2 | 2 | [6 empty] | 0.5 | 0.5 | 0.5 | 0.5 | 0.5 | 0.5 | 0.5 | 0.5 | 0 | 0 | 0 | 0 | 0 | 0 | 0 | 0 | 0 | 0 | 0 | 0 | 0 | 0 | 0 | 0 | 0 | 0 | 0 | 0 | 4
Cool Change Program | ARFD - Dairy Refrigeration 60,000 - 107,999 BTU | No DEER RunID, see Appendix B | System | Agricultural | Refrigeration | TRUE | HVAC/Refrigeration – SPC: NR - 16 | All other nonresidential programs 0.80 | Facility | 781.5425 | 0 | 0 | 2743.0208 | 7815.4253 | System | kW | 1.5294 | [5 empty] | 16 | 80% | 0% | 3 | 3 | [6 empty] | 0.75 | 0.75 | 0.75 | 0.75 | 0.75 | 0.75 | 0.75 | 0.75 | 0 | 0 | 0 | 0 | 0 | 0 | 0 | 0 | 0 | 0 | 0 | 0 | 0 | 0 | 0 | 0 | 0 | 0 | 0 | 0 | 6
Cool Change Program | ARFD - Dairy Refrigeration 108,000 - 143,999 BTU | No DEER RunID, see Appendix B | System | Agricultural | Refrigeration | TRUE | HVAC/Refrigeration – SPC: NR - 16 | All other nonresidential programs 0.80 | Facility | 1183.9943 | 0 | 0 | 3349.8598 | 11839.9434 | System | kW | 2.317 | [5 empty] | 16 | 80% | 0% | 3 | 3 | [6 empty] | 0.75 | 0.75 | 0.75 | 0.75 | 0.75 | 0.75 | 0.75 | 0.75 | 0 | 0 | 0 | 0 | 0 | 0 | 0 | 0 | 0 | 0 | 0 | 0 | 0 | 0 | 0 | 0 | 0 | 0 | 0 | 0 | 6
Cool Change Program | ARFD - Dairy Refrigeration 144,000 - 215,999 BTU | No DEER RunID, see Appendix B | System | Agricultural | Refrigeration | TRUE | HVAC/Refrigeration – SPC: NR - 16 | All other nonresidential programs 0.80 | Facility | 1705.924 | 0 | 0 | 3890.2438 | 17059.2402 | System | kW | 3.3384 | [5 empty] | 16 | 80% | 0% | 3 | 3 | [6 empty] | 0.75 | 0.75 | 0.75 | 0.75 | 0.75 | 0.75 | 0.75 | 0.75 | 0 | 0 | 0 | 0 | 0 | 0 | 0 | 0 | 0 | 0 | 0 | 0 | 0 | 0 | 0 | 0 | 0 | 0 | 0 | 0 | 6
Cool Change Program | ARFD - Dairy Refrigeration 216,000 - 359,999 BTU | No DEER RunID, see Appendix B | System | Agricultural | Refrigeration | TRUE | HVAC/Refrigeration – SPC: NR - 16 | All other nonresidential programs 0.80 | Facility | 2410.5141 | 0 | 0 | 4391.072 | 24105.1411 | System | kW | 4.7172 | [5 empty] | 16 | 80% | 0% | 3 | 3 | [6 empty] | 0.75 | 0.75 | 0.75 | 0.75 | 0.75 | 0.75 | 0.75 | 0.75 | 0 | 0 | 0 | 0 | 0 | 0 | 0 | 0 | 0 | 0 | 0 | 0 | 0 | 0 | 0 | 0 | 0 | 0 | 0 | 0 | 6
Cool Change Program | ARFD - Agriculture Other than Dairy Coolers up to 59,999 BTU | No DEER RunID, see Appendix B | System | Agricultural | Refrigeration | TRUE | HVAC/Refrigeration – SPC: NR - 16 | All other nonresidential programs 0.80 | Facility | 248.6532 | 0 | 0 | 1540.4708 | 2486.5323 | System | kW | 0.4866 | [5 empty] | 16 | 80% | 0% | 6 | 6 | [6 empty] | 1.5 | 1.5 | 1.5 | 1.5 | 1.5 | 1.5 | 1.5 | 1.5 | 0 | 0 | 0 | 0 | 0 | 0 | 0 | 0 | 0 | 0 | 0 | 0 | 0 | 0 | 0 | 0 | 0 | 0 | 0 | 0 | 12
Cool Change Program | ARFD - Agriculture Other than Dairy Coolers 60,000 - 107,999 BTU | No DEER RunID, see Appendix B | System | Agricultural | Refrigeration | TRUE | HVAC/Refrigeration – SPC: NR - 16 | All other nonresidential programs 0.80 | Facility | 781.5425 | 0 | 0 | 2743.0208 | 7815.4253 | System | kW | 1.5294 | [5 empty] | 16 | 80% | 0% | 6 | 7 | [6 empty] | 1.5 | 1.5 | 1.5 | 1.5 | 1.75 | 1.75 | 1.75 | 1.75 | 0 | 0 | 0 | 0 | 0 | 0 | 0 | 0 | 0 | 0 | 0 | 0 | 0 | 0 | 0 | 0 | 0 | 0 | 0 | 0 | 13
Cool Change Program | ARFD - Agriculture Other than Dairy Coolers 108,000 - 143,999 BTU | No DEER RunID, see Appendix B | System | Agricultural | Refrigeration | TRUE | HVAC/Refrigeration – SPC: NR - 16 | All other nonresidential programs 0.80 | Facility | 1183.9943 | 0 | 0 | 3349.8598 | 11839.9434 | System | kW | 2.317 | [5 empty] | 16 | 80% | 0% | 6 | 7 | [6 empty] | 1.5 | 1.5 | 1.5 | 1.5 | 1.75 | 1.75 | 1.75 | 1.75 | 0 | 0 | 0 | 0 | 0 | 0 | 0 | 0 | 0 | 0 | 0 | 0 | 0 | 0 | 0 | 0 | 0 | 0 | 0 | 0 | 13
Cool Change Program | ARFD - Agriculture Other than Dairy Coolers 144,000 - 215,999 BTU | No DEER RunID, see Appendix B | System | Agricultural | Refrigeration | TRUE | HVAC/Refrigeration – SPC: NR - 16 | All other nonresidential programs 0.80 | Facility | 1705.924 | 0 | 0 | 3890.2438 | 17059.2402 | System | kW | 3.3384 | [5 empty] | 16 | 80% | 0% | 6 | 7 | [6 empty] | 1.5 | 1.5 | 1.5 | 1.5 | 1.75 | 1.75 | 1.75 | 1.75 | 0 | 0 | 0 | 0 | 0 | 0 | 0 | 0 | 0 | 0 | 0 | 0 | 0 | 0 | 0 | 0 | 0 | 0 | 0 | 0 | 13
Cool Change Program | ARFD - Agriculture Other than Dairy Coolers 216,000 - 359,999 BTU | No DEER RunID, see Appendix B | System | Agricultural | Refrigeration | TRUE | HVAC/Refrigeration – SPC: NR - 16 | All other nonresidential programs 0.80 | Facility | 2410.5141 | 0 | 0 | 4391.072 | 24105.1411 | System | kW | 4.7172 | [5 empty] | 16 | 80% | 0% | 6 | 7 | [6 empty] | 1.5 | 1.5 | 1.5 | 1.5 | 1.75 | 1.75 | 1.75 | 1.75 | 0 | 0 | 0 | 0 | 0 | 0 | 0 | 0 | 0 | 0 | 0 | 0 | 0 | 0 | 0 | 0 | 0 | 0 | 0 | 0 | 13
Cool Change Program | [14 empty] | System | #N/A | [17 empty] | 0 | 0 | 0 | 0 | 0 | 0 | 0 | 0 | 0 | 0 | 0 | 0 | 0 | 0 | 0 | 0 | 0 | 0 | 0 | 0 | 0 | 0 | 0 | 0 | 0 | 0 | 0 | 0 | 0
Cool Change Program | [14 empty] | System | #N/A | [17 empty] | 0 | 0 | 0 | 0 | 0 | 0 | 0 | 0 | 0 | 0 | 0 | 0 | 0 | 0 | 0 | 0 | 0 | 0 | 0 | 0 | 0 | 0 | 0 | 0 | 0 | 0 | 0 | 0 | 0
Cool Change Program | [14 empty] | System | #N/A | [17 empty] | 0 | 0 | 0 | 0 | 0 | 0 | 0 | 0 | 0 | 0 | 0 | 0 | 0 | 0 | 0 | 0 | 0 | 0 | 0 | 0 | 0 | 0 | 0 | 0 | 0 | 0 | 0 | 0 | 0
Cool Change Program | [14 empty] | System | #N/A | [17 empty] | 0 | 0 | 0 | 0 | 0 | 0 | 0 | 0 | 0 | 0 | 0 | 0 | 0 | 0 | 0 | 0 | 0 | 0 | 0 | 0 | 0 | 0 | 0 | 0 | 0 | 0 | 0 | 0 | 0
Cool Change Program | [14 empty] | System | #N/A | [17 empty] | 0 | 0 | 0 | 0 | 0 | 0 | 0 | 0 | 0 | 0 | 0 | 0 | 0 | 0 | 0 | 0 | 0 | 0 | 0 | 0 | 0 | 0 | 0 | 0 | 0 | 0 | 0 | 0 | 0
Cool Change Program | [14 empty] | System | #N/A | [17 empty] | 0 | 0 | 0 | 0 | 0 | 0 | 0 | 0 | 0 | 0 | 0 | 0 | 0 | 0 | 0 | 0 | 0 | 0 | 0 | 0 | 0 | 0 | 0 | 0 | 0 | 0 | 0 | 0 | 0
Cool Change Program | [14 empty] | System | #N/A | [17 empty] | 0 | 0 | 0 | 0 | 0 | 0 | 0 | 0 | 0 | 0 | 0 | 0 | 0 | 0 | 0 | 0 | 0 | 0 | 0 | 0 | 0 | 0 | 0 | 0 | 0 | 0 | 0 | 0 | 0
Cool Change Program | [14 empty] | System | #N/A | [17 empty] | 0 | 0 | 0 | 0 | 0 | 0 | 0 | 0 | 0 | 0 | 0 | 0 | 0 | 0 | 0 | 0 | 0 | 0 | 0 | 0 | 0 | 0 | 0 | 0 | 0 | 0 | 0 | 0 | 0
Cool Change Program | [14 empty] | System | #N/A | [17 empty] | 0 | 0 | 0 | 0 | 0 | 0 | 0 | 0 | 0 | 0 | 0 | 0 | 0 | 0 | 0 | 0 | 0 | 0 | 0 | 0 | 0 | 0 | 0 | 0 | 0 | 0 | 0 | 0 | 0
Cool Change Program | [14 empty] | System | #N/A | [17 empty] | 0 | 0 | 0 | 0 | 0 | 0 | 0 | 0 | 0 | 0 | 0 | 0 | 0 | 0 | 0 | 0 | 0 | 0 | 0 | 0 | 0 | 0 | 0 | 0 | 0 | 0 | 0 | 0 | 0
Cool Change Program | [14 empty] | System | #N/A | [17 empty] | 0 | 0 | 0 | 0 | 0 | 0 | 0 | 0 | 0 | 0 | 0 | 0 | 0 | 0 | 0 | 0 | 0 | 0 | 0 | 0 | 0 | 0 | 0 | 0 | 0 | 0 | 0 | 0 | 0
Cool Change Program | [14 empty] | System | #N/A | [17 empty] | 0 | 0 | 0 | 0 | 0 | 0 | 0 | 0 | 0 | 0 | 0 | 0 | 0 | 0 | 0 | 0 | 0 | 0 | 0 | 0 | 0 | 0 | 0 | 0 | 0 | 0 | 0 | 0 | 0
Cool Change Program | [14 empty] | System | #N/A | [17 empty] | 0 | 0 | 0 | 0 | 0 | 0 | 0 | 0 | 0 | 0 | 0 | 0 | 0 | 0 | 0 | 0 | 0 | 0 | 0 | 0 | 0 | 0 | 0 | 0 | 0 | 0 | 0 | 0 | 0
Cool Change Program | [14 empty] | System | #N/A | [17 empty] | 0 | 0 | 0 | 0 | 0 | 0 | 0 | 0 | 0 | 0 | 0 | 0 | 0 | 0 | 0 | 0 | 0 | 0 | 0 | 0 | 0 | 0 | 0 | 0 | 0 | 0 | 0 | 0 | 0
Cool Change Program | [14 empty] | System | #N/A | [17 empty] | 0 | 0 | 0 | 0 | 0 | 0 | 0 | 0 | 0 | 0 | 0 | 0 | 0 | 0 | 0 | 0 | 0 | 0 | 0 | 0 | 0 | 0 | 0 | 0 | 0 | 0 | 0 | 0 | 0
Cool Change Program | [14 empty] | System | #N/A | [17 empty] | 0 | 0 | 0 | 0 | 0 | 0 | 0 | 0 | 0 | 0 | 0 | 0 | 0 | 0 | 0 | 0 | 0 | 0 | 0 | 0 | 0 | 0 | 0 | 0 | 0 | 0 | 0 | 0 | 0
Cool Change Program | [14 empty] | System | #N/A | [17 empty] | 0 | 0 | 0 | 0 | 0 | 0 | 0 | 0 | 0 | 0 | 0 | 0 | 0 | 0 | 0 | 0 | 0 | 0 | 0 | 0 | 0 | 0 | 0 | 0 | 0 | 0 | 0 | 0 | 0
Cool Change Program | [14 empty] | System | #N/A | [17 empty] | 0 | 0 | 0 | 0 | 0 | 0 | 0 | 0 | 0 | 0 | 0 | 0 | 0 | 0 | 0 | 0 | 0 | 0 | 0 | 0 | 0 | 0 | 0 | 0 | 0 | 0 | 0 | 0 | 0
Cool Change Program | [14 empty] | System | #N/A | [17 empty] | 0 | 0 | 0 | 0 | 0 | 0 | 0 | 0 | 0 | 0 | 0 | 0 | 0 | 0 | 0 | 0 | 0 | 0 | 0 | 0 | 0 | 0 | 0 | 0 | 0 | 0 | 0 | 0 | 0
Cool Change Program | [14 empty] | System | #N/A | [17 empty] | 0 | 0 | 0 | 0 | 0 | 0 | 0 | 0 | 0 | 0 | 0 | 0 | 0 | 0 | 0 | 0 | 0 | 0 | 0 | 0 | 0 | 0 | 0 | 0 | 0 | 0 | 0 | 0 | 0
Cool Change Program | [14 empty] | System | #N/A | [17 empty] | 0 | 0 | 0 | 0 | 0 | 0 | 0 | 0 | 0 | 0 | 0 | 0 | 0 | 0 | 0 | 0 | 0 | 0 | 0 | 0 | 0 | 0 | 0 | 0 | 0 | 0 | 0 | 0 | 0
Cool Change Program | [14 empty] | System | #N/A | [17 empty] | 0 | 0 | 0 | 0 | 0 | 0 | 0 | 0 | 0 | 0 | 0 | 0 | 0 | 0 | 0 | 0 | 0 | 0 | 0 | 0 | 0 | 0 | 0 | 0 | 0 | 0 | 0 | 0 | 0
Cool Change Program | [14 empty] | System | #N/A | [17 empty] | 0 | 0 | 0 | 0 | 0 | 0 | 0 | 0 | 0 | 0 | 0 | 0 | 0 | 0 | 0 | 0 | 0 | 0 | 0 | 0 | 0 | 0 | 0 | 0 | 0 | 0 | 0 | 0 | 0
Cool Change Program | [14 empty] | System | #N/A | [17 empty] | 0 | 0 | 0 | 0 | 0 | 0 | 0 | 0 | 0 | 0 | 0 | 0 | 0 | 0 | 0 | 0 | 0 | 0 | 0 | 0 | 0 | 0 | 0 | 0 | 0 | 0 | 0 | 0 | 0
Cool Change Program | [14 empty] | System | #N/A | [17 empty] | 0 | 0 | 0 | 0 | 0 | 0 | 0 | 0 | 0 | 0 | 0 | 0 | 0 | 0 | 0 | 0 | 0 | 0 | 0 | 0 | 0 | 0 | 0 | 0 | 0 | 0 | 0 | 0 | 0
Cool Change Program | [14 empty] | System | #N/A | [17 empty] | 0 | 0 | 0 | 0 | 0 | 0 | 0 | 0 | 0 | 0 | 0 | 0 | 0 | 0 | 0 | 0 | 0 | 0 | 0 | 0 | 0 | 0 | 0 | 0 | 0 | 0 | 0 | 0 | 0
Cool Change Program | [14 empty] | System | #N/A | [17 empty] | 0 | 0 | 0 | 0 | 0 | 0 | 0 | 0 | 0 | 0 | 0 | 0 | 0 | 0 | 0 | 0 | 0 | 0 | 0 | 0 | 0 | 0 | 0 | 0 | 0 | 0 | 0 | 0 | 0
Cool Change Program | [14 empty] | System | #N/A | [17 empty] | 0 | 0 | 0 | 0 | 0 | 0 | 0 | 0 | 0 | 0 | 0 | 0 | 0 | 0 | 0 | 0 | 0 | 0 | 0 | 0 | 0 | 0 | 0 | 0 | 0 | 0 | 0 | 0 | 0
Cool Change Program | [14 empty] | System | #N/A | [17 empty] | 0 | 0 | 0 | 0 | 0 | 0 | 0 | 0 | 0 | 0 | 0 | 0 | 0 | 0 | 0 | 0 | 0 | 0 | 0 | 0 | 0 | 0 | 0 | 0 | 0 | 0 | 0 | 0 | 0
Cool Change Program | [14 empty] | System | #N/A | [17 empty] | 0 | 0 | 0 | 0 | 0 | 0 | 0 | 0 | 0 | 0 | 0 | 0 | 0 | 0 | 0 | 0 | 0 | 0 | 0 | 0 | 0 | 0 | 0 | 0 | 0 | 0 | 0 | 0 | 0
Cool Change Program | [14 empty] | System | #N/A | [17 empty] | 0 | 0 | 0 | 0 | 0 | 0 | 0 | 0 | 0 | 0 | 0 | 0 | 0 | 0 | 0 | 0 | 0 | 0 | 0 | 0 | 0 | 0 | 0 | 0 | 0 | 0 | 0 | 0 | 0
Cool Change Program | [14 empty] | System | #N/A | [17 empty] | 0 | 0 | 0 | 0 | 0 | 0 | 0 | 0 | 0 | 0 | 0 | 0 | 0 | 0 | 0 | 0 | 0 | 0 | 0 | 0 | 0 | 0 | 0 | 0 | 0 | 0 | 0 | 0 | 0
Cool Change Program | [14 empty] | System | #N/A | [17 empty] | 0 | 0 | 0 | 0 | 0 | 0 | 0 | 0 | 0 | 0 | 0 | 0 | 0 | 0 | 0 | 0 | 0 | 0 | 0 | 0 | 0 | 0 | 0 | 0 | 0 | 0 | 0 | 0 | 0
Cool Change Program | [14 empty] | System | #N/A | [17 empty] | 0 | 0 | 0 | 0 | 0 | 0 | 0 | 0 | 0 | 0 | 0 | 0 | 0 | 0 | 0 | 0 | 0 | 0 | 0 | 0 | 0 | 0 | 0 | 0 | 0 | 0 | 0 | 0 | 0
Cool Change Program | [14 empty] | System | #N/A | [17 empty] | 0 | 0 | 0 | 0 | 0 | 0 | 0 | 0 | 0 | 0 | 0 | 0 | 0 | 0 | 0 | 0 | 0 | 0 | 0 | 0 | 0 | 0 | 0 | 0 | 0 | 0 | 0 | 0 | 0
Cool Change Program | [14 empty] | System | #N/A | [17 empty] | 0 | 0 | 0 | 0 | 0 | 0 | 0 | 0 | 0 | 0 | 0 | 0 | 0 | 0 | 0 | 0 | 0 | 0 | 0 | 0 | 0 | 0 | 0 | 0 | 0 | 0 | 0 | 0 | 0
Cool Change Program | [14 empty] | System | #N/A | [17 empty] | 0 | 0 | 0 | 0 | 0 | 0 | 0 | 0 | 0 | 0 | 0 | 0 | 0 | 0 | 0 | 0 | 0 | 0 | 0 | 0 | 0 | 0 | 0 | 0 | 0 | 0 | 0 | 0 | 0
Cool Change Program | [14 empty] | System | #N/A | [17 empty] | 0 | 0 | 0 | 0 | 0 | 0 | 0 | 0 | 0 | 0 | 0 | 0 | 0 | 0 | 0 | 0 | 0 | 0 | 0 | 0 | 0 | 0 | 0 | 0 | 0 | 0 | 0 | 0 | 0
Cool Change Program | [14 empty] | System | #N/A | [17 empty] | 0 | 0 | 0 | 0 | 0 | 0 | 0 | 0 | 0 | 0 | 0 | 0 | 0 | 0 | 0 | 0 | 0 | 0 | 0 | 0 | 0 | 0 | 0 | 0 | 0 | 0 | 0 | 0 | 0
Cool Change Program | [14 empty] | System | #N/A | [17 empty] | 0 | 0 | 0 | 0 | 0 | 0 | 0 | 0 | 0 | 0 | 0 | 0 | 0 | 0 | 0 | 0 | 0 | 0 | 0 | 0 | 0 | 0 | 0 | 0 | 0 | 0 | 0 | 0 | 0
Cool Change Program | [14 empty] | System | #N/A | [17 empty] | 0 | 0 | 0 | 0 | 0 | 0 | 0 | 0 | 0 | 0 | 0 | 0 | 0 | 0 | 0 | 0 | 0 | 0 | 0 | 0 | 0 | 0 | 0 | 0 | 0 | 0 | 0 | 0 | 0
Cool Change Program | [14 empty] | System | #N/A | [17 empty] | 0 | 0 | 0 | 0 | 0 | 0 | 0 | 0 | 0 | 0 | 0 | 0 | 0 | 0 | 0 | 0 | 0 | 0 | 0 | 0 | 0 | 0 | 0 | 0 | 0 | 0 | 0 | 0 | 0
Cool Change Program | [14 empty] | System | #N/A | [17 empty] | 0 | 0 | 0 | 0 | 0 | 0 | 0 | 0 | 0 | 0 | 0 | 0 | 0 | 0 | 0 | 0 | 0 | 0 | 0 | 0 | 0 | 0 | 0 | 0 | 0 | 0 | 0 | 0 | 0
Cool Change Program | [14 empty] | System | #N/A | [17 empty] | 0 | 0 | 0 | 0 | 0 | 0 | 0 | 0 | 0 | 0 | 0 | 0 | 0 | 0 | 0 | 0 | 0 | 0 | 0 | 0 | 0 | 0 | 0 | 0 | 0 | 0 | 0 | 0 | 0
Cool Change Program | [14 empty] | System | #N/A | [17 empty] | 0 | 0 | 0 | 0 | 0 | 0 | 0 | 0 | 0 | 0 | 0 | 0 | 0 | 0 | 0 | 0 | 0 | 0 | 0 | 0 | 0 | 0 | 0 | 0 | 0 | 0 | 0 | 0 | 0
Cool Change Program | [14 empty] | System | #N/A | [17 empty] | 0 | 0 | 0 | 0 | 0 | 0 | 0 | 0 | 0 | 0 | 0 | 0 | 0 | 0 | 0 | 0 | 0 | 0 | 0 | 0 | 0 | 0 | 0 | 0 | 0 | 0 | 0 | 0 | 0
Cool Change Program | [14 empty] | System | #N/A | [17 empty] | 0 | 0 | 0 | 0 | 0 | 0 | 0 | 0 | 0 | 0 | 0 | 0 | 0 | 0 | 0 | 0 | 0 | 0 | 0 | 0 | 0 | 0 | 0 | 0 | 0 | 0 | 0 | 0 | 0
Cool Change Program | [14 empty] | System | #N/A | [17 empty] | 0 | 0 | 0 | 0 | 0 | 0 | 0 | 0 | 0 | 0 | 0 | 0 | 0 | 0 | 0 | 0 | 0 | 0 | 0 | 0 | 0 | 0 | 0 | 0 | 0 | 0 | 0 | 0 | 0
Cool Change Program | [14 empty] | System | #N/A | [17 empty] | 0 | 0 | 0 | 0 | 0 | 0 | 0 | 0 | 0 | 0 | 0 | 0 | 0 | 0 | 0 | 0 | 0 | 0 | 0 | 0 | 0 | 0 | 0 | 0 | 0 | 0 | 0 | 0 | 0
Cool Change Program | [14 empty] | System | #N/A | [17 empty] | 0 | 0 | 0 | 0 | 0 | 0 | 0 | 0 | 0 | 0 | 0 | 0 | 0 | 0 | 0 | 0 | 0 | 0 | 0 | 0 | 0 | 0 | 0 | 0 | 0 | 0 | 0 | 0 | 0
Cool Change Program | [14 empty] | System | #N/A | [17 empty] | 0 | 0 | 0 | 0 | 0 | 0 | 0 | 0 | 0 | 0 | 0 | 0 | 0 | 0 | 0 | 0 | 0 | 0 | 0 | 0 | 0 | 0 | 0 | 0 | 0 | 0 | 0 | 0 | 0
Cool Change Program | [14 empty] | System | #N/A | [17 empty] | 0 | 0 | 0 | 0 | 0 | 0 | 0 | 0 | 0 | 0 | 0 | 0 | 0 | 0 | 0 | 0 | 0 | 0 | 0 | 0 | 0 | 0 | 0 | 0 | 0 | 0 | 0 | 0 | 0
Cool Change Program | [14 empty] | System | #N/A | [17 empty] | 0 | 0 | 0 | 0 | 0 | 0 | 0 | 0 | 0 | 0 | 0 | 0 | 0 | 0 | 0 | 0 | 0 | 0 | 0 | 0 | 0 | 0 | 0 | 0 | 0 | 0 | 0 | 0 | 0
Cool Change Program | [14 empty] | System | #N/A | [17 empty] | 0 | 0 | 0 | 0 | 0 | 0 | 0 | 0 | 0 | 0 | 0 | 0 | 0 | 0 | 0 | 0 | 0 | 0 | 0 | 0 | 0 | 0 | 0 | 0 | 0 | 0 | 0 | 0 | 0
Cool Change Program | [14 empty] | System | #N/A | [17 empty] | 0 | 0 | 0 | 0 | 0 | 0 | 0 | 0 | 0 | 0 | 0 | 0 | 0 | 0 | 0 | 0 | 0 | 0 | 0 | 0 | 0 | 0 | 0 | 0 | 0 | 0 | 0 | 0 | 0
Cool Change Program | [14 empty] | System | #N/A | [17 empty] | 0 | 0 | 0 | 0 | 0 | 0 | 0 | 0 | 0 | 0 | 0 | 0 | 0 | 0 | 0 | 0 | 0 | 0 | 0 | 0 | 0 | 0 | 0 | 0 | 0 | 0 | 0 | 0 | 0
Cool Change Program | [14 empty] | System | #N/A | [17 empty] | 0 | 0 | 0 | 0 | 0 | 0 | 0 | 0 | 0 | 0 | 0 | 0 | 0 | 0 | 0 | 0 | 0 | 0 | 0 | 0 | 0 | 0 | 0 | 0 | 0 | 0 | 0 | 0 | 0
Cool Change Program | [14 empty] | System | #N/A | [17 empty] | 0 | 0 | 0 | 0 | 0 | 0 | 0 | 0 | 0 | 0 | 0 | 0 | 0 | 0 | 0 | 0 | 0 | 0 | 0 | 0 | 0 | 0 | 0 | 0 | 0 | 0 | 0 | 0 | 0
Cool Change Program | [14 empty] | System | #N/A | [17 empty] | 0 | 0 | 0 | 0 | 0 | 0 | 0 | 0 | 0 | 0 | 0 | 0 | 0 | 0 | 0 | 0 | 0 | 0 | 0 | 0 | 0 | 0 | 0 | 0 | 0 | 0 | 0 | 0 | 0
Cool Change Program | [14 empty] | System | #N/A | [17 empty] | 0 | 0 | 0 | 0 | 0 | 0 | 0 | 0 | 0 | 0 | 0 | 0 | 0 | 0 | 0 | 0 | 0 | 0 | 0 | 0 | 0 | 0 | 0 | 0 | 0 | 0 | 0 | 0 | 0
Cool Change Program | [14 empty] | System | #N/A | [17 empty] | 0 | 0 | 0 | 0 | 0 | 0 | 0 | 0 | 0 | 0 | 0 | 0 | 0 | 0 | 0 | 0 | 0 | 0 | 0 | 0 | 0 | 0 | 0 | 0 | 0 | 0 | 0 | 0 | 0
Cool Change Program | [14 empty] | System | #N/A | [17 empty] | 0 | 0 | 0 | 0 | 0 | 0 | 0 | 0 | 0 | 0 | 0 | 0 | 0 | 0 | 0 | 0 | 0 | 0 | 0 | 0 | 0 | 0 | 0 | 0 | 0 | 0 | 0 | 0 | 0
Cool Change Program | [14 empty] | System | #N/A | [17 empty] | 0 | 0 | 0 | 0 | 0 | 0 | 0 | 0 | 0 | 0 | 0 | 0 | 0 | 0 | 0 | 0 | 0 | 0 | 0 | 0 | 0 | 0 | 0 | 0 | 0 | 0 | 0 | 0 | 0
Cool Change Program | [14 empty] | System | #N/A | [17 empty] | 0 | 0 | 0 | 0 | 0 | 0 | 0 | 0 | 0 | 0 | 0 | 0 | 0 | 0 | 0 | 0 | 0 | 0 | 0 | 0 | 0 | 0 | 0 | 0 | 0 | 0 | 0 | 0 | 0
Cool Change Program | [14 empty] | System | #N/A | [17 empty] | 0 | 0 | 0 | 0 | 0 | 0 | 0 | 0 | 0 | 0 | 0 | 0 | 0 | 0 | 0 | 0 | 0 | 0 | 0 | 0 | 0 | 0 | 0 | 0 | 0 | 0 | 0 | 0 | 0
Cool Change Program | [14 empty] | System | #N/A | [17 empty] | 0 | 0 | 0 | 0 | 0 | 0 | 0 | 0 | 0 | 0 | 0 | 0 | 0 | 0 | 0 | 0 | 0 | 0 | 0 | 0 | 0 | 0 | 0 | 0 | 0 | 0 | 0 | 0 | 0
Cool Change Program | [14 empty] | System | #N/A | [17 empty] | 0 | 0 | 0 | 0 | 0 | 0 | 0 | 0 | 0 | 0 | 0 | 0 | 0 | 0 | 0 | 0 | 0 | 0 | 0 | 0 | 0 | 0 | 0 | 0 | 0 | 0 | 0 | 0 | 0
Cool Change Program | [14 empty] | System | #N/A | [17 empty] | 0 | 0 | 0 | 0 | 0 | 0 | 0 | 0 | 0 | 0 | 0 | 0 | 0 | 0 | 0 | 0 | 0 | 0 | 0 | 0 | 0 | 0 | 0 | 0 | 0 | 0 | 0 | 0 | 0
Cool Change Program | [14 empty] | System | #N/A | [17 empty] | 0 | 0 | 0 | 0 | 0 | 0 | 0 | 0 | 0 | 0 | 0 | 0 | 0 | 0 | 0 | 0 | 0 | 0 | 0 | 0 | 0 | 0 | 0 | 0 | 0 | 0 | 0 | 0 | 0
Cool Change Program | [14 empty] | System | #N/A | [17 empty] | 0 | 0 | 0 | 0 | 0 | 0 | 0 | 0 | 0 | 0 | 0 | 0 | 0 | 0 | 0 | 0 | 0 | 0 | 0 | 0 | 0 | 0 | 0 | 0 | 0 | 0 | 0 | 0 | 0
Cool Change Program | [14 empty] | System | #N/A | [17 empty] | 0 | 0 | 0 | 0 | 0 | 0 | 0 | 0 | 0 | 0 | 0 | 0 | 0 | 0 | 0 | 0 | 0 | 0 | 0 | 0 | 0 | 0 | 0 | 0 | 0 | 0 | 0 | 0 | 0
Cool Change Program | [14 empty] | System | #N/A | [17 empty] | 0 | 0 | 0 | 0 | 0 | 0 | 0 | 0 | 0 | 0 | 0 | 0 | 0 | 0 | 0 | 0 | 0 | 0 | 0 | 0 | 0 | 0 | 0 | 0 | 0 | 0 | 0 | 0 | 0
Cool Change Program | [14 empty] | System | #N/A | [17 empty] | 0 | 0 | 0 | 0 | 0 | 0 | 0 | 0 | 0 | 0 | 0 | 0 | 0 | 0 | 0 | 0 | 0 | 0 | 0 | 0 | 0 | 0 | 0 | 0 | 0 | 0 | 0 | 0 | 0
Cool Change Program | [14 empty] | System | #N/A | [17 empty] | 0 | 0 | 0 | 0 | 0 | 0 | 0 | 0 | 0 | 0 | 0 | 0 | 0 | 0 | 0 | 0 | 0 | 0 | 0 | 0 | 0 | 0 | 0 | 0 | 0 | 0 | 0 | 0 | 0
Cool Change Program | [14 empty] | System | #N/A | [17 empty] | 0 | 0 | 0 | 0 | 0 | 0 | 0 | 0 | 0 | 0 | 0 | 0 | 0 | 0 | 0 | 0 | 0 | 0 | 0 | 0 | 0 | 0 | 0 | 0 | 0 | 0 | 0 | 0 | 0
Cool Change Program | [14 empty] | System | #N/A | [17 empty] | 0 | 0 | 0 | 0 | 0 | 0 | 0 | 0 | 0 | 0 | 0 | 0 | 0 | 0 | 0 | 0 | 0 | 0 | 0 | 0 | 0 | 0 | 0 | 0 | 0 | 0 | 0 | 0 | 0
Cool Change Program | [14 empty] | System | #N/A | [17 empty] | 0 | 0 | 0 | 0 | 0 | 0 | 0 | 0 | 0 | 0 | 0 | 0 | 0 | 0 | 0 | 0 | 0 | 0 | 0 | 0 | 0 | 0 | 0 | 0 | 0 | 0 | 0 | 0 | 0
Cool Change Program | [14 empty] | System | #N/A | [17 empty] | 0 | 0 | 0 | 0 | 0 | 0 | 0 | 0 | 0 | 0 | 0 | 0 | 0 | 0 | 0 | 0 | 0 | 0 | 0 | 0 | 0 | 0 | 0 | 0 | 0 | 0 | 0 | 0 | 0
Cool Change Program | [14 empty] | System | #N/A | [17 empty] | 0 | 0 | 0 | 0 | 0 | 0 | 0 | 0 | 0 | 0 | 0 | 0 | 0 | 0 | 0 | 0 | 0 | 0 | 0 | 0 | 0 | 0 | 0 | 0 | 0 | 0 | 0 | 0 | 0
Cool Change Program | [14 empty] | System | #N/A | [17 empty] | 0 | 0 | 0 | 0 | 0 | 0 | 0 | 0 | 0 | 0 | 0 | 0 | 0 | 0 | 0 | 0 | 0 | 0 | 0 | 0 | 0 | 0 | 0 | 0 | 0 | 0 | 0 | 0 | 0
Cool Change Program | [14 empty] | System | #N/A | [17 empty] | 0 | 0 | 0 | 0 | 0 | 0 | 0 | 0 | 0 | 0 | 0 | 0 | 0 | 0 | 0 | 0 | 0 | 0 | 0 | 0 | 0 | 0 | 0 | 0 | 0 | 0 | 0 | 0 | 0
Cool Change Program | [14 empty] | System | #N/A | [17 empty] | 0 | 0 | 0 | 0 | 0 | 0 | 0 | 0 | 0 | 0 | 0 | 0 | 0 | 0 | 0 | 0 | 0 | 0 | 0 | 0 | 0 | 0 | 0 | 0 | 0 | 0 | 0 | 0 | 0
Cool Change Program | [14 empty] | System | #N/A | [17 empty] | 0 | 0 | 0 | 0 | 0 | 0 | 0 | 0 | 0 | 0 | 0 | 0 | 0 | 0 | 0 | 0 | 0 | 0 | 0 | 0 | 0 | 0 | 0 | 0 | 0 | 0 | 0 | 0 | 0
Cool Change Program | [14 empty] | System | #N/A | [17 empty] | 0 | 0 | 0 | 0 | 0 | 0 | 0 | 0 | 0 | 0 | 0 | 0 | 0 | 0 | 0 | 0 | 0 | 0 | 0 | 0 | 0 | 0 | 0 | 0 | 0 | 0 | 0 | 0 | 0
Cool Change Program | [14 empty] | System | #N/A | [17 empty] | 0 | 0 | 0 | 0 | 0 | 0 | 0 | 0 | 0 | 0 | 0 | 0 | 0 | 0 | 0 | 0 | 0 | 0 | 0 | 0 | 0 | 0 | 0 | 0 | 0 | 0 | 0 | 0 | 0
Cool Change Program | [14 empty] | System | #N/A | [17 empty] | 0 | 0 | 0 | 0 | 0 | 0 | 0 | 0 | 0 | 0 | 0 | 0 | 0 | 0 | 0 | 0 | 0 | 0 | 0 | 0 | 0 | 0 | 0 | 0 | 0 | 0 | 0 | 0 | 0
Cool Change Program | [14 empty] | System | #N/A | [17 empty] | 0 | 0 | 0 | 0 | 0 | 0 | 0 | 0 | 0 | 0 | 0 | 0 | 0 | 0 | 0 | 0 | 0 | 0 | 0 | 0 | 0 | 0 | 0 | 0 | 0 | 0 | 0 | 0 | 0
Cool Change Program | [14 empty] | System | #N/A | [17 empty] | 0 | 0 | 0 | 0 | 0 | 0 | 0 | 0 | 0 | 0 | 0 | 0 | 0 | 0 | 0 | 0 | 0 | 0 | 0 | 0 | 0 | 0 | 0 | 0 | 0 | 0 | 0 | 0 | 0
Cool Change Program | [14 empty] | System | #N/A | [17 empty] | 0 | 0 | 0 | 0 | 0 | 0 | 0 | 0 | 0 | 0 | 0 | 0 | 0 | 0 | 0 | 0 | 0 | 0 | 0 | 0 | 0 | 0 | 0 | 0 | 0 | 0 | 0 | 0 | 0
Cool Change Program | [14 empty] | System | #N/A | [17 empty] | 0 | 0 | 0 | 0 | 0 | 0 | 0 | 0 | 0 | 0 | 0 | 0 | 0 | 0 | 0 | 0 | 0 | 0 | 0 | 0 | 0 | 0 | 0 | 0 | 0 | 0 | 0 | 0 | 0
Cool Change Program | [14 empty] | System | #N/A | [17 empty] | 0 | 0 | 0 | 0 | 0 | 0 | 0 | 0 | 0 | 0 | 0 | 0 | 0 | 0 | 0 | 0 | 0 | 0 | 0 | 0 | 0 | 0 | 0 | 0 | 0 | 0 | 0 | 0 | 0
Cool Change Program | [14 empty] | System | #N/A | [17 empty] | 0 | 0 | 0 | 0 | 0 | 0 | 0 | 0 | 0 | 0 | 0 | 0 | 0 | 0 | 0 | 0 | 0 | 0 | 0 | 0 | 0 | 0 | 0 | 0 | 0 | 0 | 0 | 0 | 0
Cool Change Program | [14 empty] | System | #N/A | [17 empty] | 0 | 0 | 0 | 0 | 0 | 0 | 0 | 0 | 0 | 0 | 0 | 0 | 0 | 0 | 0 | 0 | 0 | 0 | 0 | 0 | 0 | 0 | 0 | 0 | 0 | 0 | 0 | 0 | 0
Cool Change Program | [14 empty] | System | #N/A | [17 empty] | 0 | 0 | 0 | 0 | 0 | 0 | 0 | 0 | 0 | 0 | 0 | 0 | 0 | 0 | 0 | 0 | 0 | 0 | 0 | 0 | 0 | 0 | 0 | 0 | 0 | 0 | 0 | 0 | 0
Cool Change Program | [14 empty] | System | #N/A | [17 empty] | 0 | 0 | 0 | 0 | 0 | 0 | 0 | 0 | 0 | 0 | 0 | 0 | 0 | 0 | 0 | 0 | 0 | 0 | 0 | 0 | 0 | 0 | 0 | 0 | 0 | 0 | 0 | 0 | 0
Cool Change Program | [14 empty] | System | #N/A | [17 empty] | 0 | 0 | 0 | 0 | 0 | 0 | 0 | 0 | 0 | 0 | 0 | 0 | 0 | 0 | 0 | 0 | 0 | 0 | 0 | 0 | 0 | 0 | 0 | 0 | 0 | 0 | 0 | 0 | 0
Cool Change Program | [14 empty] | System | #N/A | [17 empty] | 0 | 0 | 0 | 0 | 0 | 0 | 0 | 0 | 0 | 0 | 0 | 0 | 0 | 0 | 0 | 0 | 0 | 0 | 0 | 0 | 0 | 0 | 0 | 0 | 0 | 0 | 0 | 0 | 0
Cool Change Program | [14 empty] | System | #N/A | [17 empty] | 0 | 0 | 0 | 0 | 0 | 0 | 0 | 0 | 0 | 0 | 0 | 0 | 0 | 0 | 0 | 0 | 0 | 0 | 0 | 0 | 0 | 0 | 0 | 0 | 0 | 0 | 0 | 0 | 0
Cool Change Program | [14 empty] | System | #N/A | [17 empty] | 0 | 0 | 0 | 0 | 0 | 0 | 0 | 0 | 0 | 0 | 0 | 0 | 0 | 0 | 0 | 0 | 0 | 0 | 0 | 0 | 0 | 0 | 0 | 0 | 0 | 0 | 0 | 0 | 0
Cool Change Program | [14 empty] | System | #N/A | [17 empty] | 0 | 0 | 0 | 0 | 0 | 0 | 0 | 0 | 0 | 0 | 0 | 0 | 0 | 0 | 0 | 0 | 0 | 0 | 0 | 0 | 0 | 0 | 0 | 0 | 0 | 0 | 0 | 0 | 0
Cool Change Program | [14 empty] | System | #N/A | [17 empty] | 0 | 0 | 0 | 0 | 0 | 0 | 0 | 0 | 0 | 0 | 0 | 0 | 0 | 0 | 0 | 0 | 0 | 0 | 0 | 0 | 0 | 0 | 0 | 0 | 0 | 0 | 0 | 0 | 0
Cool Change Program | [14 empty] | System | #N/A | [17 empty] | 0 | 0 | 0 | 0 | 0 | 0 | 0 | 0 | 0 | 0 | 0 | 0 | 0 | 0 | 0 | 0 | 0 | 0 | 0 | 0 | 0 | 0 | 0 | 0 | 0 | 0 | 0 | 0 | 0
Cool Change Program | [14 empty] | System | #N/A | [17 empty] | 0 | 0 | 0 | 0 | 0 | 0 | 0 | 0 | 0 | 0 | 0 | 0 | 0 | 0 | 0 | 0 | 0 | 0 | 0 | 0 | 0 | 0 | 0 | 0 | 0 | 0 | 0 | 0 | 0
Cool Change Program | [14 empty] | System | #N/A | [17 empty] | 0 | 0 | 0 | 0 | 0 | 0 | 0 | 0 | 0 | 0 | 0 | 0 | 0 | 0 | 0 | 0 | 0 | 0 | 0 | 0 | 0 | 0 | 0 | 0 | 0 | 0 | 0 | 0 | 0
Cool Change Program | [14 empty] | System | #N/A | [17 empty] | 0 | 0 | 0 | 0 | 0 | 0 | 0 | 0 | 0 | 0 | 0 | 0 | 0 | 0 | 0 | 0 | 0 | 0 | 0 | 0 | 0 | 0 | 0 | 0 | 0 | 0 | 0 | 0 | 0
Cool Change Program | [14 empty] | System | #N/A | [17 empty] | 0 | 0 | 0 | 0 | 0 | 0 | 0 | 0 | 0 | 0 | 0 | 0 | 0 | 0 | 0 | 0 | 0 | 0 | 0 | 0 | 0 | 0 | 0 | 0 | 0 | 0 | 0 | 0 | 0
Cool Change Program | [14 empty] | System | #N/A | [17 empty] | 0 | 0 | 0 | 0 | 0 | 0 | 0 | 0 | 0 | 0 | 0 | 0 | 0 | 0 | 0 | 0 | 0 | 0 | 0 | 0 | 0 | 0 | 0 | 0 | 0 | 0 | 0 | 0 | 0
Cool Change Program | [14 empty] | System | #N/A | [17 empty] | 0 | 0 | 0 | 0 | 0 | 0 | 0 | 0 | 0 | 0 | 0 | 0 | 0 | 0 | 0 | 0 | 0 | 0 | 0 | 0 | 0 | 0 | 0 | 0 | 0 | 0 | 0 | 0 | 0
Cool Change Program | [14 empty] | System | #N/A | [17 empty] | 0 | 0 | 0 | 0 | 0 | 0 | 0 | 0 | 0 | 0 | 0 | 0 | 0 | 0 | 0 | 0 | 0 | 0 | 0 | 0 | 0 | 0 | 0 | 0 | 0 | 0 | 0 | 0 | 0
Cool Change Program | [14 empty] | System | #N/A | [17 empty] | 0 | 0 | 0 | 0 | 0 | 0 | 0 | 0 | 0 | 0 | 0 | 0 | 0 | 0 | 0 | 0 | 0 | 0 | 0 | 0 | 0 | 0 | 0 | 0 | 0 | 0 | 0 | 0 | 0
Cool Change Program | [14 empty] | System | #N/A | [17 empty] | 0 | 0 | 0 | 0 | 0 | 0 | 0 | 0 | 0 | 0 | 0 | 0 | 0 | 0 | 0 | 0 | 0 | 0 | 0 | 0 | 0 | 0 | 0 | 0 | 0 | 0 | 0 | 0 | 0
Cool Change Program | [14 empty] | System | #N/A | [17 empty] | 0 | 0 | 0 | 0 | 0 | 0 | 0 | 0 | 0 | 0 | 0 | 0 | 0 | 0 | 0 | 0 | 0 | 0 | 0 | 0 | 0 | 0 | 0 | 0 | 0 | 0 | 0 | 0 | 0
Cool Change Program | [14 empty] | System | #N/A | [17 empty] | 0 | 0 | 0 | 0 | 0 | 0 | 0 | 0 | 0 | 0 | 0 | 0 | 0 | 0 | 0 | 0 | 0 | 0 | 0 | 0 | 0 | 0 | 0 | 0 | 0 | 0 | 0 | 0 | 0
Cool Change Program | [14 empty] | System | #N/A | [17 empty] | 0 | 0 | 0 | 0 | 0 | 0 | 0 | 0 | 0 | 0 | 0 | 0 | 0 | 0 | 0 | 0 | 0 | 0 | 0 | 0 | 0 | 0 | 0 | 0 | 0 | 0 | 0 | 0 | 0
Cool Change Program | [14 empty] | System | #N/A | [17 empty] | 0 | 0 | 0 | 0 | 0 | 0 | 0 | 0 | 0 | 0 | 0 | 0 | 0 | 0 | 0 | 0 | 0 | 0 | 0 | 0 | 0 | 0 | 0 | 0 | 0 | 0 | 0 | 0 | 0
Cool Change Program | [14 empty] | System | #N/A | [17 empty] | 0 | 0 | 0 | 0 | 0 | 0 | 0 | 0 | 0 | 0 | 0 | 0 | 0 | 0 | 0 | 0 | 0 | 0 | 0 | 0 | 0 | 0 | 0 | 0 | 0 | 0 | 0 | 0 | 0
Cool Change Program | [14 empty] | System | #N/A | [17 empty] | 0 | 0 | 0 | 0 | 0 | 0 | 0 | 0 | 0 | 0 | 0 | 0 | 0 | 0 | 0 | 0 | 0 | 0 | 0 | 0 | 0 | 0 | 0 | 0 | 0 | 0 | 0 | 0 | 0
Cool Change Program | [14 empty] | System | #N/A | [17 empty] | 0 | 0 | 0 | 0 | 0 | 0 | 0 | 0 | 0 | 0 | 0 | 0 | 0 | 0 | 0 | 0 | 0 | 0 | 0 | 0 | 0 | 0 | 0 | 0 | 0 | 0 | 0 | 0 | 0
Cool Change Program | [14 empty] | System | #N/A | [17 empty] | 0 | 0 | 0 | 0 | 0 | 0 | 0 | 0 | 0 | 0 | 0 | 0 | 0 | 0 | 0 | 0 | 0 | 0 | 0 | 0 | 0 | 0 | 0 | 0 | 0 | 0 | 0 | 0 | 0
Cool Change Program | [14 empty] | System | #N/A | [17 empty] | 0 | 0 | 0 | 0 | 0 | 0 | 0 | 0 | 0 | 0 | 0 | 0 | 0 | 0 | 0 | 0 | 0 | 0 | 0 | 0 | 0 | 0 | 0 | 0 | 0 | 0 | 0 | 0 | 0
Cool Change Program | [14 empty] | System | #N/A | [17 empty] | 0 | 0 | 0 | 0 | 0 | 0 | 0 | 0 | 0 | 0 | 0 | 0 | 0 | 0 | 0 | 0 | 0 | 0 | 0 | 0 | 0 | 0 | 0 | 0 | 0 | 0 | 0 | 0 | 0
Cool Change Program | [14 empty] | System | #N/A | [17 empty] | 0 | 0 | 0 | 0 | 0 | 0 | 0 | 0 | 0 | 0 | 0 | 0 | 0 | 0 | 0 | 0 | 0 | 0 | 0 | 0 | 0 | 0 | 0 | 0 | 0 | 0 | 0 | 0 | 0
Cool Change Program | [14 empty] | System | #N/A | [17 empty] | 0 | 0 | 0 | 0 | 0 | 0 | 0 | 0 | 0 | 0 | 0 | 0 | 0 | 0 | 0 | 0 | 0 | 0 | 0 | 0 | 0 | 0 | 0 | 0 | 0 | 0 | 0 | 0 | 0
Cool Change Program | [14 empty] | System | #N/A | [17 empty] | 0 | 0 | 0 | 0 | 0 | 0 | 0 | 0 | 0 | 0 | 0 | 0 | 0 | 0 | 0 | 0 | 0 | 0 | 0 | 0 | 0 | 0 | 0 | 0 | 0 | 0 | 0 | 0 | 0
Cool Change Program | [14 empty] | System | #N/A | [17 empty] | 0 | 0 | 0 | 0 | 0 | 0 | 0 | 0 | 0 | 0 | 0 | 0 | 0 | 0 | 0 | 0 | 0 | 0 | 0 | 0 | 0 | 0 | 0 | 0 | 0 | 0 | 0 | 0 | 0
Cool Change Program | [14 empty] | System | #N/A | [17 empty] | 0 | 0 | 0 | 0 | 0 | 0 | 0 | 0 | 0 | 0 | 0 | 0 | 0 | 0 | 0 | 0 | 0 | 0 | 0 | 0 | 0 | 0 | 0 | 0 | 0 | 0 | 0 | 0 | 0
Cool Change Program | [14 empty] | System | #N/A | [17 empty] | 0 | 0 | 0 | 0 | 0 | 0 | 0 | 0 | 0 | 0 | 0 | 0 | 0 | 0 | 0 | 0 | 0 | 0 | 0 | 0 | 0 | 0 | 0 | 0 | 0 | 0 | 0 | 0 | 0
Cool Change Program | [14 empty] | System | #N/A | [17 empty] | 0 | 0 | 0 | 0 | 0 | 0 | 0 | 0 | 0 | 0 | 0 | 0 | 0 | 0 | 0 | 0 | 0 | 0 | 0 | 0 | 0 | 0 | 0 | 0 | 0 | 0 | 0 | 0 | 0
Cool Change Program | [14 empty] | System | #N/A | [17 empty] | 0 | 0 | 0 | 0 | 0 | 0 | 0 | 0 | 0 | 0 | 0 | 0 | 0 | 0 | 0 | 0 | 0 | 0 | 0 | 0 | 0 | 0 | 0 | 0 | 0 | 0 | 0 | 0 | 0
Cool Change Program | [14 empty] | System | #N/A | [17 empty] | 0 | 0 | 0 | 0 | 0 | 0 | 0 | 0 | 0 | 0 | 0 | 0 | 0 | 0 | 0 | 0 | 0 | 0 | 0 | 0 | 0 | 0 | 0 | 0 | 0 | 0 | 0 | 0 | 0
Cool Change Program | [14 empty] | System | #N/A | [17 empty] | 0 | 0 | 0 | 0 | 0 | 0 | 0 | 0 | 0 | 0 | 0 | 0 | 0 | 0 | 0 | 0 | 0 | 0 | 0 | 0 | 0 | 0 | 0 | 0 | 0 | 0 | 0 | 0 | 0
Cool Change Program | [14 empty] | System | #N/A | [17 empty] | 0 | 0 | 0 | 0 | 0 | 0 | 0 | 0 | 0 | 0 | 0 | 0 | 0 | 0 | 0 | 0 | 0 | 0 | 0 | 0 | 0 | 0 | 0 | 0 | 0 | 0 | 0 | 0 | 0
Cool Change Program | [14 empty] | System | #N/A | [17 empty] | 0 | 0 | 0 | 0 | 0 | 0 | 0 | 0 | 0 | 0 | 0 | 0 | 0 | 0 | 0 | 0 | 0 | 0 | 0 | 0 | 0 | 0 | 0 | 0 | 0 | 0 | 0 | 0 | 0
Cool Change Program | [14 empty] | System | #N/A | [17 empty] | 0 | 0 | 0 | 0 | 0 | 0 | 0 | 0 | 0 | 0 | 0 | 0 | 0 | 0 | 0 | 0 | 0 | 0 | 0 | 0 | 0 | 0 | 0 | 0 | 0 | 0 | 0 | 0 | 0
Cool Change Program | [14 empty] | System | #N/A | [17 empty] | 0 | 0 | 0 | 0 | 0 | 0 | 0 | 0 | 0 | 0 | 0 | 0 | 0 | 0 | 0 | 0 | 0 | 0 | 0 | 0 | 0 | 0 | 0 | 0 | 0 | 0 | 0 | 0 | 0
Cool Change Program | [14 empty] | System | #N/A | [17 empty] | 0 | 0 | 0 | 0 | 0 | 0 | 0 | 0 | 0 | 0 | 0 | 0 | 0 | 0 | 0 | 0 | 0 | 0 | 0 | 0 | 0 | 0 | 0 | 0 | 0 | 0 | 0 | 0 | 0
Cool Change Program | [14 empty] | System | #N/A | [17 empty] | 0 | 0 | 0 | 0 | 0 | 0 | 0 | 0 | 0 | 0 | 0 | 0 | 0 | 0 | 0 | 0 | 0 | 0 | 0 | 0 | 0 | 0 | 0 | 0 | 0 | 0 | 0 | 0 | 0
Cool Change Program | [14 empty] | System | #N/A | [17 empty] | 0 | 0 | 0 | 0 | 0 | 0 | 0 | 0 | 0 | 0 | 0 | 0 | 0 | 0 | 0 | 0 | 0 | 0 | 0 | 0 | 0 | 0 | 0 | 0 | 0 | 0 | 0 | 0 | 0
Cool Change Program | [14 empty] | System | #N/A | [17 empty] | 0 | 0 | 0 | 0 | 0 | 0 | 0 | 0 | 0 | 0 | 0 | 0 | 0 | 0 | 0 | 0 | 0 | 0 | 0 | 0 | 0 | 0 | 0 | 0 | 0 | 0 | 0 | 0 | 0
Cool Change Program | [14 empty] | System | #N/A | [17 empty] | 0 | 0 | 0 | 0 | 0 | 0 | 0 | 0 | 0 | 0 | 0 | 0 | 0 | 0 | 0 | 0 | 0 | 0 | 0 | 0 | 0 | 0 | 0 | 0 | 0 | 0 | 0 | 0 | 0
Cool Change Program | [14 empty] | System | #N/A | [17 empty] | 0 | 0 | 0 | 0 | 0 | 0 | 0 | 0 | 0 | 0 | 0 | 0 | 0 | 0 | 0 | 0 | 0 | 0 | 0 | 0 | 0 | 0 | 0 | 0 | 0 | 0 | 0 | 0 | 0
Cool Change Program | [14 empty] | System | #N/A | [17 empty] | 0 | 0 | 0 | 0 | 0 | 0 | 0 | 0 | 0 | 0 | 0 | 0 | 0 | 0 | 0 | 0 | 0 | 0 | 0 | 0 | 0 | 0 | 0 | 0 | 0 | 0 | 0 | 0 | 0
Cool Change Program | [14 empty] | System | #N/A | [17 empty] | 0 | 0 | 0 | 0 | 0 | 0 | 0 | 0 | 0 | 0 | 0 | 0 | 0 | 0 | 0 | 0 | 0 | 0 | 0 | 0 | 0 | 0 | 0 | 0 | 0 | 0 | 0 | 0 | 0
Cool Change Program | [14 empty] | System | #N/A | [17 empty] | 0 | 0 | 0 | 0 | 0 | 0 | 0 | 0 | 0 | 0 | 0 | 0 | 0 | 0 | 0 | 0 | 0 | 0 | 0 | 0 | 0 | 0 | 0 | 0 | 0 | 0 | 0 | 0 | 0
Cool Change Program | [14 empty] | System | #N/A | [17 empty] | 0 | 0 | 0 | 0 | 0 | 0 | 0 | 0 | 0 | 0 | 0 | 0 | 0 | 0 | 0 | 0 | 0 | 0 | 0 | 0 | 0 | 0 | 0 | 0 | 0 | 0 | 0 | 0 | 0
Cool Change Program | [14 empty] | System | #N/A | [17 empty] | 0 | 0 | 0 | 0 | 0 | 0 | 0 | 0 | 0 | 0 | 0 | 0 | 0 | 0 | 0 | 0 | 0 | 0 | 0 | 0 | 0 | 0 | 0 | 0 | 0 | 0 | 0 | 0 | 0
Cool Change Program | [14 empty] | System | #N/A | [17 empty] | 0 | 0 | 0 | 0 | 0 | 0 | 0 | 0 | 0 | 0 | 0 | 0 | 0 | 0 | 0 | 0 | 0 | 0 | 0 | 0 | 0 | 0 | 0 | 0 | 0 | 0 | 0 | 0 | 0
Cool Change Program | [14 empty] | System | #N/A | [17 empty] | 0 | 0 | 0 | 0 | 0 | 0 | 0 | 0 | 0 | 0 | 0 | 0 | 0 | 0 | 0 | 0 | 0 | 0 | 0 | 0 | 0 | 0 | 0 | 0 | 0 | 0 | 0 | 0 | 0
Cool Change Program | [14 empty] | System | #N/A | [17 empty] | 0 | 0 | 0 | 0 | 0 | 0 | 0 | 0 | 0 | 0 | 0 | 0 | 0 | 0 | 0 | 0 | 0 | 0 | 0 | 0 | 0 | 0 | 0 | 0 | 0 | 0 | 0 | 0 | 0
Cool Change Program | [14 empty] | System | #N/A | [17 empty] | 0 | 0 | 0 | 0 | 0 | 0 | 0 | 0 | 0 | 0 | 0 | 0 | 0 | 0 | 0 | 0 | 0 | 0 | 0 | 0 | 0 | 0 | 0 | 0 | 0 | 0 | 0 | 0 | 0
Cool Change Program | [14 empty] | System | #N/A | [17 empty] | 0 | 0 | 0 | 0 | 0 | 0 | 0 | 0 | 0 | 0 | 0 | 0 | 0 | 0 | 0 | 0 | 0 | 0 | 0 | 0 | 0 | 0 | 0 | 0 | 0 | 0 | 0 | 0 | 0
Cool Change Program | [14 empty] | System | #N/A | [17 empty] | 0 | 0 | 0 | 0 | 0 | 0 | 0 | 0 | 0 | 0 | 0 | 0 | 0 | 0 | 0 | 0 | 0 | 0 | 0 | 0 | 0 | 0 | 0 | 0 | 0 | 0 | 0 | 0 | 0
Cool Change Program | [14 empty] | System | #N/A | [17 empty] | 0 | 0 | 0 | 0 | 0 | 0 | 0 | 0 | 0 | 0 | 0 | 0 | 0 | 0 | 0 | 0 | 0 | 0 | 0 | 0 | 0 | 0 | 0 | 0 | 0 | 0 | 0 | 0 | 0
Cool Change Program | [14 empty] | System | #N/A | [17 empty] | 0 | 0 | 0 | 0 | 0 | 0 | 0 | 0 | 0 | 0 | 0 | 0 | 0 | 0 | 0 | 0 | 0 | 0 | 0 | 0 | 0 | 0 | 0 | 0 | 0 | 0 | 0 | 0 | 0
Cool Change Program | [14 empty] | System | #N/A | [17 empty] | 0 | 0 | 0 | 0 | 0 | 0 | 0 | 0 | 0 | 0 | 0 | 0 | 0 | 0 | 0 | 0 | 0 | 0 | 0 | 0 | 0 | 0 | 0 | 0 | 0 | 0 | 0 | 0 | 0
Cool Change Program | [14 empty] | System | #N/A | [17 empty] | 0 | 0 | 0 | 0 | 0 | 0 | 0 | 0 | 0 | 0 | 0 | 0 | 0 | 0 | 0 | 0 | 0 | 0 | 0 | 0 | 0 | 0 | 0 | 0 | 0 | 0 | 0 | 0 | 0
Cool Change Program | [14 empty] | System | #N/A | [17 empty] | 0 | 0 | 0 | 0 | 0 | 0 | 0 | 0 | 0 | 0 | 0 | 0 | 0 | 0 | 0 | 0 | 0 | 0 | 0 | 0 | 0 | 0 | 0 | 0 | 0 | 0 | 0 | 0 | 0
Cool Change Program | [14 empty] | System | #N/A | [17 empty] | 0 | 0 | 0 | 0 | 0 | 0 | 0 | 0 | 0 | 0 | 0 | 0 | 0 | 0 | 0 | 0 | 0 | 0 | 0 | 0 | 0 | 0 | 0 | 0 | 0 | 0 | 0 | 0 | 0
Cool Change Program | [14 empty] | System | #N/A | [17 empty] | 0 | 0 | 0 | 0 | 0 | 0 | 0 | 0 | 0 | 0 | 0 | 0 | 0 | 0 | 0 | 0 | 0 | 0 | 0 | 0 | 0 | 0 | 0 | 0 | 0 | 0 | 0 | 0 | 0
Cool Change Program | [14 empty] | System | #N/A | [17 empty] | 0 | 0 | 0 | 0 | 0 | 0 | 0 | 0 | 0 | 0 | 0 | 0 | 0 | 0 | 0 | 0 | 0 | 0 | 0 | 0 | 0 | 0 | 0 | 0 | 0 | 0 | 0 | 0 | 0
Cool Change Program | [14 empty] | System | #N/A | [17 empty] | 0 | 0 | 0 | 0 | 0 | 0 | 0 | 0 | 0 | 0 | 0 | 0 | 0 | 0 | 0 | 0 | 0 | 0 | 0 | 0 | 0 | 0 | 0 | 0 | 0 | 0 | 0 | 0 | 0
Cool Change Program | [14 empty] | System | #N/A | [17 empty] | 0 | 0 | 0 | 0 | 0 | 0 | 0 | 0 | 0 | 0 | 0 | 0 | 0 | 0 | 0 | 0 | 0 | 0 | 0 | 0 | 0 | 0 | 0 | 0 | 0 | 0 | 0 | 0 | 0
Cool Change Program | [14 empty] | System | #N/A | [17 empty] | 0 | 0 | 0 | 0 | 0 | 0 | 0 | 0 | 0 | 0 | 0 | 0 | 0 | 0 | 0 | 0 | 0 | 0 | 0 | 0 | 0 | 0 | 0 | 0 | 0 | 0 | 0 | 0 | 0
Cool Change Program | [14 empty] | System | #N/A | [17 empty] | 0 | 0 | 0 | 0 | 0 | 0 | 0 | 0 | 0 | 0 | 0 | 0 | 0 | 0 | 0 | 0 | 0 | 0 | 0 | 0 | 0 | 0 | 0 | 0 | 0 | 0 | 0 | 0 | 0
Cool Change Program | [14 empty] | System | #N/A | [17 empty] | 0 | 0 | 0 | 0 | 0 | 0 | 0 | 0 | 0 | 0 | 0 | 0 | 0 | 0 | 0 | 0 | 0 | 0 | 0 | 0 | 0 | 0 | 0 | 0 | 0 | 0 | 0 | 0 | 0
Cool Change Program | [14 empty] | System | #N/A | [17 empty] | 0 | 0 | 0 | 0 | 0 | 0 | 0 | 0 | 0 | 0 | 0 | 0 | 0 | 0 | 0 | 0 | 0 | 0 | 0 | 0 | 0 | 0 | 0 | 0 | 0 | 0 | 0 | 0 | 0
Cool Change Program | [14 empty] | System | #N/A | [17 empty] | 0 | 0 | 0 | 0 | 0 | 0 | 0 | 0 | 0 | 0 | 0 | 0 | 0 | 0 | 0 | 0 | 0 | 0 | 0 | 0 | 0 | 0 | 0 | 0 | 0 | 0 | 0 | 0 | 0
Cool Change Program | [14 empty] | System | #N/A | [17 empty] | 0 | 0 | 0 | 0 | 0 | 0 | 0 | 0 | 0 | 0 | 0 | 0 | 0 | 0 | 0 | 0 | 0 | 0 | 0 | 0 | 0 | 0 | 0 | 0 | 0 | 0 | 0 | 0 | 0
Cool Change Program | [14 empty] | System | #N/A | [17 empty] | 0 | 0 | 0 | 0 | 0 | 0 | 0 | 0 | 0 | 0 | 0 | 0 | 0 | 0 | 0 | 0 | 0 | 0 | 0 | 0 | 0 | 0 | 0 | 0 | 0 | 0 | 0 | 0 | 0
Cool Change Program | [14 empty] | System | #N/A | [17 empty] | 0 | 0 | 0 | 0 | 0 | 0 | 0 | 0 | 0 | 0 | 0 | 0 | 0 | 0 | 0 | 0 | 0 | 0 | 0 | 0 | 0 | 0 | 0 | 0 | 0 | 0 | 0 | 0 | 0
Cool Change Program | [14 empty] | System | #N/A | [17 empty] | 0 | 0 | 0 | 0 | 0 | 0 | 0 | 0 | 0 | 0 | 0 | 0 | 0 | 0 | 0 | 0 | 0 | 0 | 0 | 0 | 0 | 0 | 0 | 0 | 0 | 0 | 0 | 0 | 0
Cool Change Program | [14 empty] | System | #N/A | [17 empty] | 0 | 0 | 0 | 0 | 0 | 0 | 0 | 0 | 0 | 0 | 0 | 0 | 0 | 0 | 0 | 0 | 0 | 0 | 0 | 0 | 0 | 0 | 0 | 0 | 0 | 0 | 0 | 0 | 0
Cool Change Program | [14 empty] | System | #N/A | [17 empty] | 0 | 0 | 0 | 0 | 0 | 0 | 0 | 0 | 0 | 0 | 0 | 0 | 0 | 0 | 0 | 0 | 0 | 0 | 0 | 0 | 0 | 0 | 0 | 0 | 0 | 0 | 0 | 0 | 0
Cool Change Program | [14 empty] | System | #N/A | [17 empty] | 0 | 0 | 0 | 0 | 0 | 0 | 0 | 0 | 0 | 0 | 0 | 0 | 0 | 0 | 0 | 0 | 0 | 0 | 0 | 0 | 0 | 0 | 0 | 0 | 0 | 0 | 0 | 0 | 0
Cool Change Program | [14 empty] | System | #N/A | [17 empty] | 0 | 0 | 0 | 0 | 0 | 0 | 0 | 0 | 0 | 0 | 0 | 0 | 0 | 0 | 0 | 0 | 0 | 0 | 0 | 0 | 0 | 0 | 0 | 0 | 0 | 0 | 0 | 0 | 0
Cool Change Program | [14 empty] | System | #N/A | [17 empty] | 0 | 0 | 0 | 0 | 0 | 0 | 0 | 0 | 0 | 0 | 0 | 0 | 0 | 0 | 0 | 0 | 0 | 0 | 0 | 0 | 0 | 0 | 0 | 0 | 0 | 0 | 0 | 0 | 0
Cool Change Program | [14 empty] | System | #N/A | [17 empty] | 0 | 0 | 0 | 0 | 0 | 0 | 0 | 0 | 0 | 0 | 0 | 0 | 0 | 0 | 0 | 0 | 0 | 0 | 0 | 0 | 0 | 0 | 0 | 0 | 0 | 0 | 0 | 0 | 0
Cool Change Program | [14 empty] | System | #N/A | [17 empty] | 0 | 0 | 0 | 0 | 0 | 0 | 0 | 0 | 0 | 0 | 0 | 0 | 0 | 0 | 0 | 0 | 0 | 0 | 0 | 0 | 0 | 0 | 0 | 0 | 0 | 0 | 0 | 0 | 0
Cool Change Program | [14 empty] | System | #N/A | [17 empty] | 0 | 0 | 0 | 0 | 0 | 0 | 0 | 0 | 0 | 0 | 0 | 0 | 0 | 0 | 0 | 0 | 0 | 0 | 0 | 0 | 0 | 0 | 0 | 0 | 0 | 0 | 0 | 0 | 0
Cool Change Program | [14 empty] | System | #N/A | [17 empty] | 0 | 0 | 0 | 0 | 0 | 0 | 0 | 0 | 0 | 0 | 0 | 0 | 0 | 0 | 0 | 0 | 0 | 0 | 0 | 0 | 0 | 0 | 0 | 0 | 0 | 0 | 0 | 0 | 0
Cool Change Program | [14 empty] | System | #N/A | [17 empty] | 0 | 0 | 0 | 0 | 0 | 0 | 0 | 0 | 0 | 0 | 0 | 0 | 0 | 0 | 0 | 0 | 0 | 0 | 0 | 0 | 0 | 0 | 0 | 0 | 0 | 0 | 0 | 0 | 0
Cool Change Program | [14 empty] | System | #N/A | [17 empty] | 0 | 0 | 0 | 0 | 0 | 0 | 0 | 0 | 0 | 0 | 0 | 0 | 0 | 0 | 0 | 0 | 0 | 0 | 0 | 0 | 0 | 0 | 0 | 0 | 0 | 0 | 0 | 0 | 0
Cool Change Program | [14 empty] | System | #N/A | [17 empty] | 0 | 0 | 0 | 0 | 0 | 0 | 0 | 0 | 0 | 0 | 0 | 0 | 0 | 0 | 0 | 0 | 0 | 0 | 0 | 0 | 0 | 0 | 0 | 0 | 0 | 0 | 0 | 0 | 0
Cool Change Program | [14 empty] | System | #N/A | [17 empty] | 0 | 0 | 0 | 0 | 0 | 0 | 0 | 0 | 0 | 0 | 0 | 0 | 0 | 0 | 0 | 0 | 0 | 0 | 0 | 0 | 0 | 0 | 0 | 0 | 0 | 0 | 0 | 0 | 0
Cool Change Program | [14 empty] | System | #N/A | [17 empty] | 0 | 0 | 0 | 0 | 0 | 0 | 0 | 0 | 0 | 0 | 0 | 0 | 0 | 0 | 0 | 0 | 0 | 0 | 0 | 0 | 0 | 0 | 0 | 0 | 0 | 0 | 0 | 0 | 0
Cool Change Program | [14 empty] | System | #N/A | [17 empty] | 0 | 0 | 0 | 0 | 0 | 0 | 0 | 0 | 0 | 0 | 0 | 0 | 0 | 0 | 0 | 0 | 0 | 0 | 0 | 0 | 0 | 0 | 0 | 0 | 0 | 0 | 0 | 0 | 0
Cool Change Program | [14 empty] | System | #N/A | [17 empty] | 0 | 0 | 0 | 0 | 0 | 0 | 0 | 0 | 0 | 0 | 0 | 0 | 0 | 0 | 0 | 0 | 0 | 0 | 0 | 0 | 0 | 0 | 0 | 0 | 0 | 0 | 0 | 0 | 0
Cool Change Program | [14 empty] | System | #N/A | [17 empty] | 0 | 0 | 0 | 0 | 0 | 0 | 0 | 0 | 0 | 0 | 0 | 0 | 0 | 0 | 0 | 0 | 0 | 0 | 0 | 0 | 0 | 0 | 0 | 0 | 0 | 0 | 0 | 0 | 0
Cool Change Program | [14 empty] | System | #N/A | [17 empty] | 0 | 0 | 0 | 0 | 0 | 0 | 0 | 0 | 0 | 0 | 0 | 0 | 0 | 0 | 0 | 0 | 0 | 0 | 0 | 0 | 0 | 0 | 0 | 0 | 0 | 0 | 0 | 0 | 0
Cool Change Program | [14 empty] | System | #N/A | [17 empty] | 0 | 0 | 0 | 0 | 0 | 0 | 0 | 0 | 0 | 0 | 0 | 0 | 0 | 0 | 0 | 0 | 0 | 0 | 0 | 0 | 0 | 0 | 0 | 0 | 0 | 0 | 0 | 0 | 0
Cool Change Program | [14 empty] | System | #N/A | [17 empty] | 0 | 0 | 0 | 0 | 0 | 0 | 0 | 0 | 0 | 0 | 0 | 0 | 0 | 0 | 0 | 0 | 0 | 0 | 0 | 0 | 0 | 0 | 0 | 0 | 0 | 0 | 0 | 0 | 0
Cool Change Program | [14 empty] | System | #N/A | [17 empty] | 0 | 0 | 0 | 0 | 0 | 0 | 0 | 0 | 0 | 0 | 0 | 0 | 0 | 0 | 0 | 0 | 0 | 0 | 0 | 0 | 0 | 0 | 0 | 0 | 0 | 0 | 0 | 0 | 0
Cool Change Program | [14 empty] | System | #N/A | [17 empty] | 0 | 0 | 0 | 0 | 0 | 0 | 0 | 0 | 0 | 0 | 0 | 0 | 0 | 0 | 0 | 0 | 0 | 0 | 0 | 0 | 0 | 0 | 0 | 0 | 0 | 0 | 0 | 0 | 0
Cool Change Program | [14 empty] | System | #N/A | [17 empty] | 0 | 0 | 0 | 0 | 0 | 0 | 0 | 0 | 0 | 0 | 0 | 0 | 0 | 0 | 0 | 0 | 0 | 0 | 0 | 0 | 0 | 0 | 0 | 0 | 0 | 0 | 0 | 0 | 0
Cool Change Program | [14 empty] | System | #N/A | [17 empty] | 0 | 0 | 0 | 0 | 0 | 0 | 0 | 0 | 0 | 0 | 0 | 0 | 0 | 0 | 0 | 0 | 0 | 0 | 0 | 0 | 0 | 0 | 0 | 0 | 0 | 0 | 0 | 0 | 0
Cool Change Program | [14 empty] | System | #N/A | [17 empty] | 0 | 0 | 0 | 0 | 0 | 0 | 0 | 0 | 0 | 0 | 0 | 0 | 0 | 0 | 0 | 0 | 0 | 0 | 0 | 0 | 0 | 0 | 0 | 0 | 0 | 0 | 0 | 0 | 0
Cool Change Program | [14 empty] | System | #N/A | [17 empty] | 0 | 0 | 0 | 0 | 0 | 0 | 0 | 0 | 0 | 0 | 0 | 0 | 0 | 0 | 0 | 0 | 0 | 0 | 0 | 0 | 0 | 0 | 0 | 0 | 0 | 0 | 0 | 0 | 0
Cool Change Program | [14 empty] | System | #N/A | [17 empty] | 0 | 0 | 0 | 0 | 0 | 0 | 0 | 0 | 0 | 0 | 0 | 0 | 0 | 0 | 0 | 0 | 0 | 0 | 0 | 0 | 0 | 0 | 0 | 0 | 0 | 0 | 0 | 0 | 0
Cool Change Program | [14 empty] | System | #N/A | [17 empty] | 0 | 0 | 0 | 0 | 0 | 0 | 0 | 0 | 0 | 0 | 0 | 0 | 0 | 0 | 0 | 0 | 0 | 0 | 0 | 0 | 0 | 0 | 0 | 0 | 0 | 0 | 0 | 0 | 0
Cool Change Program | [14 empty] | System | #N/A | [17 empty] | 0 | 0 | 0 | 0 | 0 | 0 | 0 | 0 | 0 | 0 | 0 | 0 | 0 | 0 | 0 | 0 | 0 | 0 | 0 | 0 | 0 | 0 | 0 | 0 | 0 | 0 | 0 | 0 | 0
Cool Change Program | [14 empty] | System | #N/A | [17 empty] | 0 | 0 | 0 | 0 | 0 | 0 | 0 | 0 | 0 | 0 | 0 | 0 | 0 | 0 | 0 | 0 | 0 | 0 | 0 | 0 | 0 | 0 | 0 | 0 | 0 | 0 | 0 | 0 | 0
Cool Change Program | [14 empty] | System | #N/A | [17 empty] | 0 | 0 | 0 | 0 | 0 | 0 | 0 | 0 | 0 | 0 | 0 | 0 | 0 | 0 | 0 | 0 | 0 | 0 | 0 | 0 | 0 | 0 | 0 | 0 | 0 | 0 | 0 | 0 | 0
Cool Change Program | [14 empty] | System | #N/A | [17 empty] | 0 | 0 | 0 | 0 | 0 | 0 | 0 | 0 | 0 | 0 | 0 | 0 | 0 | 0 | 0 | 0 | 0 | 0 | 0 | 0 | 0 | 0 | 0 | 0 | 0 | 0 | 0 | 0 | 0
Cool Change Program | [14 empty] | System | #N/A | [17 empty] | 0 | 0 | 0 | 0 | 0 | 0 | 0 | 0 | 0 | 0 | 0 | 0 | 0 | 0 | 0 | 0 | 0 | 0 | 0 | 0 | 0 | 0 | 0 | 0 | 0 | 0 | 0 | 0 | 0
Cool Change Program | [14 empty] | System | #N/A | [17 empty] | 0 | 0 | 0 | 0 | 0 | 0 | 0 | 0 | 0 | 0 | 0 | 0 | 0 | 0 | 0 | 0 | 0 | 0 | 0 | 0 | 0 | 0 | 0 | 0 | 0 | 0 | 0 | 0 | 0
Cool Change Program | [14 empty] | System | #N/A | [17 empty] | 0 | 0 | 0 | 0 | 0 | 0 | 0 | 0 | 0 | 0 | 0 | 0 | 0 | 0 | 0 | 0 | 0 | 0 | 0 | 0 | 0 | 0 | 0 | 0 | 0 | 0 | 0 | 0 | 0
Cool Change Program | [14 empty] | System | #N/A | [17 empty] | 0 | 0 | 0 | 0 | 0 | 0 | 0 | 0 | 0 | 0 | 0 | 0 | 0 | 0 | 0 | 0 | 0 | 0 | 0 | 0 | 0 | 0 | 0 | 0 | 0 | 0 | 0 | 0 | 0
Cool Change Program | [14 empty] | System | #N/A | [17 empty] | 0 | 0 | 0 | 0 | 0 | 0 | 0 | 0 | 0 | 0 | 0 | 0 | 0 | 0 | 0 | 0 | 0 | 0 | 0 | 0 | 0 | 0 | 0 | 0 | 0 | 0 | 0 | 0 | 0
Cool Change Program | [14 empty] | System | #N/A | [17 empty] | 0 | 0 | 0 | 0 | 0 | 0 | 0 | 0 | 0 | 0 | 0 | 0 | 0 | 0 | 0 | 0 | 0 | 0 | 0 | 0 | 0 | 0 | 0 | 0 | 0 | 0 | 0 | 0 | 0
Cool Change Program | [14 empty] | System | #N/A | [17 empty] | 0 | 0 | 0 | 0 | 0 | 0 | 0 | 0 | 0 | 0 | 0 | 0 | 0 | 0 | 0 | 0 | 0 | 0 | 0 | 0 | 0 | 0 | 0 | 0 | 0 | 0 | 0 | 0 | 0
Cool Change Program | [14 empty] | System | #N/A | [17 empty] | 0 | 0 | 0 | 0 | 0 | 0 | 0 | 0 | 0 | 0 | 0 | 0 | 0 | 0 | 0 | 0 | 0 | 0 | 0 | 0 | 0 | 0 | 0 | 0 | 0 | 0 | 0 | 0 | 0
Cool Change Program | [14 empty] | System | #N/A | [17 empty] | 0 | 0 | 0 | 0 | 0 | 0 | 0 | 0 | 0 | 0 | 0 | 0 | 0 | 0 | 0 | 0 | 0 | 0 | 0 | 0 | 0 | 0 | 0 | 0 | 0 | 0 | 0 | 0 | 0
Cool Change Program | [14 empty] | System | #N/A | [17 empty] | 0 | 0 | 0 | 0 | 0 | 0 | 0 | 0 | 0 | 0 | 0 | 0 | 0 | 0 | 0 | 0 | 0 | 0 | 0 | 0 | 0 | 0 | 0 | 0 | 0 | 0 | 0 | 0 | 0
Cool Change Program | [14 empty] | System | #N/A | [17 empty] | 0 | 0 | 0 | 0 | 0 | 0 | 0 | 0 | 0 | 0 | 0 | 0 | 0 | 0 | 0 | 0 | 0 | 0 | 0 | 0 | 0 | 0 | 0 | 0 | 0 | 0 | 0 | 0 | 0
Cool Change Program | [14 empty] | System | #N/A | [17 empty] | 0 | 0 | 0 | 0 | 0 | 0 | 0 | 0 | 0 | 0 | 0 | 0 | 0 | 0 | 0 | 0 | 0 | 0 | 0 | 0 | 0 | 0 | 0 | 0 | 0 | 0 | 0 | 0 | 0
Cool Change Program | [14 empty] | System | #N/A | [17 empty] | 0 | 0 | 0 | 0 | 0 | 0 | 0 | 0 | 0 | 0 | 0 | 0 | 0 | 0 | 0 | 0 | 0 | 0 | 0 | 0 | 0 | 0 | 0 | 0 | 0 | 0 | 0 | 0 | 0
Cool Change Program | [14 empty] | System | #N/A | [17 empty] | 0 | 0 | 0 | 0 | 0 | 0 | 0 | 0 | 0 | 0 | 0 | 0 | 0 | 0 | 0 | 0 | 0 | 0 | 0 | 0 | 0 | 0 | 0 | 0 | 0 | 0 | 0 | 0 | 0
Cool Change Program | [14 empty] | System | #N/A | [17 empty] | 0 | 0 | 0 | 0 | 0 | 0 | 0 | 0 | 0 | 0 | 0 | 0 | 0 | 0 | 0 | 0 | 0 | 0 | 0 | 0 | 0 | 0 | 0 | 0 | 0 | 0 | 0 | 0 | 0
Cool Change Program | [14 empty] | System | #N/A | [17 empty] | 0 | 0 | 0 | 0 | 0 | 0 | 0 | 0 | 0 | 0 | 0 | 0 | 0 | 0 | 0 | 0 | 0 | 0 | 0 | 0 | 0 | 0 | 0 | 0 | 0 | 0 | 0 | 0 | 0
Cool Change Program | [14 empty] | System | #N/A | [17 empty] | 0 | 0 | 0 | 0 | 0 | 0 | 0 | 0 | 0 | 0 | 0 | 0 | 0 | 0 | 0 | 0 | 0 | 0 | 0 | 0 | 0 | 0 | 0 | 0 | 0 | 0 | 0 | 0 | 0
Cool Change Program | [14 empty] | System | #N/A | [17 empty] | 0 | 0 | 0 | 0 | 0 | 0 | 0 | 0 | 0 | 0 | 0 | 0 | 0 | 0 | 0 | 0 | 0 | 0 | 0 | 0 | 0 | 0 | 0 | 0 | 0 | 0 | 0 | 0 | 0
Cool Change Program | [14 empty] | System | #N/A | [17 empty] | 0 | 0 | 0 | 0 | 0 | 0 | 0 | 0 | 0 | 0 | 0 | 0 | 0 | 0 | 0 | 0 | 0 | 0 | 0 | 0 | 0 | 0 | 0 | 0 | 0 | 0 | 0 | 0 | 0
Cool Change Program | [14 empty] | System | #N/A | [17 empty] | 0 | 0 | 0 | 0 | 0 | 0 | 0 | 0 | 0 | 0 | 0 | 0 | 0 | 0 | 0 | 0 | 0 | 0 | 0 | 0 | 0 | 0 | 0 | 0 | 0 | 0 | 0 | 0 | 0
Cool Change Program | [14 empty] | System | #N/A | [17 empty] | 0 | 0 | 0 | 0 | 0 | 0 | 0 | 0 | 0 | 0 | 0 | 0 | 0 | 0 | 0 | 0 | 0 | 0 | 0 | 0 | 0 | 0 | 0 | 0 | 0 | 0 | 0 | 0 | 0
Cool Change Program | [14 empty] | System | #N/A | [17 empty] | 0 | 0 | 0 | 0 | 0 | 0 | 0 | 0 | 0 | 0 | 0 | 0 | 0 | 0 | 0 | 0 | 0 | 0 | 0 | 0 | 0 | 0 | 0 | 0 | 0 | 0 | 0 | 0 | 0
Cool Change Program | [14 empty] | System | #N/A | [17 empty] | 0 | 0 | 0 | 0 | 0 | 0 | 0 | 0 | 0 | 0 | 0 | 0 | 0 | 0 | 0 | 0 | 0 | 0 | 0 | 0 | 0 | 0 | 0 | 0 | 0 | 0 | 0 | 0 | 0
Cool Change Program | [14 empty] | System | #N/A | [17 empty] | 0 | 0 | 0 | 0 | 0 | 0 | 0 | 0 | 0 | 0 | 0 | 0 | 0 | 0 | 0 | 0 | 0 | 0 | 0 | 0 | 0 | 0 | 0 | 0 | 0 | 0 | 0 | 0 | 0
Cool Change Program | [14 empty] | System | #N/A | [17 empty] | 0 | 0 | 0 | 0 | 0 | 0 | 0 | 0 | 0 | 0 | 0 | 0 | 0 | 0 | 0 | 0 | 0 | 0 | 0 | 0 | 0 | 0 | 0 | 0 | 0 | 0 | 0 | 0 | 0
Cool Change Program | [14 empty] | System | #N/A | [17 empty] | 0 | 0 | 0 | 0 | 0 | 0 | 0 | 0 | 0 | 0 | 0 | 0 | 0 | 0 | 0 | 0 | 0 | 0 | 0 | 0 | 0 | 0 | 0 | 0 | 0 | 0 | 0 | 0 | 0
Cool Change Program | [14 empty] | System | #N/A | [17 empty] | 0 | 0 | 0 | 0 | 0 | 0 | 0 | 0 | 0 | 0 | 0 | 0 | 0 | 0 | 0 | 0 | 0 | 0 | 0 | 0 | 0 | 0 | 0 | 0 | 0 | 0 | 0 | 0 | 0
Cool Change Program | [14 empty] | System | #N/A | [17 empty] | 0 | 0 | 0 | 0 | 0 | 0 | 0 | 0 | 0 | 0 | 0 | 0 | 0 | 0 | 0 | 0 | 0 | 0 | 0 | 0 | 0 | 0 | 0 | 0 | 0 | 0 | 0 | 0 | 0
Cool Change Program | [14 empty] | System | #N/A | [17 empty] | 0 | 0 | 0 | 0 | 0 | 0 | 0 | 0 | 0 | 0 | 0 | 0 | 0 | 0 | 0 | 0 | 0 | 0 | 0 | 0 | 0 | 0 | 0 | 0 | 0 | 0 | 0 | 0 | 0
Cool Change Program | [14 empty] | System | #N/A | [17 empty] | 0 | 0 | 0 | 0 | 0 | 0 | 0 | 0 | 0 | 0 | 0 | 0 | 0 | 0 | 0 | 0 | 0 | 0 | 0 | 0 | 0 | 0 | 0 | 0 | 0 | 0 | 0 | 0 | 0
Cool Change Program | [14 empty] | System | #N/A | [17 empty] | 0 | 0 | 0 | 0 | 0 | 0 | 0 | 0 | 0 | 0 | 0 | 0 | 0 | 0 | 0 | 0 | 0 | 0 | 0 | 0 | 0 | 0 | 0 | 0 | 0 | 0 | 0 | 0 | 0
Cool Change Program | [14 empty] | System | #N/A | [17 empty] | 0 | 0 | 0 | 0 | 0 | 0 | 0 | 0 | 0 | 0 | 0 | 0 | 0 | 0 | 0 | 0 | 0 | 0 | 0 | 0 | 0 | 0 | 0 | 0 | 0 | 0 | 0 | 0 | 0
Cool Change Program | [14 empty] | System | #N/A | [17 empty] | 0 | 0 | 0 | 0 | 0 | 0 | 0 | 0 | 0 | 0 | 0 | 0 | 0 | 0 | 0 | 0 | 0 | 0 | 0 | 0 | 0 | 0 | 0 | 0 | 0 | 0 | 0 | 0 | 0
Cool Change Program | [14 empty] | System | #N/A | [17 empty] | 0 | 0 | 0 | 0 | 0 | 0 | 0 | 0 | 0 | 0 | 0 | 0 | 0 | 0 | 0 | 0 | 0 | 0 | 0 | 0 | 0 | 0 | 0 | 0 | 0 | 0 | 0 | 0 | 0
Cool Change Program | [14 empty] | System | #N/A | [17 empty] | 0 | 0 | 0 | 0 | 0 | 0 | 0 | 0 | 0 | 0 | 0 | 0 | 0 | 0 | 0 | 0 | 0 | 0 | 0 | 0 | 0 | 0 | 0 | 0 | 0 | 0 | 0 | 0 | 0
Cool Change Program | [14 empty] | System | #N/A | [17 empty] | 0 | 0 | 0 | 0 | 0 | 0 | 0 | 0 | 0 | 0 | 0 | 0 | 0 | 0 | 0 | 0 | 0 | 0 | 0 | 0 | 0 | 0 | 0 | 0 | 0 | 0 | 0 | 0 | 0
Cool Change Program | [14 empty] | System | #N/A | [17 empty] | 0 | 0 | 0 | 0 | 0 | 0 | 0 | 0 | 0 | 0 | 0 | 0 | 0 | 0 | 0 | 0 | 0 | 0 | 0 | 0 | 0 | 0 | 0 | 0 | 0 | 0 | 0 | 0 | 0
Cool Change Program | [14 empty] | System | #N/A | [17 empty] | 0 | 0 | 0 | 0 | 0 | 0 | 0 | 0 | 0 | 0 | 0 | 0 | 0 | 0 | 0 | 0 | 0 | 0 | 0 | 0 | 0 | 0 | 0 | 0 | 0 | 0 | 0 | 0 | 0
Cool Change Program | [14 empty] | System | #N/A | [17 empty] | 0 | 0 | 0 | 0 | 0 | 0 | 0 | 0 | 0 | 0 | 0 | 0 | 0 | 0 | 0 | 0 | 0 | 0 | 0 | 0 | 0 | 0 | 0 | 0 | 0 | 0 | 0 | 0 | 0
Cool Change Program | [14 empty] | System | #N/A | [17 empty] | 0 | 0 | 0 | 0 | 0 | 0 | 0 | 0 | 0 | 0 | 0 | 0 | 0 | 0 | 0 | 0 | 0 | 0 | 0 | 0 | 0 | 0 | 0 | 0 | 0 | 0 | 0 | 0 | 0
Cool Change Program | [14 empty] | System | #N/A | [17 empty] | 0 | 0 | 0 | 0 | 0 | 0 | 0 | 0 | 0 | 0 | 0 | 0 | 0 | 0 | 0 | 0 | 0 | 0 | 0 | 0 | 0 | 0 | 0 | 0 | 0 | 0 | 0 | 0 | 0
Cool Change Program | [14 empty] | System | #N/A | [17 empty] | 0 | 0 | 0 | 0 | 0 | 0 | 0 | 0 | 0 | 0 | 0 | 0 | 0 | 0 | 0 | 0 | 0 | 0 | 0 | 0 | 0 | 0 | 0 | 0 | 0 | 0 | 0 | 0 | 0
Cool Change Program | [14 empty] | System | #N/A | [17 empty] | 0 | 0 | 0 | 0 | 0 | 0 | 0 | 0 | 0 | 0 | 0 | 0 | 0 | 0 | 0 | 0 | 0 | 0 | 0 | 0 | 0 | 0 | 0 | 0 | 0 | 0 | 0 | 0 | 0
Cool Change Program | [14 empty] | System | #N/A | [17 empty] | 0 | 0 | 0 | 0 | 0 | 0 | 0 | 0 | 0 | 0 | 0 | 0 | 0 | 0 | 0 | 0 | 0 | 0 | 0 | 0 | 0 | 0 | 0 | 0 | 0 | 0 | 0 | 0 | 0
Cool Change Program | [14 empty] | System | #N/A | [17 empty] | 0 | 0 | 0 | 0 | 0 | 0 | 0 | 0 | 0 | 0 | 0 | 0 | 0 | 0 | 0 | 0 | 0 | 0 | 0 | 0 | 0 | 0 | 0 | 0 | 0 | 0 | 0 | 0 | 0
Cool Change Program | [14 empty] | System | #N/A | [17 empty] | 0 | 0 | 0 | 0 | 0 | 0 | 0 | 0 | 0 | 0 | 0 | 0 | 0 | 0 | 0 | 0 | 0 | 0 | 0 | 0 | 0 | 0 | 0 | 0 | 0 | 0 | 0 | 0 | 0
Cool Change Program | [14 empty] | System | #N/A | [17 empty] | 0 | 0 | 0 | 0 | 0 | 0 | 0 | 0 | 0 | 0 | 0 | 0 | 0 | 0 | 0 | 0 | 0 | 0 | 0 | 0 | 0 | 0 | 0 | 0 | 0 | 0 | 0 | 0 | 0
Cool Change Program | [14 empty] | System | #N/A | [17 empty] | 0 | 0 | 0 | 0 | 0 | 0 | 0 | 0 | 0 | 0 | 0 | 0 | 0 | 0 | 0 | 0 | 0 | 0 | 0 | 0 | 0 | 0 | 0 | 0 | 0 | 0 | 0 | 0 | 0
Cool Change Program | [14 empty] | System | #N/A | [17 empty] | 0 | 0 | 0 | 0 | 0 | 0 | 0 | 0 | 0 | 0 | 0 | 0 | 0 | 0 | 0 | 0 | 0 | 0 | 0 | 0 | 0 | 0 | 0 | 0 | 0 | 0 | 0 | 0 | 0
Cool Change Program | [14 empty] | System | #N/A | [17 empty] | 0 | 0 | 0 | 0 | 0 | 0 | 0 | 0 | 0 | 0 | 0 | 0 | 0 | 0 | 0 | 0 | 0 | 0 | 0 | 0 | 0 | 0 | 0 | 0 | 0 | 0 | 0 | 0 | 0
Cool Change Program | [14 empty] | System | #N/A | [17 empty] | 0 | 0 | 0 | 0 | 0 | 0 | 0 | 0 | 0 | 0 | 0 | 0 | 0 | 0 | 0 | 0 | 0 | 0 | 0 | 0 | 0 | 0 | 0 | 0 | 0 | 0 | 0 | 0 | 0
Cool Change Program | [14 empty] | System | #N/A | [17 empty] | 0 | 0 | 0 | 0 | 0 | 0 | 0 | 0 | 0 | 0 | 0 | 0 | 0 | 0 | 0 | 0 | 0 | 0 | 0 | 0 | 0 | 0 | 0 | 0 | 0 | 0 | 0 | 0 | 0
Cool Change Program | [14 empty] | System | #N/A | [17 empty] | 0 | 0 | 0 | 0 | 0 | 0 | 0 | 0 | 0 | 0 | 0 | 0 | 0 | 0 | 0 | 0 | 0 | 0 | 0 | 0 | 0 | 0 | 0 | 0 | 0 | 0 | 0 | 0 | 0
Cool Change Program | [14 empty] | System | #N/A | [17 empty] | 0 | 0 | 0 | 0 | 0 | 0 | 0 | 0 | 0 | 0 | 0 | 0 | 0 | 0 | 0 | 0 | 0 | 0 | 0 | 0 | 0 | 0 | 0 | 0 | 0 | 0 | 0 | 0 | 0
Cool Change Program | [14 empty] | System | #N/A | [17 empty] | 0 | 0 | 0 | 0 | 0 | 0 | 0 | 0 | 0 | 0 | 0 | 0 | 0 | 0 | 0 | 0 | 0 | 0 | 0 | 0 | 0 | 0 | 0 | 0 | 0 | 0 | 0 | 0 | 0
Cool Change Program | [14 empty] | System | #N/A | [17 empty] | 0 | 0 | 0 | 0 | 0 | 0 | 0 | 0 | 0 | 0 | 0 | 0 | 0 | 0 | 0 | 0 | 0 | 0 | 0 | 0 | 0 | 0 | 0 | 0 | 0 | 0 | 0 | 0 | 0
Cool Change Program | [14 empty] | System | #N/A | [17 empty] | 0 | 0 | 0 | 0 | 0 | 0 | 0 | 0 | 0 | 0 | 0 | 0 | 0 | 0 | 0 | 0 | 0 | 0 | 0 | 0 | 0 | 0 | 0 | 0 | 0 | 0 | 0 | 0 | 0
Cool Change Program | [14 empty] | System | #N/A | [17 empty] | 0 | 0 | 0 | 0 | 0 | 0 | 0 | 0 | 0 | 0 | 0 | 0 | 0 | 0 | 0 | 0 | 0 | 0 | 0 | 0 | 0 | 0 | 0 | 0 | 0 | 0 | 0 | 0 | 0
Cool Change Program | [14 empty] | System | #N/A | [17 empty] | 0 | 0 | 0 | 0 | 0 | 0 | 0 | 0 | 0 | 0 | 0 | 0 | 0 | 0 | 0 | 0 | 0 | 0 | 0 | 0 | 0 | 0 | 0 | 0 | 0 | 0 | 0 | 0 | 0
Cool Change Program | [14 empty] | System | #N/A | [17 empty] | 0 | 0 | 0 | 0 | 0 | 0 | 0 | 0 | 0 | 0 | 0 | 0 | 0 | 0 | 0 | 0 | 0 | 0 | 0 | 0 | 0 | 0 | 0 | 0 | 0 | 0 | 0 | 0 | 0
Cool Change Program | [14 empty] | System | #N/A | [17 empty] | 0 | 0 | 0 | 0 | 0 | 0 | 0 | 0 | 0 | 0 | 0 | 0 | 0 | 0 | 0 | 0 | 0 | 0 | 0 | 0 | 0 | 0 | 0 | 0 | 0 | 0 | 0 | 0 | 0
Cool Change Program | [14 empty] | System | #N/A | [17 empty] | 0 | 0 | 0 | 0 | 0 | 0 | 0 | 0 | 0 | 0 | 0 | 0 | 0 | 0 | 0 | 0 | 0 | 0 | 0 | 0 | 0 | 0 | 0 | 0 | 0 | 0 | 0 | 0 | 0
Cool Change Program | [14 empty] | System | #N/A | [17 empty] | 0 | 0 | 0 | 0 | 0 | 0 | 0 | 0 | 0 | 0 | 0 | 0 | 0 | 0 | 0 | 0 | 0 | 0 | 0 | 0 | 0 | 0 | 0 | 0 | 0 | 0 | 0 | 0 | 0
Cool Change Program | [14 empty] | System | #N/A | [17 empty] | 0 | 0 | 0 | 0 | 0 | 0 | 0 | 0 | 0 | 0 | 0 | 0 | 0 | 0 | 0 | 0 | 0 | 0 | 0 | 0 | 0 | 0 | 0 | 0 | 0 | 0 | 0 | 0 | 0
Cool Change Program | [14 empty] | System | #N/A | [17 empty] | 0 | 0 | 0 | 0 | 0 | 0 | 0 | 0 | 0 | 0 | 0 | 0 | 0 | 0 | 0 | 0 | 0 | 0 | 0 | 0 | 0 | 0 | 0 | 0 | 0 | 0 | 0 | 0 | 0
Cool Change Program | [14 empty] | System | #N/A | [17 empty] | 0 | 0 | 0 | 0 | 0 | 0 | 0 | 0 | 0 | 0 | 0 | 0 | 0 | 0 | 0 | 0 | 0 | 0 | 0 | 0 | 0 | 0 | 0 | 0 | 0 | 0 | 0 | 0 | 0
Cool Change Program | [14 empty] | System | #N/A | [17 empty] | 0 | 0 | 0 | 0 | 0 | 0 | 0 | 0 | 0 | 0 | 0 | 0 | 0 | 0 | 0 | 0 | 0 | 0 | 0 | 0 | 0 | 0 | 0 | 0 | 0 | 0 | 0 | 0 | 0
Cool Change Program | [14 empty] | System | #N/A | [17 empty] | 0 | 0 | 0 | 0 | 0 | 0 | 0 | 0 | 0 | 0 | 0 | 0 | 0 | 0 | 0 | 0 | 0 | 0 | 0 | 0 | 0 | 0 | 0 | 0 | 0 | 0 | 0 | 0 | 0
Cool Change Program | [14 empty] | System | #N/A | [17 empty] | 0 | 0 | 0 | 0 | 0 | 0 | 0 | 0 | 0 | 0 | 0 | 0 | 0 | 0 | 0 | 0 | 0 | 0 | 0 | 0 | 0 | 0 | 0 | 0 | 0 | 0 | 0 | 0 | 0
Cool Change Program | [14 empty] | System | #N/A | [17 empty] | 0 | 0 | 0 | 0 | 0 | 0 | 0 | 0 | 0 | 0 | 0 | 0 | 0 | 0 | 0 | 0 | 0 | 0 | 0 | 0 | 0 | 0 | 0 | 0 | 0 | 0 | 0 | 0 | 0
Cool Change Program | [14 empty] | System | #N/A | [17 empty] | 0 | 0 | 0 | 0 | 0 | 0 | 0 | 0 | 0 | 0 | 0 | 0 | 0 | 0 | 0 | 0 | 0 | 0 | 0 | 0 | 0 | 0 | 0 | 0 | 0 | 0 | 0 | 0 | 0
Cool Change Program | [14 empty] | System | #N/A | [17 empty] | 0 | 0 | 0 | 0 | 0 | 0 | 0 | 0 | 0 | 0 | 0 | 0 | 0 | 0 | 0 | 0 | 0 | 0 | 0 | 0 | 0 | 0 | 0 | 0 | 0 | 0 | 0 | 0 | 0
Cool Change Program | [14 empty] | System | #N/A | [17 empty] | 0 | 0 | 0 | 0 | 0 | 0 | 0 | 0 | 0 | 0 | 0 | 0 | 0 | 0 | 0 | 0 | 0 | 0 | 0 | 0 | 0 | 0 | 0 | 0 | 0 | 0 | 0 | 0 | 0
Cool Change Program | [14 empty] | System | #N/A | [17 empty] | 0 | 0 | 0 | 0 | 0 | 0 | 0 | 0 | 0 | 0 | 0 | 0 | 0 | 0 | 0 | 0 | 0 | 0 | 0 | 0 | 0 | 0 | 0 | 0 | 0 | 0 | 0 | 0 | 0
Cool Change Program | [14 empty] | System | #N/A | [17 empty] | 0 | 0 | 0 | 0 | 0 | 0 | 0 | 0 | 0 | 0 | 0 | 0 | 0 | 0 | 0 | 0 | 0 | 0 | 0 | 0 | 0 | 0 | 0 | 0 | 0 | 0 | 0 | 0 | 0
Cool Change Program | [14 empty] | System | #N/A | [17 empty] | 0 | 0 | 0 | 0 | 0 | 0 | 0 | 0 | 0 | 0 | 0 | 0 | 0 | 0 | 0 | 0 | 0 | 0 | 0 | 0 | 0 | 0 | 0 | 0 | 0 | 0 | 0 | 0 | 0
Cool Change Program | [14 empty] | System | #N/A | [17 empty] | 0 | 0 | 0 | 0 | 0 | 0 | 0 | 0 | 0 | 0 | 0 | 0 | 0 | 0 | 0 | 0 | 0 | 0 | 0 | 0 | 0 | 0 | 0 | 0 | 0 | 0 | 0 | 0 | 0
Cool Change Program | [14 empty] | System | #N/A | [17 empty] | 0 | 0 | 0 | 0 | 0 | 0 | 0 | 0 | 0 | 0 | 0 | 0 | 0 | 0 | 0 | 0 | 0 | 0 | 0 | 0 | 0 | 0 | 0 | 0 | 0 | 0 | 0 | 0 | 0
Cool Change Program | [14 empty] | System | #N/A | [17 empty] | 0 | 0 | 0 | 0 | 0 | 0 | 0 | 0 | 0 | 0 | 0 | 0 | 0 | 0 | 0 | 0 | 0 | 0 | 0 | 0 | 0 | 0 | 0 | 0 | 0 | 0 | 0 | 0 | 0
Cool Change Program | [14 empty] | System | #N/A | [17 empty] | 0 | 0 | 0 | 0 | 0 | 0 | 0 | 0 | 0 | 0 | 0 | 0 | 0 | 0 | 0 | 0 | 0 | 0 | 0 | 0 | 0 | 0 | 0 | 0 | 0 | 0 | 0 | 0 | 0
Cool Change Program | [14 empty] | System | #N/A | [17 empty] | 0 | 0 | 0 | 0 | 0 | 0 | 0 | 0 | 0 | 0 | 0 | 0 | 0 | 0 | 0 | 0 | 0 | 0 | 0 | 0 | 0 | 0 | 0 | 0 | 0 | 0 | 0 | 0 | 0
Cool Change Program | [14 empty] | System | #N/A | [17 empty] | 0 | 0 | 0 | 0 | 0 | 0 | 0 | 0 | 0 | 0 | 0 | 0 | 0 | 0 | 0 | 0 | 0 | 0 | 0 | 0 | 0 | 0 | 0 | 0 | 0 | 0 | 0 | 0 | 0
Cool Change Program | [14 empty] | System | #N/A | [17 empty] | 0 | 0 | 0 | 0 | 0 | 0 | 0 | 0 | 0 | 0 | 0 | 0 | 0 | 0 | 0 | 0 | 0 | 0 | 0 | 0 | 0 | 0 | 0 | 0 | 0 | 0 | 0 | 0 | 0
Cool Change Program | [14 empty] | System | #N/A | [17 empty] | 0 | 0 | 0 | 0 | 0 | 0 | 0 | 0 | 0 | 0 | 0 | 0 | 0 | 0 | 0 | 0 | 0 | 0 | 0 | 0 | 0 | 0 | 0 | 0 | 0 | 0 | 0 | 0 | 0
Cool Change Program | [14 empty] | System | #N/A | [17 empty] | 0 | 0 | 0 | 0 | 0 | 0 | 0 | 0 | 0 | 0 | 0 | 0 | 0 | 0 | 0 | 0 | 0 | 0 | 0 | 0 | 0 | 0 | 0 | 0 | 0 | 0 | 0 | 0 | 0
Cool Change Program | [14 empty] | System | #N/A | [17 empty] | 0 | 0 | 0 | 0 | 0 | 0 | 0 | 0 | 0 | 0 | 0 | 0 | 0 | 0 | 0 | 0 | 0 | 0 | 0 | 0 | 0 | 0 | 0 | 0 | 0 | 0 | 0 | 0 | 0
Cool Change Program | [14 empty] | System | #N/A | [17 empty] | 0 | 0 | 0 | 0 | 0 | 0 | 0 | 0 | 0 | 0 | 0 | 0 | 0 | 0 | 0 | 0 | 0 | 0 | 0 | 0 | 0 | 0 | 0 | 0 | 0 | 0 | 0 | 0 | 0
Cool Change Program | [14 empty] | System | #N/A | [17 empty] | 0 | 0 | 0 | 0 | 0 | 0 | 0 | 0 | 0 | 0 | 0 | 0 | 0 | 0 | 0 | 0 | 0 | 0 | 0 | 0 | 0 | 0 | 0 | 0 | 0 | 0 | 0 | 0 | 0
Cool Change Program | [14 empty] | System | #N/A | [17 empty] | 0 | 0 | 0 | 0 | 0 | 0 | 0 | 0 | 0 | 0 | 0 | 0 | 0 | 0 | 0 | 0 | 0 | 0 | 0 | 0 | 0 | 0 | 0 | 0 | 0 | 0 | 0 | 0 | 0
Cool Change Program | [14 empty] | System | #N/A | [17 empty] | 0 | 0 | 0 | 0 | 0 | 0 | 0 | 0 | 0 | 0 | 0 | 0 | 0 | 0 | 0 | 0 | 0 | 0 | 0 | 0 | 0 | 0 | 0 | 0 | 0 | 0 | 0 | 0 | 0
Cool Change Program | [14 empty] | System | #N/A | [17 empty] | 0 | 0 | 0 | 0 | 0 | 0 | 0 | 0 | 0 | 0 | 0 | 0 | 0 | 0 | 0 | 0 | 0 | 0 | 0 | 0 | 0 | 0 | 0 | 0 | 0 | 0 | 0 | 0 | 0
Cool Change Program | [14 empty] | System | #N/A | [17 empty] | 0 | 0 | 0 | 0 | 0 | 0 | 0 | 0 | 0 | 0 | 0 | 0 | 0 | 0 | 0 | 0 | 0 | 0 | 0 | 0 | 0 | 0 | 0 | 0 | 0 | 0 | 0 | 0 | 0
Cool Change Program | [14 empty] | System | #N/A | [17 empty] | 0 | 0 | 0 | 0 | 0 | 0 | 0 | 0 | 0 | 0 | 0 | 0 | 0 | 0 | 0 | 0 | 0 | 0 | 0 | 0 | 0 | 0 | 0 | 0 | 0 | 0 | 0 | 0 | 0
Cool Change Program | [14 empty] | System | #N/A | [17 empty] | 0 | 0 | 0 | 0 | 0 | 0 | 0 | 0 | 0 | 0 | 0 | 0 | 0 | 0 | 0 | 0 | 0 | 0 | 0 | 0 | 0 | 0 | 0 | 0 | 0 | 0 | 0 | 0 | 0
Cool Change Program | [14 empty] | System | #N/A | [17 empty] | 0 | 0 | 0 | 0 | 0 | 0 | 0 | 0 | 0 | 0 | 0 | 0 | 0 | 0 | 0 | 0 | 0 | 0 | 0 | 0 | 0 | 0 | 0 | 0 | 0 | 0 | 0 | 0 | 0
Cool Change Program | [14 empty] | System | #N/A | [17 empty] | 0 | 0 | 0 | 0 | 0 | 0 | 0 | 0 | 0 | 0 | 0 | 0 | 0 | 0 | 0 | 0 | 0 | 0 | 0 | 0 | 0 | 0 | 0 | 0 | 0 | 0 | 0 | 0 | 0
Cool Change Program | [14 empty] | System | #N/A | [17 empty] | 0 | 0 | 0 | 0 | 0 | 0 | 0 | 0 | 0 | 0 | 0 | 0 | 0 | 0 | 0 | 0 | 0 | 0 | 0 | 0 | 0 | 0 | 0 | 0 | 0 | 0 | 0 | 0 | 0
Cool Change Program | [14 empty] | System | #N/A | [17 empty] | 0 | 0 | 0 | 0 | 0 | 0 | 0 | 0 | 0 | 0 | 0 | 0 | 0 | 0 | 0 | 0 | 0 | 0 | 0 | 0 | 0 | 0 | 0 | 0 | 0 | 0 | 0 | 0 | 0
Cool Change Program | [14 empty] | System | #N/A | [17 empty] | 0 | 0 | 0 | 0 | 0 | 0 | 0 | 0 | 0 | 0 | 0 | 0 | 0 | 0 | 0 | 0 | 0 | 0 | 0 | 0 | 0 | 0 | 0 | 0 | 0 | 0 | 0 | 0 | 0
Cool Change Program | [14 empty] | System | #N/A | [17 empty] | 0 | 0 | 0 | 0 | 0 | 0 | 0 | 0 | 0 | 0 | 0 | 0 | 0 | 0 | 0 | 0 | 0 | 0 | 0 | 0 | 0 | 0 | 0 | 0 | 0 | 0 | 0 | 0 | 0
Cool Change Program | [14 empty] | System | #N/A | [17 empty] | 0 | 0 | 0 | 0 | 0 | 0 | 0 | 0 | 0 | 0 | 0 | 0 | 0 | 0 | 0 | 0 | 0 | 0 | 0 | 0 | 0 | 0 | 0 | 0 | 0 | 0 | 0 | 0 | 0
Cool Change Program | [14 empty] | System | #N/A | [17 empty] | 0 | 0 | 0 | 0 | 0 | 0 | 0 | 0 | 0 | 0 | 0 | 0 | 0 | 0 | 0 | 0 | 0 | 0 | 0 | 0 | 0 | 0 | 0 | 0 | 0 | 0 | 0 | 0 | 0
Cool Change Program | [14 empty] | System | #N/A | [17 empty] | 0 | 0 | 0 | 0 | 0 | 0 | 0 | 0 | 0 | 0 | 0 | 0 | 0 | 0 | 0 | 0 | 0 | 0 | 0 | 0 | 0 | 0 | 0 | 0 | 0 | 0 | 0 | 0 | 0
Cool Change Program | [14 empty] | System | #N/A | [17 empty] | 0 | 0 | 0 | 0 | 0 | 0 | 0 | 0 | 0 | 0 | 0 | 0 | 0 | 0 | 0 | 0 | 0 | 0 | 0 | 0 | 0 | 0 | 0 | 0 | 0 | 0 | 0 | 0 | 0
Cool Change Program | [14 empty] | System | #N/A | [17 empty] | 0 | 0 | 0 | 0 | 0 | 0 | 0 | 0 | 0 | 0 | 0 | 0 | 0 | 0 | 0 | 0 | 0 | 0 | 0 | 0 | 0 | 0 | 0 | 0 | 0 | 0 | 0 | 0 | 0
Cool Change Program | [14 empty] | System | #N/A | [17 empty] | 0 | 0 | 0 | 0 | 0 | 0 | 0 | 0 | 0 | 0 | 0 | 0 | 0 | 0 | 0 | 0 | 0 | 0 | 0 | 0 | 0 | 0 | 0 | 0 | 0 | 0 | 0 | 0 | 0
Cool Change Program | [14 empty] | System | #N/A | [17 empty] | 0 | 0 | 0 | 0 | 0 | 0 | 0 | 0 | 0 | 0 | 0 | 0 | 0 | 0 | 0 | 0 | 0 | 0 | 0 | 0 | 0 | 0 | 0 | 0 | 0 | 0 | 0 | 0 | 0
Cool Change Program | [14 empty] | System | #N/A | [17 empty] | 0 | 0 | 0 | 0 | 0 | 0 | 0 | 0 | 0 | 0 | 0 | 0 | 0 | 0 | 0 | 0 | 0 | 0 | 0 | 0 | 0 | 0 | 0 | 0 | 0 | 0 | 0 | 0 | 0
Cool Change Program | [14 empty] | System | #N/A | [17 empty] | 0 | 0 | 0 | 0 | 0 | 0 | 0 | 0 | 0 | 0 | 0 | 0 | 0 | 0 | 0 | 0 | 0 | 0 | 0 | 0 | 0 | 0 | 0 | 0 | 0 | 0 | 0 | 0 | 0
Cool Change Program | [14 empty] | System | #N/A | [17 empty] | 0 | 0 | 0 | 0 | 0 | 0 | 0 | 0 | 0 | 0 | 0 | 0 | 0 | 0 | 0 | 0 | 0 | 0 | 0 | 0 | 0 | 0 | 0 | 0 | 0 | 0 | 0 | 0 | 0
Cool Change Program | [14 empty] | System | #N/A | [17 empty] | 0 | 0 | 0 | 0 | 0 | 0 | 0 | 0 | 0 | 0 | 0 | 0 | 0 | 0 | 0 | 0 | 0 | 0 | 0 | 0 | 0 | 0 | 0 | 0 | 0 | 0 | 0 | 0 | 0
Cool Change Program | [14 empty] | System | #N/A | [17 empty] | 0 | 0 | 0 | 0 | 0 | 0 | 0 | 0 | 0 | 0 | 0 | 0 | 0 | 0 | 0 | 0 | 0 | 0 | 0 | 0 | 0 | 0 | 0 | 0 | 0 | 0 | 0 | 0 | 0
Cool Change Program | [14 empty] | System | #N/A | [17 empty] | 0 | 0 | 0 | 0 | 0 | 0 | 0 | 0 | 0 | 0 | 0 | 0 | 0 | 0 | 0 | 0 | 0 | 0 | 0 | 0 | 0 | 0 | 0 | 0 | 0 | 0 | 0 | 0 | 0
Cool Change Program | [14 empty] | System | #N/A | [17 empty] | 0 | 0 | 0 | 0 | 0 | 0 | 0 | 0 | 0 | 0 | 0 | 0 | 0 | 0 | 0 | 0 | 0 | 0 | 0 | 0 | 0 | 0 | 0 | 0 | 0 | 0 | 0 | 0 | 0
Cool Change Program | [14 empty] | System | #N/A | [17 empty] | 0 | 0 | 0 | 0 | 0 | 0 | 0 | 0 | 0 | 0 | 0 | 0 | 0 | 0 | 0 | 0 | 0 | 0 | 0 | 0 | 0 | 0 | 0 | 0 | 0 | 0 | 0 | 0 | 0
Cool Change Program | [14 empty] | System | #N/A | [17 empty] | 0 | 0 | 0 | 0 | 0 | 0 | 0 | 0 | 0 | 0 | 0 | 0 | 0 | 0 | 0 | 0 | 0 | 0 | 0 | 0 | 0 | 0 | 0 | 0 | 0 | 0 | 0 | 0 | 0
Cool Change Program | [14 empty] | System | #N/A | [17 empty] | 0 | 0 | 0 | 0 | 0 | 0 | 0 | 0 | 0 | 0 | 0 | 0 | 0 | 0 | 0 | 0 | 0 | 0 | 0 | 0 | 0 | 0 | 0 | 0 | 0 | 0 | 0 | 0 | 0
Cool Change Program | [14 empty] | System | #N/A | [17 empty] | 0 | 0 | 0 | 0 | 0 | 0 | 0 | 0 | 0 | 0 | 0 | 0 | 0 | 0 | 0 | 0 | 0 | 0 | 0 | 0 | 0 | 0 | 0 | 0 | 0 | 0 | 0 | 0 | 0
Cool Change Program | [14 empty] | System | #N/A | [17 empty] | 0 | 0 | 0 | 0 | 0 | 0 | 0 | 0 | 0 | 0 | 0 | 0 | 0 | 0 | 0 | 0 | 0 | 0 | 0 | 0 | 0 | 0 | 0 | 0 | 0 | 0 | 0 | 0 | 0
Cool Change Program | [14 empty] | System | #N/A | [17 empty] | 0 | 0 | 0 | 0 | 0 | 0 | 0 | 0 | 0 | 0 | 0 | 0 | 0 | 0 | 0 | 0 | 0 | 0 | 0 | 0 | 0 | 0 | 0 | 0 | 0 | 0 | 0 | 0 | 0
Cool Change Program | [14 empty] | System | #N/A | [17 empty] | 0 | 0 | 0 | 0 | 0 | 0 | 0 | 0 | 0 | 0 | 0 | 0 | 0 | 0 | 0 | 0 | 0 | 0 | 0 | 0 | 0 | 0 | 0 | 0 | 0 | 0 | 0 | 0 | 0
Cool Change Program | [14 empty] | System | #N/A | [17 empty] | 0 | 0 | 0 | 0 | 0 | 0 | 0 | 0 | 0 | 0 | 0 | 0 | 0 | 0 | 0 | 0 | 0 | 0 | 0 | 0 | 0 | 0 | 0 | 0 | 0 | 0 | 0 | 0 | 0
Cool Change Program | [14 empty] | System | #N/A | [17 empty] | 0 | 0 | 0 | 0 | 0 | 0 | 0 | 0 | 0 | 0 | 0 | 0 | 0 | 0 | 0 | 0 | 0 | 0 | 0 | 0 | 0 | 0 | 0 | 0 | 0 | 0 | 0 | 0 | 0
Cool Change Program | [14 empty] | System | #N/A | [17 empty] | 0 | 0 | 0 | 0 | 0 | 0 | 0 | 0 | 0 | 0 | 0 | 0 | 0 | 0 | 0 | 0 | 0 | 0 | 0 | 0 | 0 | 0 | 0 | 0 | 0 | 0 | 0 | 0 | 0
Cool Change Program | [14 empty] | System | #N/A | [17 empty] | 0 | 0 | 0 | 0 | 0 | 0 | 0 | 0 | 0 | 0 | 0 | 0 | 0 | 0 | 0 | 0 | 0 | 0 | 0 | 0 | 0 | 0 | 0 | 0 | 0 | 0 | 0 | 0 | 0
Cool Change Program | [14 empty] | System | #N/A | [17 empty] | 0 | 0 | 0 | 0 | 0 | 0 | 0 | 0 | 0 | 0 | 0 | 0 | 0 | 0 | 0 | 0 | 0 | 0 | 0 | 0 | 0 | 0 | 0 | 0 | 0 | 0 | 0 | 0 | 0
Cool Change Program | [14 empty] | System | #N/A | [17 empty] | 0 | 0 | 0 | 0 | 0 | 0 | 0 | 0 | 0 | 0 | 0 | 0 | 0 | 0 | 0 | 0 | 0 | 0 | 0 | 0 | 0 | 0 | 0 | 0 | 0 | 0 | 0 | 0 | 0
Cool Change Program | [14 empty] | System | #N/A | [17 empty] | 0 | 0 | 0 | 0 | 0 | 0 | 0 | 0 | 0 | 0 | 0 | 0 | 0 | 0 | 0 | 0 | 0 | 0 | 0 | 0 | 0 | 0 | 0 | 0 | 0 | 0 | 0 | 0 | 0
Cool Change Program | [14 empty] | System | #N/A | [17 empty] | 0 | 0 | 0 | 0 | 0 | 0 | 0 | 0 | 0 | 0 | 0 | 0 | 0 | 0 | 0 | 0 | 0 | 0 | 0 | 0 | 0 | 0 | 0 | 0 | 0 | 0 | 0 | 0 | 0
Cool Change Program | [14 empty] | System | #N/A | [17 empty] | 0 | 0 | 0 | 0 | 0 | 0 | 0 | 0 | 0 | 0 | 0 | 0 | 0 | 0 | 0 | 0 | 0 | 0 | 0 | 0 | 0 | 0 | 0 | 0 | 0 | 0 | 0 | 0 | 0
Cool Change Program | [14 empty] | System | #N/A | [17 empty] | 0 | 0 | 0 | 0 | 0 | 0 | 0 | 0 | 0 | 0 | 0 | 0 | 0 | 0 | 0 | 0 | 0 | 0 | 0 | 0 | 0 | 0 | 0 | 0 | 0 | 0 | 0 | 0 | 0
Cool Change Program | [14 empty] | System | #N/A | [17 empty] | 0 | 0 | 0 | 0 | 0 | 0 | 0 | 0 | 0 | 0 | 0 | 0 | 0 | 0 | 0 | 0 | 0 | 0 | 0 | 0 | 0 | 0 | 0 | 0 | 0 | 0 | 0 | 0 | 0
Cool Change Program | [14 empty] | System | #N/A | [17 empty] | 0 | 0 | 0 | 0 | 0 | 0 | 0 | 0 | 0 | 0 | 0 | 0 | 0 | 0 | 0 | 0 | 0 | 0 | 0 | 0 | 0 | 0 | 0 | 0 | 0 | 0 | 0 | 0 | 0
Cool Change Program | [14 empty] | System | #N/A | [17 empty] | 0 | 0 | 0 | 0 | 0 | 0 | 0 | 0 | 0 | 0 | 0 | 0 | 0 | 0 | 0 | 0 | 0 | 0 | 0 | 0 | 0 | 0 | 0 | 0 | 0 | 0 | 0 | 0 | 0
Cool Change Program | [14 empty] | System | #N/A | [17 empty] | 0 | 0 | 0 | 0 | 0 | 0 | 0 | 0 | 0 | 0 | 0 | 0 | 0 | 0 | 0 | 0 | 0 | 0 | 0 | 0 | 0 | 0 | 0 | 0 | 0 | 0 | 0 | 0 | 0
Cool Change Program | [14 empty] | System | #N/A | [17 empty] | 0 | 0 | 0 | 0 | 0 | 0 | 0 | 0 | 0 | 0 | 0 | 0 | 0 | 0 | 0 | 0 | 0 | 0 | 0 | 0 | 0 | 0 | 0 | 0 | 0 | 0 | 0 | 0 | 0
Cool Change Program | [14 empty] | System | #N/A | [17 empty] | 0 | 0 | 0 | 0 | 0 | 0 | 0 | 0 | 0 | 0 | 0 | 0 | 0 | 0 | 0 | 0 | 0 | 0 | 0 | 0 | 0 | 0 | 0 | 0 | 0 | 0 | 0 | 0 | 0
Cool Change Program | [14 empty] | System | #N/A | [17 empty] | 0 | 0 | 0 | 0 | 0 | 0 | 0 | 0 | 0 | 0 | 0 | 0 | 0 | 0 | 0 | 0 | 0 | 0 | 0 | 0 | 0 | 0 | 0 | 0 | 0 | 0 | 0 | 0 | 0
Cool Change Program | [14 empty] | System | #N/A | [17 empty] | 0 | 0 | 0 | 0 | 0 | 0 | 0 | 0 | 0 | 0 | 0 | 0 | 0 | 0 | 0 | 0 | 0 | 0 | 0 | 0 | 0 | 0 | 0 | 0 | 0 | 0 | 0 | 0 | 0
Cool Change Program | [14 empty] | System | #N/A | [17 empty] | 0 | 0 | 0 | 0 | 0 | 0 | 0 | 0 | 0 | 0 | 0 | 0 | 0 | 0 | 0 | 0 | 0 | 0 | 0 | 0 | 0 | 0 | 0 | 0 | 0 | 0 | 0 | 0 | 0
Cool Change Program | [14 empty] | System | #N/A | [17 empty] | 0 | 0 | 0 | 0 | 0 | 0 | 0 | 0 | 0 | 0 | 0 | 0 | 0 | 0 | 0 | 0 | 0 | 0 | 0 | 0 | 0 | 0 | 0 | 0 | 0 | 0 | 0 | 0 | 0
Cool Change Program | [14 empty] | System | #N/A | [17 empty] | 0 | 0 | 0 | 0 | 0 | 0 | 0 | 0 | 0 | 0 | 0 | 0 | 0 | 0 | 0 | 0 | 0 | 0 | 0 | 0 | 0 | 0 | 0 | 0 | 0 | 0 | 0 | 0 | 0
Cool Change Program | [14 empty] | System | #N/A | [17 empty] | 0 | 0 | 0 | 0 | 0 | 0 | 0 | 0 | 0 | 0 | 0 | 0 | 0 | 0 | 0 | 0 | 0 | 0 | 0 | 0 | 0 | 0 | 0 | 0 | 0 | 0 | 0 | 0 | 0
Cool Change Program | [14 empty] | System | #N/A | [17 empty] | 0 | 0 | 0 | 0 | 0 | 0 | 0 | 0 | 0 | 0 | 0 | 0 | 0 | 0 | 0 | 0 | 0 | 0 | 0 | 0 | 0 | 0 | 0 | 0 | 0 | 0 | 0 | 0 | 0
Cool Change Program | [14 empty] | System | #N/A | [17 empty] | 0 | 0 | 0 | 0 | 0 | 0 | 0 | 0 | 0 | 0 | 0 | 0 | 0 | 0 | 0 | 0 | 0 | 0 | 0 | 0 | 0 | 0 | 0 | 0 | 0 | 0 | 0 | 0 | 0
Cool Change Program | [14 empty] | System | #N/A | [17 empty] | 0 | 0 | 0 | 0 | 0 | 0 | 0 | 0 | 0 | 0 | 0 | 0 | 0 | 0 | 0 | 0 | 0 | 0 | 0 | 0 | 0 | 0 | 0 | 0 | 0 | 0 | 0 | 0 | 0
Cool Change Program | [14 empty] | System | #N/A | [17 empty] | 0 | 0 | 0 | 0 | 0 | 0 | 0 | 0 | 0 | 0 | 0 | 0 | 0 | 0 | 0 | 0 | 0 | 0 | 0 | 0 | 0 | 0 | 0 | 0 | 0 | 0 | 0 | 0 | 0
Cool Change Program | [14 empty] | System | #N/A | [17 empty] | 0 | 0 | 0 | 0 | 0 | 0 | 0 | 0 | 0 | 0 | 0 | 0 | 0 | 0 | 0 | 0 | 0 | 0 | 0 | 0 | 0 | 0 | 0 | 0 | 0 | 0 | 0 | 0 | 0
Cool Change Program | [14 empty] | System | #N/A | [17 empty] | 0 | 0 | 0 | 0 | 0 | 0 | 0 | 0 | 0 | 0 | 0 | 0 | 0 | 0 | 0 | 0 | 0 | 0 | 0 | 0 | 0 | 0 | 0 | 0 | 0 | 0 | 0 | 0 | 0
Cool Change Program | [14 empty] | System | #N/A | [17 empty] | 0 | 0 | 0 | 0 | 0 | 0 | 0 | 0 | 0 | 0 | 0 | 0 | 0 | 0 | 0 | 0 | 0 | 0 | 0 | 0 | 0 | 0 | 0 | 0 | 0 | 0 | 0 | 0 | 0
Cool Change Program | [14 empty] | System | #N/A | [17 empty] | 0 | 0 | 0 | 0 | 0 | 0 | 0 | 0 | 0 | 0 | 0 | 0 | 0 | 0 | 0 | 0 | 0 | 0 | 0 | 0 | 0 | 0 | 0 | 0 | 0 | 0 | 0 | 0 | 0
Cool Change Program | [14 empty] | System | #N/A | [17 empty] | 0 | 0 | 0 | 0 | 0 | 0 | 0 | 0 | 0 | 0 | 0 | 0 | 0 | 0 | 0 | 0 | 0 | 0 | 0 | 0 | 0 | 0 | 0 | 0 | 0 | 0 | 0 | 0 | 0
Cool Change Program | [14 empty] | System | #N/A | [17 empty] | 0 | 0 | 0 | 0 | 0 | 0 | 0 | 0 | 0 | 0 | 0 | 0 | 0 | 0 | 0 | 0 | 0 | 0 | 0 | 0 | 0 | 0 | 0 | 0 | 0 | 0 | 0 | 0 | 0
Cool Change Program | [14 empty] | System | #N/A | [17 empty] | 0 | 0 | 0 | 0 | 0 | 0 | 0 | 0 | 0 | 0 | 0 | 0 | 0 | 0 | 0 | 0 | 0 | 0 | 0 | 0 | 0 | 0 | 0 | 0 | 0 | 0 | 0 | 0 | 0
Cool Change Program | [14 empty] | System | #N/A | [17 empty] | 0 | 0 | 0 | 0 | 0 | 0 | 0 | 0 | 0 | 0 | 0 | 0 | 0 | 0 | 0 | 0 | 0 | 0 | 0 | 0 | 0 | 0 | 0 | 0 | 0 | 0 | 0 | 0 | 0
Cool Change Program | [14 empty] | System | #N/A | [17 empty] | 0 | 0 | 0 | 0 | 0 | 0 | 0 | 0 | 0 | 0 | 0 | 0 | 0 | 0 | 0 | 0 | 0 | 0 | 0 | 0 | 0 | 0 | 0 | 0 | 0 | 0 | 0 | 0 | 0
Cool Change Program | [14 empty] | System | #N/A | [17 empty] | 0 | 0 | 0 | 0 | 0 | 0 | 0 | 0 | 0 | 0 | 0 | 0 | 0 | 0 | 0 | 0 | 0 | 0 | 0 | 0 | 0 | 0 | 0 | 0 | 0 | 0 | 0 | 0 | 0
Cool Change Program | [14 empty] | System | #N/A | [17 empty] | 0 | 0 | 0 | 0 | 0 | 0 | 0 | 0 | 0 | 0 | 0 | 0 | 0 | 0 | 0 | 0 | 0 | 0 | 0 | 0 | 0 | 0 | 0 | 0 | 0 | 0 | 0 | 0 | 0
Cool Change Program | [14 empty] | System | #N/A | [17 empty] | 0 | 0 | 0 | 0 | 0 | 0 | 0 | 0 | 0 | 0 | 0 | 0 | 0 | 0 | 0 | 0 | 0 | 0 | 0 | 0 | 0 | 0 | 0 | 0 | 0 | 0 | 0 | 0 | 0
Cool Change Program | [14 empty] | System | #N/A | [17 empty] | 0 | 0 | 0 | 0 | 0 | 0 | 0 | 0 | 0 | 0 | 0 | 0 | 0 | 0 | 0 | 0 | 0 | 0 | 0 | 0 | 0 | 0 | 0 | 0 | 0 | 0 | 0 | 0 | 0
Cool Change Program | [14 empty] | System | #N/A | [17 empty] | 0 | 0 | 0 | 0 | 0 | 0 | 0 | 0 | 0 | 0 | 0 | 0 | 0 | 0 | 0 | 0 | 0 | 0 | 0 | 0 | 0 | 0 | 0 | 0 | 0 | 0 | 0 | 0 | 0
Cool Change Program | [14 empty] | System | #N/A | [17 empty] | 0 | 0 | 0 | 0 | 0 | 0 | 0 | 0 | 0 | 0 | 0 | 0 | 0 | 0 | 0 | 0 | 0 | 0 | 0 | 0 | 0 | 0 | 0 | 0 | 0 | 0 | 0 | 0 | 0
Cool Change Program | [14 empty] | System | #N/A | [17 empty] | 0 | 0 | 0 | 0 | 0 | 0 | 0 | 0 | 0 | 0 | 0 | 0 | 0 | 0 | 0 | 0 | 0 | 0 | 0 | 0 | 0 | 0 | 0 | 0 | 0 | 0 | 0 | 0 | 0
Cool Change Program | [14 empty] | System | #N/A | [17 empty] | 0 | 0 | 0 | 0 | 0 | 0 | 0 | 0 | 0 | 0 | 0 | 0 | 0 | 0 | 0 | 0 | 0 | 0 | 0 | 0 | 0 | 0 | 0 | 0 | 0 | 0 | 0 | 0 | 0
Cool Change Program | [14 empty] | System | #N/A | [17 empty] | 0 | 0 | 0 | 0 | 0 | 0 | 0 | 0 | 0 | 0 | 0 | 0 | 0 | 0 | 0 | 0 | 0 | 0 | 0 | 0 | 0 | 0 | 0 | 0 | 0 | 0 | 0 | 0 | 0
Cool Change Program | [14 empty] | System | #N/A | [17 empty] | 0 | 0 | 0 | 0 | 0 | 0 | 0 | 0 | 0 | 0 | 0 | 0 | 0 | 0 | 0 | 0 | 0 | 0 | 0 | 0 | 0 | 0 | 0 | 0 | 0 | 0 | 0 | 0 | 0
Cool Change Program | [14 empty] | System | #N/A | [17 empty] | 0 | 0 | 0 | 0 | 0 | 0 | 0 | 0 | 0 | 0 | 0 | 0 | 0 | 0 | 0 | 0 | 0 | 0 | 0 | 0 | 0 | 0 | 0 | 0 | 0 | 0 | 0 | 0 | 0
Cool Change Program | [14 empty] | System | #N/A | [17 empty] | 0 | 0 | 0 | 0 | 0 | 0 | 0 | 0 | 0 | 0 | 0 | 0 | 0 | 0 | 0 | 0 | 0 | 0 | 0 | 0 | 0 | 0 | 0 | 0 | 0 | 0 | 0 | 0 | 0
Cool Change Program | [14 empty] | System | #N/A | [17 empty] | 0 | 0 | 0 | 0 | 0 | 0 | 0 | 0 | 0 | 0 | 0 | 0 | 0 | 0 | 0 | 0 | 0 | 0 | 0 | 0 | 0 | 0 | 0 | 0 | 0 | 0 | 0 | 0 | 0
Cool Change Program | [14 empty] | System | #N/A | [17 empty] | 0 | 0 | 0 | 0 | 0 | 0 | 0 | 0 | 0 | 0 | 0 | 0 | 0 | 0 | 0 | 0 | 0 | 0 | 0 | 0 | 0 | 0 | 0 | 0 | 0 | 0 | 0 | 0 | 0
Cool Change Program | [14 empty] | System | #N/A | [17 empty] | 0 | 0 | 0 | 0 | 0 | 0 | 0 | 0 | 0 | 0 | 0 | 0 | 0 | 0 | 0 | 0 | 0 | 0 | 0 | 0 | 0 | 0 | 0 | 0 | 0 | 0 | 0 | 0 | 0
Cool Change Program | [14 empty] | System | #N/A | [17 empty] | 0 | 0 | 0 | 0 | 0 | 0 | 0 | 0 | 0 | 0 | 0 | 0 | 0 | 0 | 0 | 0 | 0 | 0 | 0 | 0 | 0 | 0 | 0 | 0 | 0 | 0 | 0 | 0 | 0
Cool Change Program | [14 empty] | System | #N/A | [17 empty] | 0 | 0 | 0 | 0 | 0 | 0 | 0 | 0 | 0 | 0 | 0 | 0 | 0 | 0 | 0 | 0 | 0 | 0 | 0 | 0 | 0 | 0 | 0 | 0 | 0 | 0 | 0 | 0 | 0
Cool Change Program | [14 empty] | System | #N/A | [17 empty] | 0 | 0 | 0 | 0 | 0 | 0 | 0 | 0 | 0 | 0 | 0 | 0 | 0 | 0 | 0 | 0 | 0 | 0 | 0 | 0 | 0 | 0 | 0 | 0 | 0 | 0 | 0 | 0 | 0
Cool Change Program | [14 empty] | System | #N/A | [17 empty] | 0 | 0 | 0 | 0 | 0 | 0 | 0 | 0 | 0 | 0 | 0 | 0 | 0 | 0 | 0 | 0 | 0 | 0 | 0 | 0 | 0 | 0 | 0 | 0 | 0 | 0 | 0 | 0 | 0
Cool Change Program | [14 empty] | System | #N/A | [17 empty] | 0 | 0 | 0 | 0 | 0 | 0 | 0 | 0 | 0 | 0 | 0 | 0 | 0 | 0 | 0 | 0 | 0 | 0 | 0 | 0 | 0 | 0 | 0 | 0 | 0 | 0 | 0 | 0 | 0
Cool Change Program | [14 empty] | System | #N/A | [17 empty] | 0 | 0 | 0 | 0 | 0 | 0 | 0 | 0 | 0 | 0 | 0 | 0 | 0 | 0 | 0 | 0 | 0 | 0 | 0 | 0 | 0 | 0 | 0 | 0 | 0 | 0 | 0 | 0 | 0
Cool Change Program | [14 empty] | System | #N/A | [17 empty] | 0 | 0 | 0 | 0 | 0 | 0 | 0 | 0 | 0 | 0 | 0 | 0 | 0 | 0 | 0 | 0 | 0 | 0 | 0 | 0 | 0 | 0 | 0 | 0 | 0 | 0 | 0 | 0 | 0
Cool Change Program | [14 empty] | System | #N/A | [17 empty] | 0 | 0 | 0 | 0 | 0 | 0 | 0 | 0 | 0 | 0 | 0 | 0 | 0 | 0 | 0 | 0 | 0 | 0 | 0 | 0 | 0 | 0 | 0 | 0 | 0 | 0 | 0 | 0 | 0
Cool Change Program | [14 empty] | System | #N/A | [17 empty] | 0 | 0 | 0 | 0 | 0 | 0 | 0 | 0 | 0 | 0 | 0 | 0 | 0 | 0 | 0 | 0 | 0 | 0 | 0 | 0 | 0 | 0 | 0 | 0 | 0 | 0 | 0 | 0 | 0
Cool Change Program | [14 empty] | System | #N/A | [17 empty] | 0 | 0 | 0 | 0 | 0 | 0 | 0 | 0 | 0 | 0 | 0 | 0 | 0 | 0 | 0 | 0 | 0 | 0 | 0 | 0 | 0 | 0 | 0 | 0 | 0 | 0 | 0 | 0 | 0
Cool Change Program | [14 empty] | System | #N/A | [17 empty] | 0 | 0 | 0 | 0 | 0 | 0 | 0 | 0 | 0 | 0 | 0 | 0 | 0 | 0 | 0 | 0 | 0 | 0 | 0 | 0 | 0 | 0 | 0 | 0 | 0 | 0 | 0 | 0 | 0
Cool Change Program | [14 empty] | System | #N/A | [17 empty] | 0 | 0 | 0 | 0 | 0 | 0 | 0 | 0 | 0 | 0 | 0 | 0 | 0 | 0 | 0 | 0 | 0 | 0 | 0 | 0 | 0 | 0 | 0 | 0 | 0 | 0 | 0 | 0 | 0
Cool Change Program | [14 empty] | System | #N/A | [17 empty] | 0 | 0 | 0 | 0 | 0 | 0 | 0 | 0 | 0 | 0 | 0 | 0 | 0 | 0 | 0 | 0 | 0 | 0 | 0 | 0 | 0 | 0 | 0 | 0 | 0 | 0 | 0 | 0 | 0
Cool Change Program | [14 empty] | System | #N/A | [17 empty] | 0 | 0 | 0 | 0 | 0 | 0 | 0 | 0 | 0 | 0 | 0 | 0 | 0 | 0 | 0 | 0 | 0 | 0 | 0 | 0 | 0 | 0 | 0 | 0 | 0 | 0 | 0 | 0 | 0
Cool Change Program | [14 empty] | System | #N/A | [17 empty] | 0 | 0 | 0 | 0 | 0 | 0 | 0 | 0 | 0 | 0 | 0 | 0 | 0 | 0 | 0 | 0 | 0 | 0 | 0 | 0 | 0 | 0 | 0 | 0 | 0 | 0 | 0 | 0 | 0
Cool Change Program | [14 empty] | System | #N/A | [17 empty] | 0 | 0 | 0 | 0 | 0 | 0 | 0 | 0 | 0 | 0 | 0 | 0 | 0 | 0 | 0 | 0 | 0 | 0 | 0 | 0 | 0 | 0 | 0 | 0 | 0 | 0 | 0 | 0 | 0
Cool Change Program | [14 empty] | System | #N/A | [17 empty] | 0 | 0 | 0 | 0 | 0 | 0 | 0 | 0 | 0 | 0 | 0 | 0 | 0 | 0 | 0 | 0 | 0 | 0 | 0 | 0 | 0 | 0 | 0 | 0 | 0 | 0 | 0 | 0 | 0
Cool Change Program | [14 empty] | System | #N/A | [17 empty] | 0 | 0 | 0 | 0 | 0 | 0 | 0 | 0 | 0 | 0 | 0 | 0 | 0 | 0 | 0 | 0 | 0 | 0 | 0 | 0 | 0 | 0 | 0 | 0 | 0 | 0 | 0 | 0 | 0
Cool Change Program | [14 empty] | System | #N/A | [17 empty] | 0 | 0 | 0 | 0 | 0 | 0 | 0 | 0 | 0 | 0 | 0 | 0 | 0 | 0 | 0 | 0 | 0 | 0 | 0 | 0 | 0 | 0 | 0 | 0 | 0 | 0 | 0 | 0 | 0
Cool Change Program | [14 empty] | System | #N/A | [17 empty] | 0 | 0 | 0 | 0 | 0 | 0 | 0 | 0 | 0 | 0 | 0 | 0 | 0 | 0 | 0 | 0 | 0 | 0 | 0 | 0 | 0 | 0 | 0 | 0 | 0 | 0 | 0 | 0 | 0
Cool Change Program | [14 empty] | System | #N/A | [17 empty] | 0 | 0 | 0 | 0 | 0 | 0 | 0 | 0 | 0 | 0 | 0 | 0 | 0 | 0 | 0 | 0 | 0 | 0 | 0 | 0 | 0 | 0 | 0 | 0 | 0 | 0 | 0 | 0 | 0
Cool Change Program | [14 empty] | System | #N/A | [17 empty] | 0 | 0 | 0 | 0 | 0 | 0 | 0 | 0 | 0 | 0 | 0 | 0 | 0 | 0 | 0 | 0 | 0 | 0 | 0 | 0 | 0 | 0 | 0 | 0 | 0 | 0 | 0 | 0 | 0
Cool Change Program | [14 empty] | System | #N/A | [17 empty] | 0 | 0 | 0 | 0 | 0 | 0 | 0 | 0 | 0 | 0 | 0 | 0 | 0 | 0 | 0 | 0 | 0 | 0 | 0 | 0 | 0 | 0 | 0 | 0 | 0 | 0 | 0 | 0 | 0
Cool Change Program | [14 empty] | System | #N/A | [17 empty] | 0 | 0 | 0 | 0 | 0 | 0 | 0 | 0 | 0 | 0 | 0 | 0 | 0 | 0 | 0 | 0 | 0 | 0 | 0 | 0 | 0 | 0 | 0 | 0 | 0 | 0 | 0 | 0 | 0
Cool Change Program | [14 empty] | System | #N/A | [17 empty] | 0 | 0 | 0 | 0 | 0 | 0 | 0 | 0 | 0 | 0 | 0 | 0 | 0 | 0 | 0 | 0 | 0 | 0 | 0 | 0 | 0 | 0 | 0 | 0 | 0 | 0 | 0 | 0 | 0
Cool Change Program | [14 empty] | System | #N/A | [17 empty] | 0 | 0 | 0 | 0 | 0 | 0 | 0 | 0 | 0 | 0 | 0 | 0 | 0 | 0 | 0 | 0 | 0 | 0 | 0 | 0 | 0 | 0 | 0 | 0 | 0 | 0 | 0 | 0 | 0
Cool Change Program | [14 empty] | System | #N/A | [17 empty] | 0 | 0 | 0 | 0 | 0 | 0 | 0 | 0 | 0 | 0 | 0 | 0 | 0 | 0 | 0 | 0 | 0 | 0 | 0 | 0 | 0 | 0 | 0 | 0 | 0 | 0 | 0 | 0 | 0
Cool Change Program | [14 empty] | System | #N/A | [17 empty] | 0 | 0 | 0 | 0 | 0 | 0 | 0 | 0 | 0 | 0 | 0 | 0 | 0 | 0 | 0 | 0 | 0 | 0 | 0 | 0 | 0 | 0 | 0 | 0 | 0 | 0 | 0 | 0 | 0
Cool Change Program | [14 empty] | System | #N/A | [17 empty] | 0 | 0 | 0 | 0 | 0 | 0 | 0 | 0 | 0 | 0 | 0 | 0 | 0 | 0 | 0 | 0 | 0 | 0 | 0 | 0 | 0 | 0 | 0 | 0 | 0 | 0 | 0 | 0 | 0
Cool Change Program | [14 empty] | System | #N/A | [17 empty] | 0 | 0 | 0 | 0 | 0 | 0 | 0 | 0 | 0 | 0 | 0 | 0 | 0 | 0 | 0 | 0 | 0 | 0 | 0 | 0 | 0 | 0 | 0 | 0 | 0 | 0 | 0 | 0 | 0
Cool Change Program | [14 empty] | System | #N/A | [17 empty] | 0 | 0 | 0 | 0 | 0 | 0 | 0 | 0 | 0 | 0 | 0 | 0 | 0 | 0 | 0 | 0 | 0 | 0 | 0 | 0 | 0 | 0 | 0 | 0 | 0 | 0 | 0 | 0 | 0
Cool Change Program | [14 empty] | System | #N/A | [17 empty] | 0 | 0 | 0 | 0 | 0 | 0 | 0 | 0 | 0 | 0 | 0 | 0 | 0 | 0 | 0 | 0 | 0 | 0 | 0 | 0 | 0 | 0 | 0 | 0 | 0 | 0 | 0 | 0 | 0
Cool Change Program | [14 empty] | System | #N/A | [17 empty] | 0 | 0 | 0 | 0 | 0 | 0 | 0 | 0 | 0 | 0 | 0 | 0 | 0 | 0 | 0 | 0 | 0 | 0 | 0 | 0 | 0 | 0 | 0 | 0 | 0 | 0 | 0 | 0 | 0
Cool Change Program | [14 empty] | System | #N/A | [17 empty] | 0 | 0 | 0 | 0 | 0 | 0 | 0 | 0 | 0 | 0 | 0 | 0 | 0 | 0 | 0 | 0 | 0 | 0 | 0 | 0 | 0 | 0 | 0 | 0 | 0 | 0 | 0 | 0 | 0
Cool Change Program | [14 empty] | System | #N/A | [17 empty] | 0 | 0 | 0 | 0 | 0 | 0 | 0 | 0 | 0 | 0 | 0 | 0 | 0 | 0 | 0 | 0 | 0 | 0 | 0 | 0 | 0 | 0 | 0 | 0 | 0 | 0 | 0 | 0 | 0
Cool Change Program | [14 empty] | System | #N/A | [17 empty] | 0 | 0 | 0 | 0 | 0 | 0 | 0 | 0 | 0 | 0 | 0 | 0 | 0 | 0 | 0 | 0 | 0 | 0 | 0 | 0 | 0 | 0 | 0 | 0 | 0 | 0 | 0 | 0 | 0
Cool Change Program | [14 empty] | System | #N/A | [17 empty] | 0 | 0 | 0 | 0 | 0 | 0 | 0 | 0 | 0 | 0 | 0 | 0 | 0 | 0 | 0 | 0 | 0 | 0 | 0 | 0 | 0 | 0 | 0 | 0 | 0 | 0 | 0 | 0 | 0
Cool Change Program | [14 empty] | System | #N/A | [17 empty] | 0 | 0 | 0 | 0 | 0 | 0 | 0 | 0 | 0 | 0 | 0 | 0 | 0 | 0 | 0 | 0 | 0 | 0 | 0 | 0 | 0 | 0 | 0 | 0 | 0 | 0 | 0 | 0 | 0
Cool Change Program | [14 empty] | System | #N/A | [17 empty] | 0 | 0 | 0 | 0 | 0 | 0 | 0 | 0 | 0 | 0 | 0 | 0 | 0 | 0 | 0 | 0 | 0 | 0 | 0 | 0 | 0 | 0 | 0 | 0 | 0 | 0 | 0 | 0 | 0
Cool Change Program | [14 empty] | System | #N/A | [17 empty] | 0 | 0 | 0 | 0 | 0 | 0 | 0 | 0 | 0 | 0 | 0 | 0 | 0 | 0 | 0 | 0 | 0 | 0 | 0 | 0 | 0 | 0 | 0 | 0 | 0 | 0 | 0 | 0 | 0
Cool Change Program | [14 empty] | System | #N/A | [17 empty] | 0 | 0 | 0 | 0 | 0 | 0 | 0 | 0 | 0 | 0 | 0 | 0 | 0 | 0 | 0 | 0 | 0 | 0 | 0 | 0 | 0 | 0 | 0 | 0 | 0 | 0 | 0 | 0 | 0
Cool Change Program | [14 empty] | System | #N/A | [17 empty] | 0 | 0 | 0 | 0 | 0 | 0 | 0 | 0 | 0 | 0 | 0 | 0 | 0 | 0 | 0 | 0 | 0 | 0 | 0 | 0 | 0 | 0 | 0 | 0 | 0 | 0 | 0 | 0 | 0
Cool Change Program | [14 empty] | System | #N/A | [17 empty] | 0 | 0 | 0 | 0 | 0 | 0 | 0 | 0 | 0 | 0 | 0 | 0 | 0 | 0 | 0 | 0 | 0 | 0 | 0 | 0 | 0 | 0 | 0 | 0 | 0 | 0 | 0 | 0 | 0
Cool Change Program | [14 empty] | System | #N/A | [17 empty] | 0 | 0 | 0 | 0 | 0 | 0 | 0 | 0 | 0 | 0 | 0 | 0 | 0 | 0 | 0 | 0 | 0 | 0 | 0 | 0 | 0 | 0 | 0 | 0 | 0 | 0 | 0 | 0 | 0
Cool Change Program | [14 empty] | System | #N/A | [17 empty] | 0 | 0 | 0 | 0 | 0 | 0 | 0 | 0 | 0 | 0 | 0 | 0 | 0 | 0 | 0 | 0 | 0 | 0 | 0 | 0 | 0 | 0 | 0 | 0 | 0 | 0 | 0 | 0 | 0
Cool Change Program | [14 empty] | System | #N/A | [17 empty] | 0 | 0 | 0 | 0 | 0 | 0 | 0 | 0 | 0 | 0 | 0 | 0 | 0 | 0 | 0 | 0 | 0 | 0 | 0 | 0 | 0 | 0 | 0 | 0 | 0 | 0 | 0 | 0 | 0
Cool Change Program | [14 empty] | System | #N/A | [17 empty] | 0 | 0 | 0 | 0 | 0 | 0 | 0 | 0 | 0 | 0 | 0 | 0 | 0 | 0 | 0 | 0 | 0 | 0 | 0 | 0 | 0 | 0 | 0 | 0 | 0 | 0 | 0 | 0 | 0
Cool Change Program | [14 empty] | System | #N/A | [17 empty] | 0 | 0 | 0 | 0 | 0 | 0 | 0 | 0 | 0 | 0 | 0 | 0 | 0 | 0 | 0 | 0 | 0 | 0 | 0 | 0 | 0 | 0 | 0 | 0 | 0 | 0 | 0 | 0 | 0
Cool Change Program | [14 empty] | System | #N/A | [17 empty] | 0 | 0 | 0 | 0 | 0 | 0 | 0 | 0 | 0 | 0 | 0 | 0 | 0 | 0 | 0 | 0 | 0 | 0 | 0 | 0 | 0 | 0 | 0 | 0 | 0 | 0 | 0 | 0 | 0
Cool Change Program | [14 empty] | System | #N/A | [17 empty] | 0 | 0 | 0 | 0 | 0 | 0 | 0 | 0 | 0 | 0 | 0 | 0 | 0 | 0 | 0 | 0 | 0 | 0 | 0 | 0 | 0 | 0 | 0 | 0 | 0 | 0 | 0 | 0 | 0
Cool Change Program | [14 empty] | System | #N/A | [17 empty] | 0 | 0 | 0 | 0 | 0 | 0 | 0 | 0 | 0 | 0 | 0 | 0 | 0 | 0 | 0 | 0 | 0 | 0 | 0 | 0 | 0 | 0 | 0 | 0 | 0 | 0 | 0 | 0 | 0
Cool Change Program | [14 empty] | System | #N/A | [17 empty] | 0 | 0 | 0 | 0 | 0 | 0 | 0 | 0 | 0 | 0 | 0 | 0 | 0 | 0 | 0 | 0 | 0 | 0 | 0 | 0 | 0 | 0 | 0 | 0 | 0 | 0 | 0 | 0 | 0
Cool Change Program | [14 empty] | System | #N/A | [17 empty] | 0 | 0 | 0 | 0 | 0 | 0 | 0 | 0 | 0 | 0 | 0 | 0 | 0 | 0 | 0 | 0 | 0 | 0 | 0 | 0 | 0 | 0 | 0 | 0 | 0 | 0 | 0 | 0 | 0
Cool Change Program | [14 empty] | System | #N/A | [17 empty] | 0 | 0 | 0 | 0 | 0 | 0 | 0 | 0 | 0 | 0 | 0 | 0 | 0 | 0 | 0 | 0 | 0 | 0 | 0 | 0 | 0 | 0 | 0 | 0 | 0 | 0 | 0 | 0 | 0
Cool Change Program | [14 empty] | System | #N/A | [17 empty] | 0 | 0 | 0 | 0 | 0 | 0 | 0 | 0 | 0 | 0 | 0 | 0 | 0 | 0 | 0 | 0 | 0 | 0 | 0 | 0 | 0 | 0 | 0 | 0 | 0 | 0 | 0 | 0 | 0
Cool Change Program | [14 empty] | System | #N/A | [17 empty] | 0 | 0 | 0 | 0 | 0 | 0 | 0 | 0 | 0 | 0 | 0 | 0 | 0 | 0 | 0 | 0 | 0 | 0 | 0 | 0 | 0 | 0 | 0 | 0 | 0 | 0 | 0 | 0 | 0
Cool Change Program | [14 empty] | System | #N/A | [17 empty] | 0 | 0 | 0 | 0 | 0 | 0 | 0 | 0 | 0 | 0 | 0 | 0 | 0 | 0 | 0 | 0 | 0 | 0 | 0 | 0 | 0 | 0 | 0 | 0 | 0 | 0 | 0 | 0 | 0
Cool Change Program | [14 empty] | System | #N/A | [17 empty] | 0 | 0 | 0 | 0 | 0 | 0 | 0 | 0 | 0 | 0 | 0 | 0 | 0 | 0 | 0 | 0 | 0 | 0 | 0 | 0 | 0 | 0 | 0 | 0 | 0 | 0 | 0 | 0 | 0
Cool Change Program | [14 empty] | System | #N/A | [17 empty] | 0 | 0 | 0 | 0 | 0 | 0 | 0 | 0 | 0 | 0 | 0 | 0 | 0 | 0 | 0 | 0 | 0 | 0 | 0 | 0 | 0 | 0 | 0 | 0 | 0 | 0 | 0 | 0 | 0
Cool Change Program | [14 empty] | System | #N/A | [17 empty] | 0 | 0 | 0 | 0 | 0 | 0 | 0 | 0 | 0 | 0 | 0 | 0 | 0 | 0 | 0 | 0 | 0 | 0 | 0 | 0 | 0 | 0 | 0 | 0 | 0 | 0 | 0 | 0 | 0
Cool Change Program | [14 empty] | System | #N/A | [17 empty] | 0 | 0 | 0 | 0 | 0 | 0 | 0 | 0 | 0 | 0 | 0 | 0 | 0 | 0 | 0 | 0 | 0 | 0 | 0 | 0 | 0 | 0 | 0 | 0 | 0 | 0 | 0 | 0 | 0
Cool Change Program | [14 empty] | System | #N/A | [17 empty] | 0 | 0 | 0 | 0 | 0 | 0 | 0 | 0 | 0 | 0 | 0 | 0 | 0 | 0 | 0 | 0 | 0 | 0 | 0 | 0 | 0 | 0 | 0 | 0 | 0 | 0 | 0 | 0 | 0
Cool Change Program | [14 empty] | System | #N/A | [17 empty] | 0 | 0 | 0 | 0 | 0 | 0 | 0 | 0 | 0 | 0 | 0 | 0 | 0 | 0 | 0 | 0 | 0 | 0 | 0 | 0 | 0 | 0 | 0 | 0 | 0 | 0 | 0 | 0 | 0
Cool Change Program | [14 empty] | System | #N/A | [17 empty] | 0 | 0 | 0 | 0 | 0 | 0 | 0 | 0 | 0 | 0 | 0 | 0 | 0 | 0 | 0 | 0 | 0 | 0 | 0 | 0 | 0 | 0 | 0 | 0 | 0 | 0 | 0 | 0 | 0
Cool Change Program | [14 empty] | System | #N/A | [17 empty] | 0 | 0 | 0 | 0 | 0 | 0 | 0 | 0 | 0 | 0 | 0 | 0 | 0 | 0 | 0 | 0 | 0 | 0 | 0 | 0 | 0 | 0 | 0 | 0 | 0 | 0 | 0 | 0 | 0
Cool Change Program | [14 empty] | System | #N/A | [17 empty] | 0 | 0 | 0 | 0 | 0 | 0 | 0 | 0 | 0 | 0 | 0 | 0 | 0 | 0 | 0 | 0 | 0 | 0 | 0 | 0 | 0 | 0 | 0 | 0 | 0 | 0 | 0 | 0 | 0
Cool Change Program | [14 empty] | System | #N/A | [17 empty] | 0 | 0 | 0 | 0 | 0 | 0 | 0 | 0 | 0 | 0 | 0 | 0 | 0 | 0 | 0 | 0 | 0 | 0 | 0 | 0 | 0 | 0 | 0 | 0 | 0 | 0 | 0 | 0 | 0
Cool Change Program | [14 empty] | System | #N/A | [17 empty] | 0 | 0 | 0 | 0 | 0 | 0 | 0 | 0 | 0 | 0 | 0 | 0 | 0 | 0 | 0 | 0 | 0 | 0 | 0 | 0 | 0 | 0 | 0 | 0 | 0 | 0 | 0 | 0 | 0
Cool Change Program | [14 empty] | System | #N/A | [17 empty] | 0 | 0 | 0 | 0 | 0 | 0 | 0 | 0 | 0 | 0 | 0 | 0 | 0 | 0 | 0 | 0 | 0 | 0 | 0 | 0 | 0 | 0 | 0 | 0 | 0 | 0 | 0 | 0 | 0
Cool Change Program | [14 empty] | System | #N/A | [17 empty] | 0 | 0 | 0 | 0 | 0 | 0 | 0 | 0 | 0 | 0 | 0 | 0 | 0 | 0 | 0 | 0 | 0 | 0 | 0 | 0 | 0 | 0 | 0 | 0 | 0 | 0 | 0 | 0 | 0
Cool Change Program | [14 empty] | System | #N/A | [17 empty] | 0 | 0 | 0 | 0 | 0 | 0 | 0 | 0 | 0 | 0 | 0 | 0 | 0 | 0 | 0 | 0 | 0 | 0 | 0 | 0 | 0 | 0 | 0 | 0 | 0 | 0 | 0 | 0 | 0
Cool Change Program | [14 empty] | System | #N/A | [17 empty] | 0 | 0 | 0 | 0 | 0 | 0 | 0 | 0 | 0 | 0 | 0 | 0 | 0 | 0 | 0 | 0 | 0 | 0 | 0 | 0 | 0 | 0 | 0 | 0 | 0 | 0 | 0 | 0 | 0
Cool Change Program | [14 empty] | System | #N/A | [17 empty] | 0 | 0 | 0 | 0 | 0 | 0 | 0 | 0 | 0 | 0 | 0 | 0 | 0 | 0 | 0 | 0 | 0 | 0 | 0 | 0 | 0 | 0 | 0 | 0 | 0 | 0 | 0 | 0 | 0
Cool Change Program | [14 empty] | System | #N/A | [17 empty] | 0 | 0 | 0 | 0 | 0 | 0 | 0 | 0 | 0 | 0 | 0 | 0 | 0 | 0 | 0 | 0 | 0 | 0 | 0 | 0 | 0 | 0 | 0 | 0 | 0 | 0 | 0 | 0 | 0
Cool Change Program | [14 empty] | System | #N/A | [17 empty] | 0 | 0 | 0 | 0 | 0 | 0 | 0 | 0 | 0 | 0 | 0 | 0 | 0 | 0 | 0 | 0 | 0 | 0 | 0 | 0 | 0 | 0 | 0 | 0 | 0 | 0 | 0 | 0 | 0
Cool Change Program | [14 empty] | System | #N/A | [17 empty] | 0 | 0 | 0 | 0 | 0 | 0 | 0 | 0 | 0 | 0 | 0 | 0 | 0 | 0 | 0 | 0 | 0 | 0 | 0 | 0 | 0 | 0 | 0 | 0 | 0 | 0 | 0 | 0 | 0
Cool Change Program | [14 empty] | System | #N/A | [17 empty] | 0 | 0 | 0 | 0 | 0 | 0 | 0 | 0 | 0 | 0 | 0 | 0 | 0 | 0 | 0 | 0 | 0 | 0 | 0 | 0 | 0 | 0 | 0 | 0 | 0 | 0 | 0 | 0 | 0
Cool Change Program | [14 empty] | System | #N/A | [17 empty] | 0 | 0 | 0 | 0 | 0 | 0 | 0 | 0 | 0 | 0 | 0 | 0 | 0 | 0 | 0 | 0 | 0 | 0 | 0 | 0 | 0 | 0 | 0 | 0 | 0 | 0 | 0 | 0 | 0
Cool Change Program | [14 empty] | System | #N/A | [17 empty] | 0 | 0 | 0 | 0 | 0 | 0 | 0 | 0 | 0 | 0 | 0 | 0 | 0 | 0 | 0 | 0 | 0 | 0 | 0 | 0 | 0 | 0 | 0 | 0 | 0 | 0 | 0 | 0 | 0
Cool Change Program | [14 empty] | System | #N/A | [17 empty] | 0 | 0 | 0 | 0 | 0 | 0 | 0 | 0 | 0 | 0 | 0 | 0 | 0 | 0 | 0 | 0 | 0 | 0 | 0 | 0 | 0 | 0 | 0 | 0 | 0 | 0 | 0 | 0 | 0
Cool Change Program | [14 empty] | System | #N/A | [17 empty] | 0 | 0 | 0 | 0 | 0 | 0 | 0 | 0 | 0 | 0 | 0 | 0 | 0 | 0 | 0 | 0 | 0 | 0 | 0 | 0 | 0 | 0 | 0 | 0 | 0 | 0 | 0 | 0 | 0
Cool Change Program | [14 empty] | System | #N/A | [17 empty] | 0 | 0 | 0 | 0 | 0 | 0 | 0 | 0 | 0 | 0 | 0 | 0 | 0 | 0 | 0 | 0 | 0 | 0 | 0 | 0 | 0 | 0 | 0 | 0 | 0 | 0 | 0 | 0 | 0
Cool Change Program | [14 empty] | System | #N/A | [17 empty] | 0 | 0 | 0 | 0 | 0 | 0 | 0 | 0 | 0 | 0 | 0 | 0 | 0 | 0 | 0 | 0 | 0 | 0 | 0 | 0 | 0 | 0 | 0 | 0 | 0 | 0 | 0 | 0 | 0
Cool Change Program | [14 empty] | System | #N/A | [17 empty] | 0 | 0 | 0 | 0 | 0 | 0 | 0 | 0 | 0 | 0 | 0 | 0 | 0 | 0 | 0 | 0 | 0 | 0 | 0 | 0 | 0 | 0 | 0 | 0 | 0 | 0 | 0 | 0 | 0
Cool Change Program | [14 empty] | System | #N/A | [17 empty] | 0 | 0 | 0 | 0 | 0 | 0 | 0 | 0 | 0 | 0 | 0 | 0 | 0 | 0 | 0 | 0 | 0 | 0 | 0 | 0 | 0 | 0 | 0 | 0 | 0 | 0 | 0 | 0 | 0
Cool Change Program | [14 empty] | System | #N/A | [17 empty] | 0 | 0 | 0 | 0 | 0 | 0 | 0 | 0 | 0 | 0 | 0 | 0 | 0 | 0 | 0 | 0 | 0 | 0 | 0 | 0 | 0 | 0 | 0 | 0 | 0 | 0 | 0 | 0 | 0
Cool Change Program | [14 empty] | System | #N/A | [17 empty] | 0 | 0 | 0 | 0 | 0 | 0 | 0 | 0 | 0 | 0 | 0 | 0 | 0 | 0 | 0 | 0 | 0 | 0 | 0 | 0 | 0 | 0 | 0 | 0 | 0 | 0 | 0 | 0 | 0
Cool Change Program | [14 empty] | System | #N/A | [17 empty] | 0 | 0 | 0 | 0 | 0 | 0 | 0 | 0 | 0 | 0 | 0 | 0 | 0 | 0 | 0 | 0 | 0 | 0 | 0 | 0 | 0 | 0 | 0 | 0 | 0 | 0 | 0 | 0 | 0
Cool Change Program | [14 empty] | System | #N/A | [17 empty] | 0 | 0 | 0 | 0 | 0 | 0 | 0 | 0 | 0 | 0 | 0 | 0 | 0 | 0 | 0 | 0 | 0 | 0 | 0 | 0 | 0 | 0 | 0 | 0 | 0 | 0 | 0 | 0 | 0
Cool Change Program | [14 empty] | System | #N/A | [17 empty] | 0 | 0 | 0 | 0 | 0 | 0 | 0 | 0 | 0 | 0 | 0 | 0 | 0 | 0 | 0 | 0 | 0 | 0 | 0 | 0 | 0 | 0 | 0 | 0 | 0 | 0 | 0 | 0 | 0
Cool Change Program | [14 empty] | System | #N/A | [17 empty] | 0 | 0 | 0 | 0 | 0 | 0 | 0 | 0 | 0 | 0 | 0 | 0 | 0 | 0 | 0 | 0 | 0 | 0 | 0 | 0 | 0 | 0 | 0 | 0 | 0 | 0 | 0 | 0 | 0
Cool Change Program | [14 empty] | System | #N/A | [17 empty] | 0 | 0 | 0 | 0 | 0 | 0 | 0 | 0 | 0 | 0 | 0 | 0 | 0 | 0 | 0 | 0 | 0 | 0 | 0 | 0 | 0 | 0 | 0 | 0 | 0 | 0 | 0 | 0 | 0
Cool Change Program | [14 empty] | System | #N/A | [17 empty] | 0 | 0 | 0 | 0 | 0 | 0 | 0 | 0 | 0 | 0 | 0 | 0 | 0 | 0 | 0 | 0 | 0 | 0 | 0 | 0 | 0 | 0 | 0 | 0 | 0 | 0 | 0 | 0 | 0
Cool Change Program | [14 empty] | System | #N/A | [17 empty] | 0 | 0 | 0 | 0 | 0 | 0 | 0 | 0 | 0 | 0 | 0 | 0 | 0 | 0 | 0 | 0 | 0 | 0 | 0 | 0 | 0 | 0 | 0 | 0 | 0 | 0 | 0 | 0 | 0
Cool Change Program | [14 empty] | System | #N/A | [17 empty] | 0 | 0 | 0 | 0 | 0 | 0 | 0 | 0 | 0 | 0 | 0 | 0 | 0 | 0 | 0 | 0 | 0 | 0 | 0 | 0 | 0 | 0 | 0 | 0 | 0 | 0 | 0 | 0 | 0
Cool Change Program | [14 empty] | System | #N/A | [17 empty] | 0 | 0 | 0 | 0 | 0 | 0 | 0 | 0 | 0 | 0 | 0 | 0 | 0 | 0 | 0 | 0 | 0 | 0 | 0 | 0 | 0 | 0 | 0 | 0 | 0 | 0 | 0 | 0 | 0
Cool Change Program | [14 empty] | System | #N/A | [17 empty] | 0 | 0 | 0 | 0 | 0 | 0 | 0 | 0 | 0 | 0 | 0 | 0 | 0 | 0 | 0 | 0 | 0 | 0 | 0 | 0 | 0 | 0 | 0 | 0 | 0 | 0 | 0 | 0 | 0
Cool Change Program | [14 empty] | System | #N/A | [17 empty] | 0 | 0 | 0 | 0 | 0 | 0 | 0 | 0 | 0 | 0 | 0 | 0 | 0 | 0 | 0 | 0 | 0 | 0 | 0 | 0 | 0 | 0 | 0 | 0 | 0 | 0 | 0 | 0 | 0
Cool Change Program | [14 empty] | System | #N/A | [17 empty] | 0 | 0 | 0 | 0 | 0 | 0 | 0 | 0 | 0 | 0 | 0 | 0 | 0 | 0 | 0 | 0 | 0 | 0 | 0 | 0 | 0 | 0 | 0 | 0 | 0 | 0 | 0 | 0 | 0
Cool Change Program | [14 empty] | System | #N/A | [17 empty] | 0 | 0 | 0 | 0 | 0 | 0 | 0 | 0 | 0 | 0 | 0 | 0 | 0 | 0 | 0 | 0 | 0 | 0 | 0 | 0 | 0 | 0 | 0 | 0 | 0 | 0 | 0 | 0 | 0
Cool Change Program | [14 empty] | System | #N/A | [17 empty] | 0 | 0 | 0 | 0 | 0 | 0 | 0 | 0 | 0 | 0 | 0 | 0 | 0 | 0 | 0 | 0 | 0 | 0 | 0 | 0 | 0 | 0 | 0 | 0 | 0 | 0 | 0 | 0 | 0
Cool Change Program | [14 empty] | System | #N/A | [17 empty] | 0 | 0 | 0 | 0 | 0 | 0 | 0 | 0 | 0 | 0 | 0 | 0 | 0 | 0 | 0 | 0 | 0 | 0 | 0 | 0 | 0 | 0 | 0 | 0 | 0 | 0 | 0 | 0 | 0
Cool Change Program | [14 empty] | System | #N/A | [17 empty] | 0 | 0 | 0 | 0 | 0 | 0 | 0 | 0 | 0 | 0 | 0 | 0 | 0 | 0 | 0 | 0 | 0 | 0 | 0 | 0 | 0 | 0 | 0 | 0 | 0 | 0 | 0 | 0 | 0
Cool Change Program | [14 empty] | System | #N/A | [17 empty] | 0 | 0 | 0 | 0 | 0 | 0 | 0 | 0 | 0 | 0 | 0 | 0 | 0 | 0 | 0 | 0 | 0 | 0 | 0 | 0 | 0 | 0 | 0 | 0 | 0 | 0 | 0 | 0 | 0
Cool Change Program | [14 empty] | System | #N/A | [17 empty] | 0 | 0 | 0 | 0 | 0 | 0 | 0 | 0 | 0 | 0 | 0 | 0 | 0 | 0 | 0 | 0 | 0 | 0 | 0 | 0 | 0 | 0 | 0 | 0 | 0 | 0 | 0 | 0 | 0
Cool Change Program | [14 empty] | System | #N/A | [17 empty] | 0 | 0 | 0 | 0 | 0 | 0 | 0 | 0 | 0 | 0 | 0 | 0 | 0 | 0 | 0 | 0 | 0 | 0 | 0 | 0 | 0 | 0 | 0 | 0 | 0 | 0 | 0 | 0 | 0
Cool Change Program | [14 empty] | System | #N/A | [17 empty] | 0 | 0 | 0 | 0 | 0 | 0 | 0 | 0 | 0 | 0 | 0 | 0 | 0 | 0 | 0 | 0 | 0 | 0 | 0 | 0 | 0 | 0 | 0 | 0 | 0 | 0 | 0 | 0 | 0
Cool Change Program | [14 empty] | System | #N/A | [17 empty] | 0 | 0 | 0 | 0 | 0 | 0 | 0 | 0 | 0 | 0 | 0 | 0 | 0 | 0 | 0 | 0 | 0 | 0 | 0 | 0 | 0 | 0 | 0 | 0 | 0 | 0 | 0 | 0 | 0
Cool Change Program | [14 empty] | System | #N/A | [17 empty] | 0 | 0 | 0 | 0 | 0 | 0 | 0 | 0 | 0 | 0 | 0 | 0 | 0 | 0 | 0 | 0 | 0 | 0 | 0 | 0 | 0 | 0 | 0 | 0 | 0 | 0 | 0 | 0 | 0
Cool Change Program | [14 empty] | System | #N/A | [17 empty] | 0 | 0 | 0 | 0 | 0 | 0 | 0 | 0 | 0 | 0 | 0 | 0 | 0 | 0 | 0 | 0 | 0 | 0 | 0 | 0 | 0 | 0 | 0 | 0 | 0 | 0 | 0 | 0 | 0
Cool Change Program | [14 empty] | System | #N/A | [17 empty] | 0 | 0 | 0 | 0 | 0 | 0 | 0 | 0 | 0 | 0 | 0 | 0 | 0 | 0 | 0 | 0 | 0 | 0 | 0 | 0 | 0 | 0 | 0 | 0 | 0 | 0 | 0 | 0 | 0
Cool Change Program | [14 empty] | System | #N/A | [17 empty] | 0 | 0 | 0 | 0 | 0 | 0 | 0 | 0 | 0 | 0 | 0 | 0 | 0 | 0 | 0 | 0 | 0 | 0 | 0 | 0 | 0 | 0 | 0 | 0 | 0 | 0 | 0 | 0 | 0
Cool Change Program | [14 empty] | System | #N/A | [17 empty] | 0 | 0 | 0 | 0 | 0 | 0 | 0 | 0 | 0 | 0 | 0 | 0 | 0 | 0 | 0 | 0 | 0 | 0 | 0 | 0 | 0 | 0 | 0 | 0 | 0 | 0 | 0 | 0 | 0
Cool Change Program | [14 empty] | System | #N/A | [17 empty] | 0 | 0 | 0 | 0 | 0 | 0 | 0 | 0 | 0 | 0 | 0 | 0 | 0 | 0 | 0 | 0 | 0 | 0 | 0 | 0 | 0 | 0 | 0 | 0 | 0 | 0 | 0 | 0 | 0
Cool Change Program | [14 empty] | System | #N/A | [17 empty] | 0 | 0 | 0 | 0 | 0 | 0 | 0 | 0 | 0 | 0 | 0 | 0 | 0 | 0 | 0 | 0 | 0 | 0 | 0 | 0 | 0 | 0 | 0 | 0 | 0 | 0 | 0 | 0 | 0
Cool Change Program | [14 empty] | System | #N/A | [17 empty] | 0 | 0 | 0 | 0 | 0 | 0 | 0 | 0 | 0 | 0 | 0 | 0 | 0 | 0 | 0 | 0 | 0 | 0 | 0 | 0 | 0 | 0 | 0 | 0 | 0 | 0 | 0 | 0 | 0
Cool Change Program | [14 empty] | System | #N/A | [17 empty] | 0 | 0 | 0 | 0 | 0 | 0 | 0 | 0 | 0 | 0 | 0 | 0 | 0 | 0 | 0 | 0 | 0 | 0 | 0 | 0 | 0 | 0 | 0 | 0 | 0 | 0 | 0 | 0 | 0
Cool Change Program | [14 empty] | System | #N/A | [17 empty] | 0 | 0 | 0 | 0 | 0 | 0 | 0 | 0 | 0 | 0 | 0 | 0 | 0 | 0 | 0 | 0 | 0 | 0 | 0 | 0 | 0 | 0 | 0 | 0 | 0 | 0 | 0 | 0 | 0
Cool Change Program | [14 empty] | System | #N/A | [17 empty] | 0 | 0 | 0 | 0 | 0 | 0 | 0 | 0 | 0 | 0 | 0 | 0 | 0 | 0 | 0 | 0 | 0 | 0 | 0 | 0 | 0 | 0 | 0 | 0 | 0 | 0 | 0 | 0 | 0
Cool Change Program | [14 empty] | System | #N/A | [17 empty] | 0 | 0 | 0 | 0 | 0 | 0 | 0 | 0 | 0 | 0 | 0 | 0 | 0 | 0 | 0 | 0 | 0 | 0 | 0 | 0 | 0 | 0 | 0 | 0 | 0 | 0 | 0 | 0 | 0
Cool Change Program | [14 empty] | System | #N/A | [17 empty] | 0 | 0 | 0 | 0 | 0 | 0 | 0 | 0 | 0 | 0 | 0 | 0 | 0 | 0 | 0 | 0 | 0 | 0 | 0 | 0 | 0 | 0 | 0 | 0 | 0 | 0 | 0 | 0 | 0
Cool Change Program | [14 empty] | System | #N/A | [17 empty] | 0 | 0 | 0 | 0 | 0 | 0 | 0 | 0 | 0 | 0 | 0 | 0 | 0 | 0 | 0 | 0 | 0 | 0 | 0 | 0 | 0 | 0 | 0 | 0 | 0 | 0 | 0 | 0 | 0
Cool Change Program | [14 empty] | System | #N/A | [17 empty] | 0 | 0 | 0 | 0 | 0 | 0 | 0 | 0 | 0 | 0 | 0 | 0 | 0 | 0 | 0 | 0 | 0 | 0 | 0 | 0 | 0 | 0 | 0 | 0 | 0 | 0 | 0 | 0 | 0
Cool Change Program | [14 empty] | System | #N/A | [17 empty] | 0 | 0 | 0 | 0 | 0 | 0 | 0 | 0 | 0 | 0 | 0 | 0 | 0 | 0 | 0 | 0 | 0 | 0 | 0 | 0 | 0 | 0 | 0 | 0 | 0 | 0 | 0 | 0 | 0
Cool Change Program | [14 empty] | System | #N/A | [17 empty] | 0 | 0 | 0 | 0 | 0 | 0 | 0 | 0 | 0 | 0 | 0 | 0 | 0 | 0 | 0 | 0 | 0 | 0 | 0 | 0 | 0 | 0 | 0 | 0 | 0 | 0 | 0 | 0 | 0
Cool Change Program | [14 empty] | System | #N/A | [17 empty] | 0 | 0 | 0 | 0 | 0 | 0 | 0 | 0 | 0 | 0 | 0 | 0 | 0 | 0 | 0 | 0 | 0 | 0 | 0 | 0 | 0 | 0 | 0 | 0 | 0 | 0 | 0 | 0 | 0
Cool Change Program | [14 empty] | System | #N/A | [17 empty] | 0 | 0 | 0 | 0 | 0 | 0 | 0 | 0 | 0 | 0 | 0 | 0 | 0 | 0 | 0 | 0 | 0 | 0 | 0 | 0 | 0 | 0 | 0 | 0 | 0 | 0 | 0 | 0 | 0
Cool Change Program | [14 empty] | System | #N/A | [17 empty] | 0 | 0 | 0 | 0 | 0 | 0 | 0 | 0 | 0 | 0 | 0 | 0 | 0 | 0 | 0 | 0 | 0 | 0 | 0 | 0 | 0 | 0 | 0 | 0 | 0 | 0 | 0 | 0 | 0
Cool Change Program | [14 empty] | System | #N/A | [17 empty] | 0 | 0 | 0 | 0 | 0 | 0 | 0 | 0 | 0 | 0 | 0 | 0 | 0 | 0 | 0 | 0 | 0 | 0 | 0 | 0 | 0 | 0 | 0 | 0 | 0 | 0 | 0 | 0 | 0
Cool Change Program | [14 empty] | System | #N/A | [17 empty] | 0 | 0 | 0 | 0 | 0 | 0 | 0 | 0 | 0 | 0 | 0 | 0 | 0 | 0 | 0 | 0 | 0 | 0 | 0 | 0 | 0 | 0 | 0 | 0 | 0 | 0 | 0 | 0 | 0
Cool Change Program | [14 empty] | System | #N/A | [17 empty] | 0 | 0 | 0 | 0 | 0 | 0 | 0 | 0 | 0 | 0 | 0 | 0 | 0 | 0 | 0 | 0 | 0 | 0 | 0 | 0 | 0 | 0 | 0 | 0 | 0 | 0 | 0 | 0 | 0
Cool Change Program | [14 empty] | System | #N/A | [17 empty] | 0 | 0 | 0 | 0 | 0 | 0 | 0 | 0 | 0 | 0 | 0 | 0 | 0 | 0 | 0 | 0 | 0 | 0 | 0 | 0 | 0 | 0 | 0 | 0 | 0 | 0 | 0 | 0 | 0
Cool Change Program | [14 empty] | System | #N/A | [17 empty] | 0 | 0 | 0 | 0 | 0 | 0 | 0 | 0 | 0 | 0 | 0 | 0 | 0 | 0 | 0 | 0 | 0 | 0 | 0 | 0 | 0 | 0 | 0 | 0 | 0 | 0 | 0 | 0 | 0
Cool Change Program | [14 empty] | System | #N/A | [17 empty] | 0 | 0 | 0 | 0 | 0 | 0 | 0 | 0 | 0 | 0 | 0 | 0 | 0 | 0 | 0 | 0 | 0 | 0 | 0 | 0 | 0 | 0 | 0 | 0 | 0 | 0 | 0 | 0 | 0
Cool Change Program | [14 empty] | System | #N/A | [17 empty] | 0 | 0 | 0 | 0 | 0 | 0 | 0 | 0 | 0 | 0 | 0 | 0 | 0 | 0 | 0 | 0 | 0 | 0 | 0 | 0 | 0 | 0 | 0 | 0 | 0 | 0 | 0 | 0 | 0
Cool Change Program | [14 empty] | System | #N/A | [17 empty] | 0 | 0 | 0 | 0 | 0 | 0 | 0 | 0 | 0 | 0 | 0 | 0 | 0 | 0 | 0 | 0 | 0 | 0 | 0 | 0 | 0 | 0 | 0 | 0 | 0 | 0 | 0 | 0 | 0
Cool Change Program | [14 empty] | System | #N/A | [17 empty] | 0 | 0 | 0 | 0 | 0 | 0 | 0 | 0 | 0 | 0 | 0 | 0 | 0 | 0 | 0 | 0 | 0 | 0 | 0 | 0 | 0 | 0 | 0 | 0 | 0 | 0 | 0 | 0 | 0
Cool Change Program | [14 empty] | System | #N/A | [17 empty] | 0 | 0 | 0 | 0 | 0 | 0 | 0 | 0 | 0 | 0 | 0 | 0 | 0 | 0 | 0 | 0 | 0 | 0 | 0 | 0 | 0 | 0 | 0 | 0 | 0 | 0 | 0 | 0 | 0
Cool Change Program | [14 empty] | System | #N/A | [17 empty] | 0 | 0 | 0 | 0 | 0 | 0 | 0 | 0 | 0 | 0 | 0 | 0 | 0 | 0 | 0 | 0 | 0 | 0 | 0 | 0 | 0 | 0 | 0 | 0 | 0 | 0 | 0 | 0 | 0
Cool Change Program | [14 empty] | System | #N/A | [17 empty] | 0 | 0 | 0 | 0 | 0 | 0 | 0 | 0 | 0 | 0 | 0 | 0 | 0 | 0 | 0 | 0 | 0 | 0 | 0 | 0 | 0 | 0 | 0 | 0 | 0 | 0 | 0 | 0 | 0
Cool Change Program | [14 empty] | System | #N/A | [17 empty] | 0 | 0 | 0 | 0 | 0 | 0 | 0 | 0 | 0 | 0 | 0 | 0 | 0 | 0 | 0 | 0 | 0 | 0 | 0 | 0 | 0 | 0 | 0 | 0 | 0 | 0 | 0 | 0 | 0
Cool Change Program | [14 empty] | System | #N/A | [17 empty] | 0 | 0 | 0 | 0 | 0 | 0 | 0 | 0 | 0 | 0 | 0 | 0 | 0 | 0 | 0 | 0 | 0 | 0 | 0 | 0 | 0 | 0 | 0 | 0 | 0 | 0 | 0 | 0 | 0
Cool Change Program | [14 empty] | System | #N/A | [17 empty] | 0 | 0 | 0 | 0 | 0 | 0 | 0 | 0 | 0 | 0 | 0 | 0 | 0 | 0 | 0 | 0 | 0 | 0 | 0 | 0 | 0 | 0 | 0 | 0 | 0 | 0 | 0 | 0 | 0
Cool Change Program | [14 empty] | System | #N/A | [17 empty] | 0 | 0 | 0 | 0 | 0 | 0 | 0 | 0 | 0 | 0 | 0 | 0 | 0 | 0 | 0 | 0 | 0 | 0 | 0 | 0 | 0 | 0 | 0 | 0 | 0 | 0 | 0 | 0 | 0
Cool Change Program | [14 empty] | System | #N/A | [17 empty] | 0 | 0 | 0 | 0 | 0 | 0 | 0 | 0 | 0 | 0 | 0 | 0 | 0 | 0 | 0 | 0 | 0 | 0 | 0 | 0 | 0 | 0 | 0 | 0 | 0 | 0 | 0 | 0 | 0
Cool Change Program | [14 empty] | System | #N/A | [17 empty] | 0 | 0 | 0 | 0 | 0 | 0 | 0 | 0 | 0 | 0 | 0 | 0 | 0 | 0 | 0 | 0 | 0 | 0 | 0 | 0 | 0 | 0 | 0 | 0 | 0 | 0 | 0 | 0 | 0
Cool Change Program | [14 empty] | System | #N/A | [17 empty] | 0 | 0 | 0 | 0 | 0 | 0 | 0 | 0 | 0 | 0 | 0 | 0 | 0 | 0 | 0 | 0 | 0 | 0 | 0 | 0 | 0 | 0 | 0 | 0 | 0 | 0 | 0 | 0 | 0
Cool Change Program | [14 empty] | System | #N/A | [17 empty] | 0 | 0 | 0 | 0 | 0 | 0 | 0 | 0 | 0 | 0 | 0 | 0 | 0 | 0 | 0 | 0 | 0 | 0 | 0 | 0 | 0 | 0 | 0 | 0 | 0 | 0 | 0 | 0 | 0
Cool Change Program | [14 empty] | System | #N/A | [17 empty] | 0 | 0 | 0 | 0 | 0 | 0 | 0 | 0 | 0 | 0 | 0 | 0 | 0 | 0 | 0 | 0 | 0 | 0 | 0 | 0 | 0 | 0 | 0 | 0 | 0 | 0 | 0 | 0 | 0
Cool Change Program | [14 empty] | System | #N/A | [17 empty] | 0 | 0 | 0 | 0 | 0 | 0 | 0 | 0 | 0 | 0 | 0 | 0 | 0 | 0 | 0 | 0 | 0 | 0 | 0 | 0 | 0 | 0 | 0 | 0 | 0 | 0 | 0 | 0 | 0
Cool Change Program | [14 empty] | System | #N/A | [17 empty] | 0 | 0 | 0 | 0 | 0 | 0 | 0 | 0 | 0 | 0 | 0 | 0 | 0 | 0 | 0 | 0 | 0 | 0 | 0 | 0 | 0 | 0 | 0 | 0 | 0 | 0 | 0 | 0 | 0
Cool Change Program | [14 empty] | System | #N/A | [17 empty] | 0 | 0 | 0 | 0 | 0 | 0 | 0 | 0 | 0 | 0 | 0 | 0 | 0 | 0 | 0 | 0 | 0 | 0 | 0 | 0 | 0 | 0 | 0 | 0 | 0 | 0 | 0 | 0 | 0
Cool Change Program | [14 empty] | System | #N/A | [17 empty] | 0 | 0 | 0 | 0 | 0 | 0 | 0 | 0 | 0 | 0 | 0 | 0 | 0 | 0 | 0 | 0 | 0 | 0 | 0 | 0 | 0 | 0 | 0 | 0 | 0 | 0 | 0 | 0 | 0
Cool Change Program | [14 empty] | System | #N/A | [17 empty] | 0 | 0 | 0 | 0 | 0 | 0 | 0 | 0 | 0 | 0 | 0 | 0 | 0 | 0 | 0 | 0 | 0 | 0 | 0 | 0 | 0 | 0 | 0 | 0 | 0 | 0 | 0 | 0 | 0
Cool Change Program | [14 empty] | System | #N/A | [17 empty] | 0 | 0 | 0 | 0 | 0 | 0 | 0 | 0 | 0 | 0 | 0 | 0 | 0 | 0 | 0 | 0 | 0 | 0 | 0 | 0 | 0 | 0 | 0 | 0 | 0 | 0 | 0 | 0 | 0
Cool Change Program | [14 empty] | System | #N/A | [17 empty] | 0 | 0 | 0 | 0 | 0 | 0 | 0 | 0 | 0 | 0 | 0 | 0 | 0 | 0 | 0 | 0 | 0 | 0 | 0 | 0 | 0 | 0 | 0 | 0 | 0 | 0 | 0 | 0 | 0
Cool Change Program | [14 empty] | System | #N/A | [17 empty] | 0 | 0 | 0 | 0 | 0 | 0 | 0 | 0 | 0 | 0 | 0 | 0 | 0 | 0 | 0 | 0 | 0 | 0 | 0 | 0 | 0 | 0 | 0 | 0 | 0 | 0 | 0 | 0 | 0
Cool Change Program | [14 empty] | System | #N/A | [17 empty] | 0 | 0 | 0 | 0 | 0 | 0 | 0 | 0 | 0 | 0 | 0 | 0 | 0 | 0 | 0 | 0 | 0 | 0 | 0 | 0 | 0 | 0 | 0 | 0 | 0 | 0 | 0 | 0 | 0
Cool Change Program | [14 empty] | System | #N/A | [17 empty] | 0 | 0 | 0 | 0 | 0 | 0 | 0 | 0 | 0 | 0 | 0 | 0 | 0 | 0 | 0 | 0 | 0 | 0 | 0 | 0 | 0 | 0 | 0 | 0 | 0 | 0 | 0 | 0 | 0
Cool Change Program | [14 empty] | System | #N/A | [17 empty] | 0 | 0 | 0 | 0 | 0 | 0 | 0 | 0 | 0 | 0 | 0 | 0 | 0 | 0 | 0 | 0 | 0 | 0 | 0 | 0 | 0 | 0 | 0 | 0 | 0 | 0 | 0 | 0 | 0
Cool Change Program | [14 empty] | System | #N/A | [17 empty] | 0 | 0 | 0 | 0 | 0 | 0 | 0 | 0 | 0 | 0 | 0 | 0 | 0 | 0 | 0 | 0 | 0 | 0 | 0 | 0 | 0 | 0 | 0 | 0 | 0 | 0 | 0 | 0 | 0
Cool Change Program | [14 empty] | System | #N/A | [17 empty] | 0 | 0 | 0 | 0 | 0 | 0 | 0 | 0 | 0 | 0 | 0 | 0 | 0 | 0 | 0 | 0 | 0 | 0 | 0 | 0 | 0 | 0 | 0 | 0 | 0 | 0 | 0 | 0 | 0
Cool Change Program | [14 empty] | System | #N/A | [17 empty] | 0 | 0 | 0 | 0 | 0 | 0 | 0 | 0 | 0 | 0 | 0 | 0 | 0 | 0 | 0 | 0 | 0 | 0 | 0 | 0 | 0 | 0 | 0 | 0 | 0 | 0 | 0 | 0 | 0
Cool Change Program | [14 empty] | System | #N/A | [17 empty] | 0 | 0 | 0 | 0 | 0 | 0 | 0 | 0 | 0 | 0 | 0 | 0 | 0 | 0 | 0 | 0 | 0 | 0 | 0 | 0 | 0 | 0 | 0 | 0 | 0 | 0 | 0 | 0 | 0
Cool Change Program | [14 empty] | System | #N/A | [17 empty] | 0 | 0 | 0 | 0 | 0 | 0 | 0 | 0 | 0 | 0 | 0 | 0 | 0 | 0 | 0 | 0 | 0 | 0 | 0 | 0 | 0 | 0 | 0 | 0 | 0 | 0 | 0 | 0 | 0
Cool Change Program | [14 empty] | System | #N/A | [17 empty] | 0 | 0 | 0 | 0 | 0 | 0 | 0 | 0 | 0 | 0 | 0 | 0 | 0 | 0 | 0 | 0 | 0 | 0 | 0 | 0 | 0 | 0 | 0 | 0 | 0 | 0 | 0 | 0 | 0
Cool Change Program | [14 empty] | System | #N/A | [17 empty] | 0 | 0 | 0 | 0 | 0 | 0 | 0 | 0 | 0 | 0 | 0 | 0 | 0 | 0 | 0 | 0 | 0 | 0 | 0 | 0 | 0 | 0 | 0 | 0 | 0 | 0 | 0 | 0 | 0
Cool Change Program | [14 empty] | System | #N/A | [17 empty] | 0 | 0 | 0 | 0 | 0 | 0 | 0 | 0 | 0 | 0 | 0 | 0 | 0 | 0 | 0 | 0 | 0 | 0 | 0 | 0 | 0 | 0 | 0 | 0 | 0 | 0 | 0 | 0 | 0
Cool Change Program | [14 empty] | System | #N/A | [17 empty] | 0 | 0 | 0 | 0 | 0 | 0 | 0 | 0 | 0 | 0 | 0 | 0 | 0 | 0 | 0 | 0 | 0 | 0 | 0 | 0 | 0 | 0 | 0 | 0 | 0 | 0 | 0 | 0 | 0
Cool Change Program | [14 empty] | System | #N/A | [17 empty] | 0 | 0 | 0 | 0 | 0 | 0 | 0 | 0 | 0 | 0 | 0 | 0 | 0 | 0 | 0 | 0 | 0 | 0 | 0 | 0 | 0 | 0 | 0 | 0 | 0 | 0 | 0 | 0 | 0
Cool Change Program | [14 empty] | System | #N/A | [17 empty] | 0 | 0 | 0 | 0 | 0 | 0 | 0 | 0 | 0 | 0 | 0 | 0 | 0 | 0 | 0 | 0 | 0 | 0 | 0 | 0 | 0 | 0 | 0 | 0 | 0 | 0 | 0 | 0 | 0
Cool Change Program | [14 empty] | System | #N/A | [17 empty] | 0 | 0 | 0 | 0 | 0 | 0 | 0 | 0 | 0 | 0 | 0 | 0 | 0 | 0 | 0 | 0 | 0 | 0 | 0 | 0 | 0 | 0 | 0 | 0 | 0 | 0 | 0 | 0 | 0
Cool Change Program | [14 empty] | System | #N/A | [17 empty] | 0 | 0 | 0 | 0 | 0 | 0 | 0 | 0 | 0 | 0 | 0 | 0 | 0 | 0 | 0 | 0 | 0 | 0 | 0 | 0 | 0 | 0 | 0 | 0 | 0 | 0 | 0 | 0 | 0
Cool Change Program | [14 empty] | System | #N/A | [17 empty] | 0 | 0 | 0 | 0 | 0 | 0 | 0 | 0 | 0 | 0 | 0 | 0 | 0 | 0 | 0 | 0 | 0 | 0 | 0 | 0 | 0 | 0 | 0 | 0 | 0 | 0 | 0 | 0 | 0
Cool Change Program | [14 empty] | System | #N/A | [17 empty] | 0 | 0 | 0 | 0 | 0 | 0 | 0 | 0 | 0 | 0 | 0 | 0 | 0 | 0 | 0 | 0 | 0 | 0 | 0 | 0 | 0 | 0 | 0 | 0 | 0 | 0 | 0 | 0 | 0
Cool Change Program | [14 empty] | System | #N/A | [17 empty] | 0 | 0 | 0 | 0 | 0 | 0 | 0 | 0 | 0 | 0 | 0 | 0 | 0 | 0 | 0 | 0 | 0 | 0 | 0 | 0 | 0 | 0 | 0 | 0 | 0 | 0 | 0 | 0 | 0
Cool Change Program | [14 empty] | System | #N/A | [17 empty] | 0 | 0 | 0 | 0 | 0 | 0 | 0 | 0 | 0 | 0 | 0 | 0 | 0 | 0 | 0 | 0 | 0 | 0 | 0 | 0 | 0 | 0 | 0 | 0 | 0 | 0 | 0 | 0 | 0
Cool Change Program | [14 empty] | System | #N/A | [17 empty] | 0 | 0 | 0 | 0 | 0 | 0 | 0 | 0 | 0 | 0 | 0 | 0 | 0 | 0 | 0 | 0 | 0 | 0 | 0 | 0 | 0 | 0 | 0 | 0 | 0 | 0 | 0 | 0 | 0
Cool Change Program | [14 empty] | System | #N/A | [17 empty] | 0 | 0 | 0 | 0 | 0 | 0 | 0 | 0 | 0 | 0 | 0 | 0 | 0 | 0 | 0 | 0 | 0 | 0 | 0 | 0 | 0 | 0 | 0 | 0 | 0 | 0 | 0 | 0 | 0
Cool Change Program | [14 empty] | System | #N/A | [17 empty] | 0 | 0 | 0 | 0 | 0 | 0 | 0 | 0 | 0 | 0 | 0 | 0 | 0 | 0 | 0 | 0 | 0 | 0 | 0 | 0 | 0 | 0 | 0 | 0 | 0 | 0 | 0 | 0 | 0
Cool Change Program | [14 empty] | System | #N/A | [17 empty] | 0 | 0 | 0 | 0 | 0 | 0 | 0 | 0 | 0 | 0 | 0 | 0 | 0 | 0 | 0 | 0 | 0 | 0 | 0 | 0 | 0 | 0 | 0 | 0 | 0 | 0 | 0 | 0 | 0
Cool Change Program | [14 empty] | System | #N/A | [17 empty] | 0 | 0 | 0 | 0 | 0 | 0 | 0 | 0 | 0 | 0 | 0 | 0 | 0 | 0 | 0 | 0 | 0 | 0 | 0 | 0 | 0 | 0 | 0 | 0 | 0 | 0 | 0 | 0 | 0
Cool Change Program | [14 empty] | System | #N/A | [17 empty] | 0 | 0 | 0 | 0 | 0 | 0 | 0 | 0 | 0 | 0 | 0 | 0 | 0 | 0 | 0 | 0 | 0 | 0 | 0 | 0 | 0 | 0 | 0 | 0 | 0 | 0 | 0 | 0 | 0
Cool Change Program | [14 empty] | System | #N/A | [17 empty] | 0 | 0 | 0 | 0 | 0 | 0 | 0 | 0 | 0 | 0 | 0 | 0 | 0 | 0 | 0 | 0 | 0 | 0 | 0 | 0 | 0 | 0 | 0 | 0 | 0 | 0 | 0 | 0 | 0
Cool Change Program | [14 empty] | System | #N/A | [17 empty] | 0 | 0 | 0 | 0 | 0 | 0 | 0 | 0 | 0 | 0 | 0 | 0 | 0 | 0 | 0 | 0 | 0 | 0 | 0 | 0 | 0 | 0 | 0 | 0 | 0 | 0 | 0 | 0 | 0
Cool Change Program | [14 empty] | System | #N/A | [17 empty] | 0 | 0 | 0 | 0 | 0 | 0 | 0 | 0 | 0 | 0 | 0 | 0 | 0 | 0 | 0 | 0 | 0 | 0 | 0 | 0 | 0 | 0 | 0 | 0 | 0 | 0 | 0 | 0 | 0
Cool Change Program | [14 empty] | System | #N/A | [17 empty] | 0 | 0 | 0 | 0 | 0 | 0 | 0 | 0 | 0 | 0 | 0 | 0 | 0 | 0 | 0 | 0 | 0 | 0 | 0 | 0 | 0 | 0 | 0 | 0 | 0 | 0 | 0 | 0 | 0
Cool Change Program | [14 empty] | System | #N/A | [17 empty] | 0 | 0 | 0 | 0 | 0 | 0 | 0 | 0 | 0 | 0 | 0 | 0 | 0 | 0 | 0 | 0 | 0 | 0 | 0 | 0 | 0 | 0 | 0 | 0 | 0 | 0 | 0 | 0 | 0
Cool Change Program | [14 empty] | System | #N/A | [17 empty] | 0 | 0 | 0 | 0 | 0 | 0 | 0 | 0 | 0 | 0 | 0 | 0 | 0 | 0 | 0 | 0 | 0 | 0 | 0 | 0 | 0 | 0 | 0 | 0 | 0 | 0 | 0 | 0 | 0
Cool Change Program | [14 empty] | System | #N/A | [17 empty] | 0 | 0 | 0 | 0 | 0 | 0 | 0 | 0 | 0 | 0 | 0 | 0 | 0 | 0 | 0 | 0 | 0 | 0 | 0 | 0 | 0 | 0 | 0 | 0 | 0 | 0 | 0 | 0 | 0
Cool Change Program | [14 empty] | System | #N/A | [17 empty] | 0 | 0 | 0 | 0 | 0 | 0 | 0 | 0 | 0 | 0 | 0 | 0 | 0 | 0 | 0 | 0 | 0 | 0 | 0 | 0 | 0 | 0 | 0 | 0 | 0 | 0 | 0 | 0 | 0
Cool Change Program | [14 empty] | System | #N/A | [17 empty] | 0 | 0 | 0 | 0 | 0 | 0 | 0 | 0 | 0 | 0 | 0 | 0 | 0 | 0 | 0 | 0 | 0 | 0 | 0 | 0 | 0 | 0 | 0 | 0 | 0 | 0 | 0 | 0 | 0
Cool Change Program | [14 empty] | System | #N/A | [17 empty] | 0 | 0 | 0 | 0 | 0 | 0 | 0 | 0 | 0 | 0 | 0 | 0 | 0 | 0 | 0 | 0 | 0 | 0 | 0 | 0 | 0 | 0 | 0 | 0 | 0 | 0 | 0 | 0 | 0
Cool Change Program | [14 empty] | System | #N/A | [17 empty] | 0 | 0 | 0 | 0 | 0 | 0 | 0 | 0 | 0 | 0 | 0 | 0 | 0 | 0 | 0 | 0 | 0 | 0 | 0 | 0 | 0 | 0 | 0 | 0 | 0 | 0 | 0 | 0 | 0
Cool Change Program | [14 empty] | System | #N/A | [17 empty] | 0 | 0 | 0 | 0 | 0 | 0 | 0 | 0 | 0 | 0 | 0 | 0 | 0 | 0 | 0 | 0 | 0 | 0 | 0 | 0 | 0 | 0 | 0 | 0 | 0 | 0 | 0 | 0 | 0
Cool Change Program | [14 empty] | System | #N/A | [17 empty] | 0 | 0 | 0 | 0 | 0 | 0 | 0 | 0 | 0 | 0 | 0 | 0 | 0 | 0 | 0 | 0 | 0 | 0 | 0 | 0 | 0 | 0 | 0 | 0 | 0 | 0 | 0 | 0 | 0
Cool Change Program | [14 empty] | System | #N/A | [17 empty] | 0 | 0 | 0 | 0 | 0 | 0 | 0 | 0 | 0 | 0 | 0 | 0 | 0 | 0 | 0 | 0 | 0 | 0 | 0 | 0 | 0 | 0 | 0 | 0 | 0 | 0 | 0 | 0 | 0
Cool Change Program | [14 empty] | System | #N/A | [17 empty] | 0 | 0 | 0 | 0 | 0 | 0 | 0 | 0 | 0 | 0 | 0 | 0 | 0 | 0 | 0 | 0 | 0 | 0 | 0 | 0 | 0 | 0 | 0 | 0 | 0 | 0 | 0 | 0 | 0
Cool Change Program | [14 empty] | System | #N/A | [17 empty] | 0 | 0 | 0 | 0 | 0 | 0 | 0 | 0 | 0 | 0 | 0 | 0 | 0 | 0 | 0 | 0 | 0 | 0 | 0 | 0 | 0 | 0 | 0 | 0 | 0 | 0 | 0 | 0 | 0
Cool Change Program | [14 empty] | System | #N/A | [17 empty] | 0 | 0 | 0 | 0 | 0 | 0 | 0 | 0 | 0 | 0 | 0 | 0 | 0 | 0 | 0 | 0 | 0 | 0 | 0 | 0 | 0 | 0 | 0 | 0 | 0 | 0 | 0 | 0 | 0
Cool Change Program | [14 empty] | System | #N/A | [17 empty] | 0 | 0 | 0 | 0 | 0 | 0 | 0 | 0 | 0 | 0 | 0 | 0 | 0 | 0 | 0 | 0 | 0 | 0 | 0 | 0 | 0 | 0 | 0 | 0 | 0 | 0 | 0 | 0 | 0
Cool Change Program | [14 empty] | System | #N/A | [17 empty] | 0 | 0 | 0 | 0 | 0 | 0 | 0 | 0 | 0 | 0 | 0 | 0 | 0 | 0 | 0 | 0 | 0 | 0 | 0 | 0 | 0 | 0 | 0 | 0 | 0 | 0 | 0 | 0 | 0
Cool Change Program | [14 empty] | System | #N/A | [17 empty] | 0 | 0 | 0 | 0 | 0 | 0 | 0 | 0 | 0 | 0 | 0 | 0 | 0 | 0 | 0 | 0 | 0 | 0 | 0 | 0 | 0 | 0 | 0 | 0 | 0 | 0 | 0 | 0 | 0
Cool Change Program | [14 empty] | System | #N/A | [17 empty] | 0 | 0 | 0 | 0 | 0 | 0 | 0 | 0 | 0 | 0 | 0 | 0 | 0 | 0 | 0 | 0 | 0 | 0 | 0 | 0 | 0 | 0 | 0 | 0 | 0 | 0 | 0 | 0 | 0
Cool Change Program | [14 empty] | System | #N/A | [17 empty] | 0 | 0 | 0 | 0 | 0 | 0 | 0 | 0 | 0 | 0 | 0 | 0 | 0 | 0 | 0 | 0 | 0 | 0 | 0 | 0 | 0 | 0 | 0 | 0 | 0 | 0 | 0 | 0 | 0
Cool Change Program | [14 empty] | System | #N/A | [17 empty] | 0 | 0 | 0 | 0 | 0 | 0 | 0 | 0 | 0 | 0 | 0 | 0 | 0 | 0 | 0 | 0 | 0 | 0 | 0 | 0 | 0 | 0 | 0 | 0 | 0 | 0 | 0 | 0 | 0
Cool Change Program | [14 empty] | System | #N/A | [17 empty] | 0 | 0 | 0 | 0 | 0 | 0 | 0 | 0 | 0 | 0 | 0 | 0 | 0 | 0 | 0 | 0 | 0 | 0 | 0 | 0 | 0 | 0 | 0 | 0 | 0 | 0 | 0 | 0 | 0
Cool Change Program | [14 empty] | System | #N/A | [17 empty] | 0 | 0 | 0 | 0 | 0 | 0 | 0 | 0 | 0 | 0 | 0 | 0 | 0 | 0 | 0 | 0 | 0 | 0 | 0 | 0 | 0 | 0 | 0 | 0 | 0 | 0 | 0 | 0 | 0
Cool Change Program | [14 empty] | System | #N/A | [17 empty] | 0 | 0 | 0 | 0 | 0 | 0 | 0 | 0 | 0 | 0 | 0 | 0 | 0 | 0 | 0 | 0 | 0 | 0 | 0 | 0 | 0 | 0 | 0 | 0 | 0 | 0 | 0 | 0 | 0
Cool Change Program | [14 empty] | System | #N/A | [17 empty] | 0 | 0 | 0 | 0 | 0 | 0 | 0 | 0 | 0 | 0 | 0 | 0 | 0 | 0 | 0 | 0 | 0 | 0 | 0 | 0 | 0 | 0 | 0 | 0 | 0 | 0 | 0 | 0 | 0
Cool Change Program | [14 empty] | System | #N/A | [17 empty] | 0 | 0 | 0 | 0 | 0 | 0 | 0 | 0 | 0 | 0 | 0 | 0 | 0 | 0 | 0 | 0 | 0 | 0 | 0 | 0 | 0 | 0 | 0 | 0 | 0 | 0 | 0 | 0 | 0
Cool Change Program | [14 empty] | System | #N/A | [17 empty] | 0 | 0 | 0 | 0 | 0 | 0 | 0 | 0 | 0 | 0 | 0 | 0 | 0 | 0 | 0 | 0 | 0 | 0 | 0 | 0 | 0 | 0 | 0 | 0 | 0 | 0 | 0 | 0 | 0
Cool Change Program | [14 empty] | System | #N/A | [17 empty] | 0 | 0 | 0 | 0 | 0 | 0 | 0 | 0 | 0 | 0 | 0 | 0 | 0 | 0 | 0 | 0 | 0 | 0 | 0 | 0 | 0 | 0 | 0 | 0 | 0 | 0 | 0 | 0 | 0
Cool Change Program | [14 empty] | System | #N/A | [17 empty] | 0 | 0 | 0 | 0 | 0 | 0 | 0 | 0 | 0 | 0 | 0 | 0 | 0 | 0 | 0 | 0 | 0 | 0 | 0 | 0 | 0 | 0 | 0 | 0 | 0 | 0 | 0 | 0 | 0
Cool Change Program | [14 empty] | System | #N/A | [17 empty] | 0 | 0 | 0 | 0 | 0 | 0 | 0 | 0 | 0 | 0 | 0 | 0 | 0 | 0 | 0 | 0 | 0 | 0 | 0 | 0 | 0 | 0 | 0 | 0 | 0 | 0 | 0 | 0 | 0
Cool Change Program | [14 empty] | System | #N/A | [17 empty] | 0 | 0 | 0 | 0 | 0 | 0 | 0 | 0 | 0 | 0 | 0 | 0 | 0 | 0 | 0 | 0 | 0 | 0 | 0 | 0 | 0 | 0 | 0 | 0 | 0 | 0 | 0 | 0 | 0
Cool Change Program | [14 empty] | System | #N/A | [17 empty] | 0 | 0 | 0 | 0 | 0 | 0 | 0 | 0 | 0 | 0 | 0 | 0 | 0 | 0 | 0 | 0 | 0 | 0 | 0 | 0 | 0 | 0 | 0 | 0 | 0 | 0 | 0 | 0 | 0
Cool Change Program | [14 empty] | System | #N/A | [17 empty] | 0 | 0 | 0 | 0 | 0 | 0 | 0 | 0 | 0 | 0 | 0 | 0 | 0 | 0 | 0 | 0 | 0 | 0 | 0 | 0 | 0 | 0 | 0 | 0 | 0 | 0 | 0 | 0 | 0
Cool Change Program | [14 empty] | System | #N/A | [17 empty] | 0 | 0 | 0 | 0 | 0 | 0 | 0 | 0 | 0 | 0 | 0 | 0 | 0 | 0 | 0 | 0 | 0 | 0 | 0 | 0 | 0 | 0 | 0 | 0 | 0 | 0 | 0 | 0 | 0
Cool Change Program | [14 empty] | System | #N/A | [17 empty] | 0 | 0 | 0 | 0 | 0 | 0 | 0 | 0 | 0 | 0 | 0 | 0 | 0 | 0 | 0 | 0 | 0 | 0 | 0 | 0 | 0 | 0 | 0 | 0 | 0 | 0 | 0 | 0 | 0
Cool Change Program | [14 empty] | System | #N/A | [17 empty] | 0 | 0 | 0 | 0 | 0 | 0 | 0 | 0 | 0 | 0 | 0 | 0 | 0 | 0 | 0 | 0 | 0 | 0 | 0 | 0 | 0 | 0 | 0 | 0 | 0 | 0 | 0 | 0 | 0
Cool Change Program | [14 empty] | System | #N/A | [17 empty] | 0 | 0 | 0 | 0 | 0 | 0 | 0 | 0 | 0 | 0 | 0 | 0 | 0 | 0 | 0 | 0 | 0 | 0 | 0 | 0 | 0 | 0 | 0 | 0 | 0 | 0 | 0 | 0 | 0
Cool Change Program | [14 empty] | System | #N/A | [17 empty] | 0 | 0 | 0 | 0 | 0 | 0 | 0 | 0 | 0 | 0 | 0 | 0 | 0 | 0 | 0 | 0 | 0 | 0 | 0 | 0 | 0 | 0 | 0 | 0 | 0 | 0 | 0 | 0 | 0
Cool Change Program | [14 empty] | System | #N/A | [17 empty] | 0 | 0 | 0 | 0 | 0 | 0 | 0 | 0 | 0 | 0 | 0 | 0 | 0 | 0 | 0 | 0 | 0 | 0 | 0 | 0 | 0 | 0 | 0 | 0 | 0 | 0 | 0 | 0 | 0
Cool Change Program | [14 empty] | System | #N/A | [17 empty] | 0 | 0 | 0 | 0 | 0 | 0 | 0 | 0 | 0 | 0 | 0 | 0 | 0 | 0 | 0 | 0 | 0 | 0 | 0 | 0 | 0 | 0 | 0 | 0 | 0 | 0 | 0 | 0 | 0
Cool Change Program | [14 empty] | System | #N/A | [17 empty] | 0 | 0 | 0 | 0 | 0 | 0 | 0 | 0 | 0 | 0 | 0 | 0 | 0 | 0 | 0 | 0 | 0 | 0 | 0 | 0 | 0 | 0 | 0 | 0 | 0 | 0 | 0 | 0 | 0
Cool Change Program | [14 empty] | System | #N/A | [17 empty] | 0 | 0 | 0 | 0 | 0 | 0 | 0 | 0 | 0 | 0 | 0 | 0 | 0 | 0 | 0 | 0 | 0 | 0 | 0 | 0 | 0 | 0 | 0 | 0 | 0 | 0 | 0 | 0 | 0
Cool Change Program | [14 empty] | System | #N/A | [17 empty] | 0 | 0 | 0 | 0 | 0 | 0 | 0 | 0 | 0 | 0 | 0 | 0 | 0 | 0 | 0 | 0 | 0 | 0 | 0 | 0 | 0 | 0 | 0 | 0 | 0 | 0 | 0 | 0 | 0
Cool Change Program | [14 empty] | System | #N/A | [17 empty] | 0 | 0 | 0 | 0 | 0 | 0 | 0 | 0 | 0 | 0 | 0 | 0 | 0 | 0 | 0 | 0 | 0 | 0 | 0 | 0 | 0 | 0 | 0 | 0 | 0 | 0 | 0 | 0 | 0
Cool Change Program | [14 empty] | System | #N/A | [17 empty] | 0 | 0 | 0 | 0 | 0 | 0 | 0 | 0 | 0 | 0 | 0 | 0 | 0 | 0 | 0 | 0 | 0 | 0 | 0 | 0 | 0 | 0 | 0 | 0 | 0 | 0 | 0 | 0 | 0
Cool Change Program | [14 empty] | System | #N/A | [17 empty] | 0 | 0 | 0 | 0 | 0 | 0 | 0 | 0 | 0 | 0 | 0 | 0 | 0 | 0 | 0 | 0 | 0 | 0 | 0 | 0 | 0 | 0 | 0 | 0 | 0 | 0 | 0 | 0 | 0
Cool Change Program | [14 empty] | System | #N/A | [17 empty] | 0 | 0 | 0 | 0 | 0 | 0 | 0 | 0 | 0 | 0 | 0 | 0 | 0 | 0 | 0 | 0 | 0 | 0 | 0 | 0 | 0 | 0 | 0 | 0 | 0 | 0 | 0 | 0 | 0
Cool Change Program | [14 empty] | System | #N/A | [17 empty] | 0 | 0 | 0 | 0 | 0 | 0 | 0 | 0 | 0 | 0 | 0 | 0 | 0 | 0 | 0 | 0 | 0 | 0 | 0 | 0 | 0 | 0 | 0 | 0 | 0 | 0 | 0 | 0 | 0
Cool Change Program | [14 empty] | System | #N/A | [17 empty] | 0 | 0 | 0 | 0 | 0 | 0 | 0 | 0 | 0 | 0 | 0 | 0 | 0 | 0 | 0 | 0 | 0 | 0 | 0 | 0 | 0 | 0 | 0 | 0 | 0 | 0 | 0 | 0 | 0
Cool Change Program | [14 empty] | System | #N/A | [17 empty] | 0 | 0 | 0 | 0 | 0 | 0 | 0 | 0 | 0 | 0 | 0 | 0 | 0 | 0 | 0 | 0 | 0 | 0 | 0 | 0 | 0 | 0 | 0 | 0 | 0 | 0 | 0 | 0 | 0
Cool Change Program | [14 empty] | System | #N/A | [17 empty] | 0 | 0 | 0 | 0 | 0 | 0 | 0 | 0 | 0 | 0 | 0 | 0 | 0 | 0 | 0 | 0 | 0 | 0 | 0 | 0 | 0 | 0 | 0 | 0 | 0 | 0 | 0 | 0 | 0
Cool Change Program | [14 empty] | System | #N/A | [17 empty] | 0 | 0 | 0 | 0 | 0 | 0 | 0 | 0 | 0 | 0 | 0 | 0 | 0 | 0 | 0 | 0 | 0 | 0 | 0 | 0 | 0 | 0 | 0 | 0 | 0 | 0 | 0 | 0 | 0
Cool Change Program | [14 empty] | System | #N/A | [17 empty] | 0 | 0 | 0 | 0 | 0 | 0 | 0 | 0 | 0 | 0 | 0 | 0 | 0 | 0 | 0 | 0 | 0 | 0 | 0 | 0 | 0 | 0 | 0 | 0 | 0 | 0 | 0 | 0 | 0
Cool Change Program | [14 empty] | System | #N/A | [17 empty] | 0 | 0 | 0 | 0 | 0 | 0 | 0 | 0 | 0 | 0 | 0 | 0 | 0 | 0 | 0 | 0 | 0 | 0 | 0 | 0 | 0 | 0 | 0 | 0 | 0 | 0 | 0 | 0 | 0
Cool Change Program | [14 empty] | System | #N/A | [17 empty] | 0 | 0 | 0 | 0 | 0 | 0 | 0 | 0 | 0 | 0 | 0 | 0 | 0 | 0 | 0 | 0 | 0 | 0 | 0 | 0 | 0 | 0 | 0 | 0 | 0 | 0 | 0 | 0 | 0
Cool Change Program | [14 empty] | System | #N/A | [17 empty] | 0 | 0 | 0 | 0 | 0 | 0 | 0 | 0 | 0 | 0 | 0 | 0 | 0 | 0 | 0 | 0 | 0 | 0 | 0 | 0 | 0 | 0 | 0 | 0 | 0 | 0 | 0 | 0 | 0
Cool Change Program | [14 empty] | System | #N/A | [17 empty] | 0 | 0 | 0 | 0 | 0 | 0 | 0 | 0 | 0 | 0 | 0 | 0 | 0 | 0 | 0 | 0 | 0 | 0 | 0 | 0 | 0 | 0 | 0 | 0 | 0 | 0 | 0 | 0 | 0
Cool Change Program | [14 empty] | System | #N/A | [17 empty] | 0 | 0 | 0 | 0 | 0 | 0 | 0 | 0 | 0 | 0 | 0 | 0 | 0 | 0 | 0 | 0 | 0 | 0 | 0 | 0 | 0 | 0 | 0 | 0 | 0 | 0 | 0 | 0 | 0
Cool Change Program | [14 empty] | System | #N/A | [17 empty] | 0 | 0 | 0 | 0 | 0 | 0 | 0 | 0 | 0 | 0 | 0 | 0 | 0 | 0 | 0 | 0 | 0 | 0 | 0 | 0 | 0 | 0 | 0 | 0 | 0 | 0 | 0 | 0 | 0
Cool Change Program | [14 empty] | System | #N/A | [17 empty] | 0 | 0 | 0 | 0 | 0 | 0 | 0 | 0 | 0 | 0 | 0 | 0 | 0 | 0 | 0 | 0 | 0 | 0 | 0 | 0 | 0 | 0 | 0 | 0 | 0 | 0 | 0 | 0 | 0
Cool Change Program | [14 empty] | System | #N/A | [17 empty] | 0 | 0 | 0 | 0 | 0 | 0 | 0 | 0 | 0 | 0 | 0 | 0 | 0 | 0 | 0 | 0 | 0 | 0 | 0 | 0 | 0 | 0 | 0 | 0 | 0 | 0 | 0 | 0 | 0
Cool Change Program | [14 empty] | System | #N/A | [17 empty] | 0 | 0 | 0 | 0 | 0 | 0 | 0 | 0 | 0 | 0 | 0 | 0 | 0 | 0 | 0 | 0 | 0 | 0 | 0 | 0 | 0 | 0 | 0 | 0 | 0 | 0 | 0 | 0 | 0
Cool Change Program | [14 empty] | System | #N/A | [17 empty] | 0 | 0 | 0 | 0 | 0 | 0 | 0 | 0 | 0 | 0 | 0 | 0 | 0 | 0 | 0 | 0 | 0 | 0 | 0 | 0 | 0 | 0 | 0 | 0 | 0 | 0 | 0 | 0 | 0
Cool Change Program | [14 empty] | System | #N/A | [17 empty] | 0 | 0 | 0 | 0 | 0 | 0 | 0 | 0 | 0 | 0 | 0 | 0 | 0 | 0 | 0 | 0 | 0 | 0 | 0 | 0 | 0 | 0 | 0 | 0 | 0 | 0 | 0 | 0 | 0
Cool Change Program | [14 empty] | System | #N/A | [17 empty] | 0 | 0 | 0 | 0 | 0 | 0 | 0 | 0 | 0 | 0 | 0 | 0 | 0 | 0 | 0 | 0 | 0 | 0 | 0 | 0 | 0 | 0 | 0 | 0 | 0 | 0 | 0 | 0 | 0
Cool Change Program | [14 empty] | System | #N/A | [17 empty] | 0 | 0 | 0 | 0 | 0 | 0 | 0 | 0 | 0 | 0 | 0 | 0 | 0 | 0 | 0 | 0 | 0 | 0 | 0 | 0 | 0 | 0 | 0 | 0 | 0 | 0 | 0 | 0 | 0
Cool Change Program | [14 empty] | System | #N/A | [17 empty] | 0 | 0 | 0 | 0 | 0 | 0 | 0 | 0 | 0 | 0 | 0 | 0 | 0 | 0 | 0 | 0 | 0 | 0 | 0 | 0 | 0 | 0 | 0 | 0 | 0 | 0 | 0 | 0 | 0
Cool Change Program | [14 empty] | System | #N/A | [17 empty] | 0 | 0 | 0 | 0 | 0 | 0 | 0 | 0 | 0 | 0 | 0 | 0 | 0 | 0 | 0 | 0 | 0 | 0 | 0 | 0 | 0 | 0 | 0 | 0 | 0 | 0 | 0 | 0 | 0
Cool Change Program | [14 empty] | System | #N/A | [17 empty] | 0 | 0 | 0 | 0 | 0 | 0 | 0 | 0 | 0 | 0 | 0 | 0 | 0 | 0 | 0 | 0 | 0 | 0 | 0 | 0 | 0 | 0 | 0 | 0 | 0 | 0 | 0 | 0 | 0
Cool Change Program | [14 empty] | System | #N/A | [17 empty] | 0 | 0 | 0 | 0 | 0 | 0 | 0 | 0 | 0 | 0 | 0 | 0 | 0 | 0 | 0 | 0 | 0 | 0 | 0 | 0 | 0 | 0 | 0 | 0 | 0 | 0 | 0 | 0 | 0
Cool Change Program | [14 empty] | System | #N/A | [17 empty] | 0 | 0 | 0 | 0 | 0 | 0 | 0 | 0 | 0 | 0 | 0 | 0 | 0 | 0 | 0 | 0 | 0 | 0 | 0 | 0 | 0 | 0 | 0 | 0 | 0 | 0 | 0 | 0 | 0
Cool Change Program | [14 empty] | System | #N/A | [17 empty] | 0 | 0 | 0 | 0 | 0 | 0 | 0 | 0 | 0 | 0 | 0 | 0 | 0 | 0 | 0 | 0 | 0 | 0 | 0 | 0 | 0 | 0 | 0 | 0 | 0 | 0 | 0 | 0 | 0
Cool Change Program | [14 empty] | System | #N/A | [17 empty] | 0 | 0 | 0 | 0 | 0 | 0 | 0 | 0 | 0 | 0 | 0 | 0 | 0 | 0 | 0 | 0 | 0 | 0 | 0 | 0 | 0 | 0 | 0 | 0 | 0 | 0 | 0 | 0 | 0
Cool Change Program | [14 empty] | System | #N/A | [17 empty] | 0 | 0 | 0 | 0 | 0 | 0 | 0 | 0 | 0 | 0 | 0 | 0 | 0 | 0 | 0 | 0 | 0 | 0 | 0 | 0 | 0 | 0 | 0 | 0 | 0 | 0 | 0 | 0 | 0
Cool Change Program | [14 empty] | System | #N/A | [17 empty] | 0 | 0 | 0 | 0 | 0 | 0 | 0 | 0 | 0 | 0 | 0 | 0 | 0 | 0 | 0 | 0 | 0 | 0 | 0 | 0 | 0 | 0 | 0 | 0 | 0 | 0 | 0 | 0 | 0
Cool Change Program | [14 empty] | System | #N/A | [17 empty] | 0 | 0 | 0 | 0 | 0 | 0 | 0 | 0 | 0 | 0 | 0 | 0 | 0 | 0 | 0 | 0 | 0 | 0 | 0 | 0 | 0 | 0 | 0 | 0 | 0 | 0 | 0 | 0 | 0
Cool Change Program | [14 empty] | System | #N/A | [17 empty] | 0 | 0 | 0 | 0 | 0 | 0 | 0 | 0 | 0 | 0 | 0 | 0 | 0 | 0 | 0 | 0 | 0 | 0 | 0 | 0 | 0 | 0 | 0 | 0 | 0 | 0 | 0 | 0 | 0
Cool Change Program | [14 empty] | System | #N/A | [17 empty] | 0 | 0 | 0 | 0 | 0 | 0 | 0 | 0 | 0 | 0 | 0 | 0 | 0 | 0 | 0 | 0 | 0 | 0 | 0 | 0 | 0 | 0 | 0 | 0 | 0 | 0 | 0 | 0 | 0
Cool Change Program | [14 empty] | System | #N/A | [17 empty] | 0 | 0 | 0 | 0 | 0 | 0 | 0 | 0 | 0 | 0 | 0 | 0 | 0 | 0 | 0 | 0 | 0 | 0 | 0 | 0 | 0 | 0 | 0 | 0 | 0 | 0 | 0 | 0 | 0
Cool Change Program | [14 empty] | System | #N/A | [17 empty] | 0 | 0 | 0 | 0 | 0 | 0 | 0 | 0 | 0 | 0 | 0 | 0 | 0 | 0 | 0 | 0 | 0 | 0 | 0 | 0 | 0 | 0 | 0 | 0 | 0 | 0 | 0 | 0 | 0
Cool Change Program | [14 empty] | System | #N/A | [17 empty] | 0 | 0 | 0 | 0 | 0 | 0 | 0 | 0 | 0 | 0 | 0 | 0 | 0 | 0 | 0 | 0 | 0 | 0 | 0 | 0 | 0 | 0 | 0 | 0 | 0 | 0 | 0 | 0 | 0
Cool Change Program | [14 empty] | System | #N/A | [17 empty] | 0 | 0 | 0 | 0 | 0 | 0 | 0 | 0 | 0 | 0 | 0 | 0 | 0 | 0 | 0 | 0 | 0 | 0 | 0 | 0 | 0 | 0 | 0 | 0 | 0 | 0 | 0 | 0 | 0
Cool Change Program | [14 empty] | System | #N/A | [17 empty] | 0 | 0 | 0 | 0 | 0 | 0 | 0 | 0 | 0 | 0 | 0 | 0 | 0 | 0 | 0 | 0 | 0 | 0 | 0 | 0 | 0 | 0 | 0 | 0 | 0 | 0 | 0 | 0 | 0
Cool Change Program | [14 empty] | System | #N/A | [17 empty] | 0 | 0 | 0 | 0 | 0 | 0 | 0 | 0 | 0 | 0 | 0 | 0 | 0 | 0 | 0 | 0 | 0 | 0 | 0 | 0 | 0 | 0 | 0 | 0 | 0 | 0 | 0 | 0 | 0
Cool Change Program | [14 empty] | System | #N/A | [17 empty] | 0 | 0 | 0 | 0 | 0 | 0 | 0 | 0 | 0 | 0 | 0 | 0 | 0 | 0 | 0 | 0 | 0 | 0 | 0 | 0 | 0 | 0 | 0 | 0 | 0 | 0 | 0 | 0 | 0
Cool Change Program | [14 empty] | System | #N/A | [17 empty] | 0 | 0 | 0 | 0 | 0 | 0 | 0 | 0 | 0 | 0 | 0 | 0 | 0 | 0 | 0 | 0 | 0 | 0 | 0 | 0 | 0 | 0 | 0 | 0 | 0 | 0 | 0 | 0 | 0
Cool Change Program | [14 empty] | System | #N/A | [17 empty] | 0 | 0 | 0 | 0 | 0 | 0 | 0 | 0 | 0 | 0 | 0 | 0 | 0 | 0 | 0 | 0 | 0 | 0 | 0 | 0 | 0 | 0 | 0 | 0 | 0 | 0 | 0 | 0 | 0
Cool Change Program | [14 empty] | System | #N/A | [17 empty] | 0 | 0 | 0 | 0 | 0 | 0 | 0 | 0 | 0 | 0 | 0 | 0 | 0 | 0 | 0 | 0 | 0 | 0 | 0 | 0 | 0 | 0 | 0 | 0 | 0 | 0 | 0 | 0 | 0
Cool Change Program | [14 empty] | System | #N/A | [17 empty] | 0 | 0 | 0 | 0 | 0 | 0 | 0 | 0 | 0 | 0 | 0 | 0 | 0 | 0 | 0 | 0 | 0 | 0 | 0 | 0 | 0 | 0 | 0 | 0 | 0 | 0 | 0 | 0 | 0
Cool Change Program | [14 empty] | System | #N/A | [17 empty] | 0 | 0 | 0 | 0 | 0 | 0 | 0 | 0 | 0 | 0 | 0 | 0 | 0 | 0 | 0 | 0 | 0 | 0 | 0 | 0 | 0 | 0 | 0 | 0 | 0 | 0 | 0 | 0 | 0
Cool Change Program | [14 empty] | System | #N/A | [17 empty] | 0 | 0 | 0 | 0 | 0 | 0 | 0 | 0 | 0 | 0 | 0 | 0 | 0 | 0 | 0 | 0 | 0 | 0 | 0 | 0 | 0 | 0 | 0 | 0 | 0 | 0 | 0 | 0 | 0
Cool Change Program | [14 empty] | System | #N/A | [17 empty] | 0 | 0 | 0 | 0 | 0 | 0 | 0 | 0 | 0 | 0 | 0 | 0 | 0 | 0 | 0 | 0 | 0 | 0 | 0 | 0 | 0 | 0 | 0 | 0 | 0 | 0 | 0 | 0 | 0
Cool Change Program | [14 empty] | System | #N/A | [17 empty] | 0 | 0 | 0 | 0 | 0 | 0 | 0 | 0 | 0 | 0 | 0 | 0 | 0 | 0 | 0 | 0 | 0 | 0 | 0 | 0 | 0 | 0 | 0 | 0 | 0 | 0 | 0 | 0 | 0
Cool Change Program | [14 empty] | System | #N/A | [17 empty] | 0 | 0 | 0 | 0 | 0 | 0 | 0 | 0 | 0 | 0 | 0 | 0 | 0 | 0 | 0 | 0 | 0 | 0 | 0 | 0 | 0 | 0 | 0 | 0 | 0 | 0 | 0 | 0 | 0
Cool Change Program | [14 empty] | System | #N/A | [17 empty] | 0 | 0 | 0 | 0 | 0 | 0 | 0 | 0 | 0 | 0 | 0 | 0 | 0 | 0 | 0 | 0 | 0 | 0 | 0 | 0 | 0 | 0 | 0 | 0 | 0 | 0 | 0 | 0 | 0
Cool Change Program | [14 empty] | System | #N/A | [17 empty] | 0 | 0 | 0 | 0 | 0 | 0 | 0 | 0 | 0 | 0 | 0 | 0 | 0 | 0 | 0 | 0 | 0 | 0 | 0 | 0 | 0 | 0 | 0 | 0 | 0 | 0 | 0 | 0 | 0
Cool Change Program | [14 empty] | System | #N/A | [17 empty] | 0 | 0 | 0 | 0 | 0 | 0 | 0 | 0 | 0 | 0 | 0 | 0 | 0 | 0 | 0 | 0 | 0 | 0 | 0 | 0 | 0 | 0 | 0 | 0 | 0 | 0 | 0 | 0 | 0
Cool Change Program | [14 empty] | System | #N/A | [17 empty] | 0 | 0 | 0 | 0 | 0 | 0 | 0 | 0 | 0 | 0 | 0 | 0 | 0 | 0 | 0 | 0 | 0 | 0 | 0 | 0 | 0 | 0 | 0 | 0 | 0 | 0 | 0 | 0 | 0
Cool Change Program | [14 empty] | System | #N/A | [17 empty] | 0 | 0 | 0 | 0 | 0 | 0 | 0 | 0 | 0 | 0 | 0 | 0 | 0 | 0 | 0 | 0 | 0 | 0 | 0 | 0 | 0 | 0 | 0 | 0 | 0 | 0 | 0 | 0 | 0
Cool Change Program | [14 empty] | System | #N/A | [17 empty] | 0 | 0 | 0 | 0 | 0 | 0 | 0 | 0 | 0 | 0 | 0 | 0 | 0 | 0 | 0 | 0 | 0 | 0 | 0 | 0 | 0 | 0 | 0 | 0 | 0 | 0 | 0 | 0 | 0
Cool Change Program | [14 empty] | System | #N/A | [17 empty] | 0 | 0 | 0 | 0 | 0 | 0 | 0 | 0 | 0 | 0 | 0 | 0 | 0 | 0 | 0 | 0 | 0 | 0 | 0 | 0 | 0 | 0 | 0 | 0 | 0 | 0 | 0 | 0 | 0
Cool Change Program | [14 empty] | System | #N/A | [17 empty] | 0 | 0 | 0 | 0 | 0 | 0 | 0 | 0 | 0 | 0 | 0 | 0 | 0 | 0 | 0 | 0 | 0 | 0 | 0 | 0 | 0 | 0 | 0 | 0 | 0 | 0 | 0 | 0 | 0
Cool Change Program | [14 empty] | System | #N/A | [17 empty] | 0 | 0 | 0 | 0 | 0 | 0 | 0 | 0 | 0 | 0 | 0 | 0 | 0 | 0 | 0 | 0 | 0 | 0 | 0 | 0 | 0 | 0 | 0 | 0 | 0 | 0 | 0 | 0 | 0
Cool Change Program | [14 empty] | System | #N/A | [17 empty] | 0 | 0 | 0 | 0 | 0 | 0 | 0 | 0 | 0 | 0 | 0 | 0 | 0 | 0 | 0 | 0 | 0 | 0 | 0 | 0 | 0 | 0 | 0 | 0 | 0 | 0 | 0 | 0 | 0
Cool Change Program | [14 empty] | System | #N/A | [17 empty] | 0 | 0 | 0 | 0 | 0 | 0 | 0 | 0 | 0 | 0 | 0 | 0 | 0 | 0 | 0 | 0 | 0 | 0 | 0 | 0 | 0 | 0 | 0 | 0 | 0 | 0 | 0 | 0 | 0
Cool Change Program | [14 empty] | System | #N/A | [17 empty] | 0 | 0 | 0 | 0 | 0 | 0 | 0 | 0 | 0 | 0 | 0 | 0 | 0 | 0 | 0 | 0 | 0 | 0 | 0 | 0 | 0 | 0 | 0 | 0 | 0 | 0 | 0 | 0 | 0
Cool Change Program | [14 empty] | System | #N/A | [17 empty] | 0 | 0 | 0 | 0 | 0 | 0 | 0 | 0 | 0 | 0 | 0 | 0 | 0 | 0 | 0 | 0 | 0 | 0 | 0 | 0 | 0 | 0 | 0 | 0 | 0 | 0 | 0 | 0 | 0
Cool Change Program | [14 empty] | System | #N/A | [17 empty] | 0 | 0 | 0 | 0 | 0 | 0 | 0 | 0 | 0 | 0 | 0 | 0 | 0 | 0 | 0 | 0 | 0 | 0 | 0 | 0 | 0 | 0 | 0 | 0 | 0 | 0 | 0 | 0 | 0
Cool Change Program | [14 empty] | System | #N/A | [17 empty] | 0 | 0 | 0 | 0 | 0 | 0 | 0 | 0 | 0 | 0 | 0 | 0 | 0 | 0 | 0 | 0 | 0 | 0 | 0 | 0 | 0 | 0 | 0 | 0 | 0 | 0 | 0 | 0 | 0
Cool Change Program | [14 empty] | System | #N/A | [17 empty] | 0 | 0 | 0 | 0 | 0 | 0 | 0 | 0 | 0 | 0 | 0 | 0 | 0 | 0 | 0 | 0 | 0 | 0 | 0 | 0 | 0 | 0 | 0 | 0 | 0 | 0 | 0 | 0 | 0
Cool Change Program | [14 empty] | System | #N/A | [17 empty] | 0 | 0 | 0 | 0 | 0 | 0 | 0 | 0 | 0 | 0 | 0 | 0 | 0 | 0 | 0 | 0 | 0 | 0 | 0 | 0 | 0 | 0 | 0 | 0 | 0 | 0 | 0 | 0 | 0
Cool Change Program | [14 empty] | System | #N/A | [17 empty] | 0 | 0 | 0 | 0 | 0 | 0 | 0 | 0 | 0 | 0 | 0 | 0 | 0 | 0 | 0 | 0 | 0 | 0 | 0 | 0 | 0 | 0 | 0 | 0 | 0 | 0 | 0 | 0 | 0
Cool Change Program | [14 empty] | System | #N/A | [17 empty] | 0 | 0 | 0 | 0 | 0 | 0 | 0 | 0 | 0 | 0 | 0 | 0 | 0 | 0 | 0 | 0 | 0 | 0 | 0 | 0 | 0 | 0 | 0 | 0 | 0 | 0 | 0 | 0 | 0
Cool Change Program | [14 empty] | System | #N/A | [17 empty] | 0 | 0 | 0 | 0 | 0 | 0 | 0 | 0 | 0 | 0 | 0 | 0 | 0 | 0 | 0 | 0 | 0 | 0 | 0 | 0 | 0 | 0 | 0 | 0 | 0 | 0 | 0 | 0 | 0
Cool Change Program | [14 empty] | System | #N/A | [17 empty] | 0 | 0 | 0 | 0 | 0 | 0 | 0 | 0 | 0 | 0 | 0 | 0 | 0 | 0 | 0 | 0 | 0 | 0 | 0 | 0 | 0 | 0 | 0 | 0 | 0 | 0 | 0 | 0 | 0
Cool Change Program | [14 empty] | System | #N/A | [17 empty] | 0 | 0 | 0 | 0 | 0 | 0 | 0 | 0 | 0 | 0 | 0 | 0 | 0 | 0 | 0 | 0 | 0 | 0 | 0 | 0 | 0 | 0 | 0 | 0 | 0 | 0 | 0 | 0 | 0
Cool Change Program | [14 empty] | System | #N/A | [17 empty] | 0 | 0 | 0 | 0 | 0 | 0 | 0 | 0 | 0 | 0 | 0 | 0 | 0 | 0 | 0 | 0 | 0 | 0 | 0 | 0 | 0 | 0 | 0 | 0 | 0 | 0 | 0 | 0 | 0
Cool Change Program | [14 empty] | System | #N/A | [17 empty] | 0 | 0 | 0 | 0 | 0 | 0 | 0 | 0 | 0 | 0 | 0 | 0 | 0 | 0 | 0 | 0 | 0 | 0 | 0 | 0 | 0 | 0 | 0 | 0 | 0 | 0 | 0 | 0 | 0
Cool Change Program | [14 empty] | System | #N/A | [17 empty] | 0 | 0 | 0 | 0 | 0 | 0 | 0 | 0 | 0 | 0 | 0 | 0 | 0 | 0 | 0 | 0 | 0 | 0 | 0 | 0 | 0 | 0 | 0 | 0 | 0 | 0 | 0 | 0 | 0
Cool Change Program | [14 empty] | System | #N/A | [17 empty] | 0 | 0 | 0 | 0 | 0 | 0 | 0 | 0 | 0 | 0 | 0 | 0 | 0 | 0 | 0 | 0 | 0 | 0 | 0 | 0 | 0 | 0 | 0 | 0 | 0 | 0 | 0 | 0 | 0
Cool Change Program | [14 empty] | System | #N/A | [17 empty] | 0 | 0 | 0 | 0 | 0 | 0 | 0 | 0 | 0 | 0 | 0 | 0 | 0 | 0 | 0 | 0 | 0 | 0 | 0 | 0 | 0 | 0 | 0 | 0 | 0 | 0 | 0 | 0 | 0
Cool Change Program | [14 empty] | System | #N/A | [17 empty] | 0 | 0 | 0 | 0 | 0 | 0 | 0 | 0 | 0 | 0 | 0 | 0 | 0 | 0 | 0 | 0 | 0 | 0 | 0 | 0 | 0 | 0 | 0 | 0 | 0 | 0 | 0 | 0 | 0
Cool Change Program | [14 empty] | System | #N/A | [17 empty] | 0 | 0 | 0 | 0 | 0 | 0 | 0 | 0 | 0 | 0 | 0 | 0 | 0 | 0 | 0 | 0 | 0 | 0 | 0 | 0 | 0 | 0 | 0 | 0 | 0 | 0 | 0 | 0 | 0
Cool Change Program | [14 empty] | System | #N/A | [17 empty] | 0 | 0 | 0 | 0 | 0 | 0 | 0 | 0 | 0 | 0 | 0 | 0 | 0 | 0 | 0 | 0 | 0 | 0 | 0 | 0 | 0 | 0 | 0 | 0 | 0 | 0 | 0 | 0 | 0
Cool Change Program | [14 empty] | System | #N/A | [17 empty] | 0 | 0 | 0 | 0 | 0 | 0 | 0 | 0 | 0 | 0 | 0 | 0 | 0 | 0 | 0 | 0 | 0 | 0 | 0 | 0 | 0 | 0 | 0 | 0 | 0 | 0 | 0 | 0 | 0
Cool Change Program | [14 empty] | System | #N/A | [17 empty] | 0 | 0 | 0 | 0 | 0 | 0 | 0 | 0 | 0 | 0 | 0 | 0 | 0 | 0 | 0 | 0 | 0 | 0 | 0 | 0 | 0 | 0 | 0 | 0 | 0 | 0 | 0 | 0 | 0
Cool Change Program | [14 empty] | System | #N/A | [17 empty] | 0 | 0 | 0 | 0 | 0 | 0 | 0 | 0 | 0 | 0 | 0 | 0 | 0 | 0 | 0 | 0 | 0 | 0 | 0 | 0 | 0 | 0 | 0 | 0 | 0 | 0 | 0 | 0 | 0
Cool Change Program | [14 empty] | System | #N/A | [17 empty] | 0 | 0 | 0 | 0 | 0 | 0 | 0 | 0 | 0 | 0 | 0 | 0 | 0 | 0 | 0 | 0 | 0 | 0 | 0 | 0 | 0 | 0 | 0 | 0 | 0 | 0 | 0 | 0 | 0
Cool Change Program | [14 empty] | System | #N/A | [17 empty] | 0 | 0 | 0 | 0 | 0 | 0 | 0 | 0 | 0 | 0 | 0 | 0 | 0 | 0 | 0 | 0 | 0 | 0 | 0 | 0 | 0 | 0 | 0 | 0 | 0 | 0 | 0 | 0 | 0
Cool Change Program | [14 empty] | System | #N/A | [17 empty] | 0 | 0 | 0 | 0 | 0 | 0 | 0 | 0 | 0 | 0 | 0 | 0 | 0 | 0 | 0 | 0 | 0 | 0 | 0 | 0 | 0 | 0 | 0 | 0 | 0 | 0 | 0 | 0 | 0
Cool Change Program | [14 empty] | System | #N/A | [17 empty] | 0 | 0 | 0 | 0 | 0 | 0 | 0 | 0 | 0 | 0 | 0 | 0 | 0 | 0 | 0 | 0 | 0 | 0 | 0 | 0 | 0 | 0 | 0 | 0 | 0 | 0 | 0 | 0 | 0
Cool Change Program | [14 empty] | System | #N/A | [17 empty] | 0 | 0 | 0 | 0 | 0 | 0 | 0 | 0 | 0 | 0 | 0 | 0 | 0 | 0 | 0 | 0 | 0 | 0 | 0 | 0 | 0 | 0 | 0 | 0 | 0 | 0 | 0 | 0 | 0
Cool Change Program | [14 empty] | System | #N/A | [17 empty] | 0 | 0 | 0 | 0 | 0 | 0 | 0 | 0 | 0 | 0 | 0 | 0 | 0 | 0 | 0 | 0 | 0 | 0 | 0 | 0 | 0 | 0 | 0 | 0 | 0 | 0 | 0 | 0 | 0
Cool Change Program | [14 empty] | System | #N/A | [17 empty] | 0 | 0 | 0 | 0 | 0 | 0 | 0 | 0 | 0 | 0 | 0 | 0 | 0 | 0 | 0 | 0 | 0 | 0 | 0 | 0 | 0 | 0 | 0 | 0 | 0 | 0 | 0 | 0 | 0
Cool Change Program | [14 empty] | System | #N/A | [17 empty] | 0 | 0 | 0 | 0 | 0 | 0 | 0 | 0 | 0 | 0 | 0 | 0 | 0 | 0 | 0 | 0 | 0 | 0 | 0 | 0 | 0 | 0 | 0 | 0 | 0 | 0 | 0 | 0 | 0
Cool Change Program | [14 empty] | System | #N/A | [17 empty] | 0 | 0 | 0 | 0 | 0 | 0 | 0 | 0 | 0 | 0 | 0 | 0 | 0 | 0 | 0 | 0 | 0 | 0 | 0 | 0 | 0 | 0 | 0 | 0 | 0 | 0 | 0 | 0 | 0
Cool Change Program | [14 empty] | System | #N/A | [17 empty] | 0 | 0 | 0 | 0 | 0 | 0 | 0 | 0 | 0 | 0 | 0 | 0 | 0 | 0 | 0 | 0 | 0 | 0 | 0 | 0 | 0 | 0 | 0 | 0 | 0 | 0 | 0 | 0 | 0
Cool Change Program | [14 empty] | System | #N/A | [17 empty] | 0 | 0 | 0 | 0 | 0 | 0 | 0 | 0 | 0 | 0 | 0 | 0 | 0 | 0 | 0 | 0 | 0 | 0 | 0 | 0 | 0 | 0 | 0 | 0 | 0 | 0 | 0 | 0 | 0
Cool Change Program | [14 empty] | System | #N/A | [17 empty] | 0 | 0 | 0 | 0 | 0 | 0 | 0 | 0 | 0 | 0 | 0 | 0 | 0 | 0 | 0 | 0 | 0 | 0 | 0 | 0 | 0 | 0 | 0 | 0 | 0 | 0 | 0 | 0 | 0
Cool Change Program | [14 empty] | System | #N/A | [17 empty] | 0 | 0 | 0 | 0 | 0 | 0 | 0 | 0 | 0 | 0 | 0 | 0 | 0 | 0 | 0 | 0 | 0 | 0 | 0 | 0 | 0 | 0 | 0 | 0 | 0 | 0 | 0 | 0 | 0
Cool Change Program | [14 empty] | System | #N/A | [17 empty] | 0 | 0 | 0 | 0 | 0 | 0 | 0 | 0 | 0 | 0 | 0 | 0 | 0 | 0 | 0 | 0 | 0 | 0 | 0 | 0 | 0 | 0 | 0 | 0 | 0 | 0 | 0 | 0 | 0
Cool Change Program | [14 empty] | System | #N/A | [17 empty] | 0 | 0 | 0 | 0 | 0 | 0 | 0 | 0 | 0 | 0 | 0 | 0 | 0 | 0 | 0 | 0 | 0 | 0 | 0 | 0 | 0 | 0 | 0 | 0 | 0 | 0 | 0 | 0 | 0
Cool Change Program | [14 empty] | System | #N/A | [17 empty] | 0 | 0 | 0 | 0 | 0 | 0 | 0 | 0 | 0 | 0 | 0 | 0 | 0 | 0 | 0 | 0 | 0 | 0 | 0 | 0 | 0 | 0 | 0 | 0 | 0 | 0 | 0 | 0 | 0
Cool Change Program | [14 empty] | System | #N/A | [17 empty] | 0 | 0 | 0 | 0 | 0 | 0 | 0 | 0 | 0 | 0 | 0 | 0 | 0 | 0 | 0 | 0 | 0 | 0 | 0 | 0 | 0 | 0 | 0 | 0 | 0 | 0 | 0 | 0 | 0
Cool Change Program | [14 empty] | System | #N/A | [17 empty] | 0 | 0 | 0 | 0 | 0 | 0 | 0 | 0 | 0 | 0 | 0 | 0 | 0 | 0 | 0 | 0 | 0 | 0 | 0 | 0 | 0 | 0 | 0 | 0 | 0 | 0 | 0 | 0 | 0
Cool Change Program | [14 empty] | System | #N/A | [17 empty] | 0 | 0 | 0 | 0 | 0 | 0 | 0 | 0 | 0 | 0 | 0 | 0 | 0 | 0 | 0 | 0 | 0 | 0 | 0 | 0 | 0 | 0 | 0 | 0 | 0 | 0 | 0 | 0 | 0
Cool Change Program | [14 empty] | System | #N/A | [17 empty] | 0 | 0 | 0 | 0 | 0 | 0 | 0 | 0 | 0 | 0 | 0 | 0 | 0 | 0 | 0 | 0 | 0 | 0 | 0 | 0 | 0 | 0 | 0 | 0 | 0 | 0 | 0 | 0 | 0
Cool Change Program | [14 empty] | System | #N/A | [17 empty] | 0 | 0 | 0 | 0 | 0 | 0 | 0 | 0 | 0 | 0 | 0 | 0 | 0 | 0 | 0 | 0 | 0 | 0 | 0 | 0 | 0 | 0 | 0 | 0 | 0 | 0 | 0 | 0 | 0
Cool Change Program | [14 empty] | System | #N/A | [17 empty] | 0 | 0 | 0 | 0 | 0 | 0 | 0 | 0 | 0 | 0 | 0 | 0 | 0 | 0 | 0 | 0 | 0 | 0 | 0 | 0 | 0 | 0 | 0 | 0 | 0 | 0 | 0 | 0 | 0
Cool Change Program | [14 empty] | System | #N/A | [17 empty] | 0 | 0 | 0 | 0 | 0 | 0 | 0 | 0 | 0 | 0 | 0 | 0 | 0 | 0 | 0 | 0 | 0 | 0 | 0 | 0 | 0 | 0 | 0 | 0 | 0 | 0 | 0 | 0 | 0
Cool Change Program | [14 empty] | System | #N/A | [17 empty] | 0 | 0 | 0 | 0 | 0 | 0 | 0 | 0 | 0 | 0 | 0 | 0 | 0 | 0 | 0 | 0 | 0 | 0 | 0 | 0 | 0 | 0 | 0 | 0 | 0 | 0 | 0 | 0 | 0
Cool Change Program | [14 empty] | System | #N/A | [17 empty] | 0 | 0 | 0 | 0 | 0 | 0 | 0 | 0 | 0 | 0 | 0 | 0 | 0 | 0 | 0 | 0 | 0 | 0 | 0 | 0 | 0 | 0 | 0 | 0 | 0 | 0 | 0 | 0 | 0
Cool Change Program | [14 empty] | System | #N/A | [17 empty] | 0 | 0 | 0 | 0 | 0 | 0 | 0 | 0 | 0 | 0 | 0 | 0 | 0 | 0 | 0 | 0 | 0 | 0 | 0 | 0 | 0 | 0 | 0 | 0 | 0 | 0 | 0 | 0 | 0
Cool Change Program | [14 empty] | System | #N/A | [17 empty] | 0 | 0 | 0 | 0 | 0 | 0 | 0 | 0 | 0 | 0 | 0 | 0 | 0 | 0 | 0 | 0 | 0 | 0 | 0 | 0 | 0 | 0 | 0 | 0 | 0 | 0 | 0 | 0 | 0
Cool Change Program | [14 empty] | System | #N/A | [17 empty] | 0 | 0 | 0 | 0 | 0 | 0 | 0 | 0 | 0 | 0 | 0 | 0 | 0 | 0 | 0 | 0 | 0 | 0 | 0 | 0 | 0 | 0 | 0 | 0 | 0 | 0 | 0 | 0 | 0
Cool Change Program | [14 empty] | System | #N/A | [17 empty] | 0 | 0 | 0 | 0 | 0 | 0 | 0 | 0 | 0 | 0 | 0 | 0 | 0 | 0 | 0 | 0 | 0 | 0 | 0 | 0 | 0 | 0 | 0 | 0 | 0 | 0 | 0 | 0 | 0
Cool Change Program | [14 empty] | System | #N/A | [17 empty] | 0 | 0 | 0 | 0 | 0 | 0 | 0 | 0 | 0 | 0 | 0 | 0 | 0 | 0 | 0 | 0 | 0 | 0 | 0 | 0 | 0 | 0 | 0 | 0 | 0 | 0 | 0 | 0 | 0
Cool Change Program | [14 empty] | System | #N/A | [17 empty] | 0 | 0 | 0 | 0 | 0 | 0 | 0 | 0 | 0 | 0 | 0 | 0 | 0 | 0 | 0 | 0 | 0 | 0 | 0 | 0 | 0 | 0 | 0 | 0 | 0 | 0 | 0 | 0 | 0
Cool Change Program | [14 empty] | System | #N/A | [17 empty] | 0 | 0 | 0 | 0 | 0 | 0 | 0 | 0 | 0 | 0 | 0 | 0 | 0 | 0 | 0 | 0 | 0 | 0 | 0 | 0 | 0 | 0 | 0 | 0 | 0 | 0 | 0 | 0 | 0
Cool Change Program | [14 empty] | System | #N/A | [17 empty] | 0 | 0 | 0 | 0 | 0 | 0 | 0 | 0 | 0 | 0 | 0 | 0 | 0 | 0 | 0 | 0 | 0 | 0 | 0 | 0 | 0 | 0 | 0 | 0 | 0 | 0 | 0 | 0 | 0
Cool Change Program | [14 empty] | System | #N/A | [17 empty] | 0 | 0 | 0 | 0 | 0 | 0 | 0 | 0 | 0 | 0 | 0 | 0 | 0 | 0 | 0 | 0 | 0 | 0 | 0 | 0 | 0 | 0 | 0 | 0 | 0 | 0 | 0 | 0 | 0
Cool Change Program | [14 empty] | System | #N/A | [17 empty] | 0 | 0 | 0 | 0 | 0 | 0 | 0 | 0 | 0 | 0 | 0 | 0 | 0 | 0 | 0 | 0 | 0 | 0 | 0 | 0 | 0 | 0 | 0 | 0 | 0 | 0 | 0 | 0 | 0
Cool Change Program | [14 empty] | System | #N/A | [17 empty] | 0 | 0 | 0 | 0 | 0 | 0 | 0 | 0 | 0 | 0 | 0 | 0 | 0 | 0 | 0 | 0 | 0 | 0 | 0 | 0 | 0 | 0 | 0 | 0 | 0 | 0 | 0 | 0 | 0
Cool Change Program | [14 empty] | System | #N/A | [17 empty] | 0 | 0 | 0 | 0 | 0 | 0 | 0 | 0 | 0 | 0 | 0 | 0 | 0 | 0 | 0 | 0 | 0 | 0 | 0 | 0 | 0 | 0 | 0 | 0 | 0 | 0 | 0 | 0 | 0
Cool Change Program | [14 empty] | System | #N/A | [17 empty] | 0 | 0 | 0 | 0 | 0 | 0 | 0 | 0 | 0 | 0 | 0 | 0 | 0 | 0 | 0 | 0 | 0 | 0 | 0 | 0 | 0 | 0 | 0 | 0 | 0 | 0 | 0 | 0 | 0
Cool Change Program | [14 empty] | System | #N/A | [17 empty] | 0 | 0 | 0 | 0 | 0 | 0 | 0 | 0 | 0 | 0 | 0 | 0 | 0 | 0 | 0 | 0 | 0 | 0 | 0 | 0 | 0 | 0 | 0 | 0 | 0 | 0 | 0 | 0 | 0
Cool Change Program | [14 empty] | System | #N/A | [17 empty] | 0 | 0 | 0 | 0 | 0 | 0 | 0 | 0 | 0 | 0 | 0 | 0 | 0 | 0 | 0 | 0 | 0 | 0 | 0 | 0 | 0 | 0 | 0 | 0 | 0 | 0 | 0 | 0 | 0
Cool Change Program | [14 empty] | System | #N/A | [17 empty] | 0 | 0 | 0 | 0 | 0 | 0 | 0 | 0 | 0 | 0 | 0 | 0 | 0 | 0 | 0 | 0 | 0 | 0 | 0 | 0 | 0 | 0 | 0 | 0 | 0 | 0 | 0 | 0 | 0
Cool Change Program | [14 empty] | System | #N/A | [17 empty] | 0 | 0 | 0 | 0 | 0 | 0 | 0 | 0 | 0 | 0 | 0 | 0 | 0 | 0 | 0 | 0 | 0 | 0 | 0 | 0 | 0 | 0 | 0 | 0 | 0 | 0 | 0 | 0 | 0
Cool Change Program | [14 empty] | System | #N/A | [17 empty] | 0 | 0 | 0 | 0 | 0 | 0 | 0 | 0 | 0 | 0 | 0 | 0 | 0 | 0 | 0 | 0 | 0 | 0 | 0 | 0 | 0 | 0 | 0 | 0 | 0 | 0 | 0 | 0 | 0
Cool Change Program | [14 empty] | System | #N/A | [17 empty] | 0 | 0 | 0 | 0 | 0 | 0 | 0 | 0 | 0 | 0 | 0 | 0 | 0 | 0 | 0 | 0 | 0 | 0 | 0 | 0 | 0 | 0 | 0 | 0 | 0 | 0 | 0 | 0 | 0
Cool Change Program | [14 empty] | System | #N/A | [17 empty] | 0 | 0 | 0 | 0 | 0 | 0 | 0 | 0 | 0 | 0 | 0 | 0 | 0 | 0 | 0 | 0 | 0 | 0 | 0 | 0 | 0 | 0 | 0 | 0 | 0 | 0 | 0 | 0 | 0
Cool Change Program | [14 empty] | System | #N/A | [17 empty] | 0 | 0 | 0 | 0 | 0 | 0 | 0 | 0 | 0 | 0 | 0 | 0 | 0 | 0 | 0 | 0 | 0 | 0 | 0 | 0 | 0 | 0 | 0 | 0 | 0 | 0 | 0 | 0 | 0
Cool Change Program | [14 empty] | System | #N/A | [17 empty] | 0 | 0 | 0 | 0 | 0 | 0 | 0 | 0 | 0 | 0 | 0 | 0 | 0 | 0 | 0 | 0 | 0 | 0 | 0 | 0 | 0 | 0 | 0 | 0 | 0 | 0 | 0 | 0 | 0
Cool Change Program | [14 empty] | System | #N/A | [17 empty] | 0 | 0 | 0 | 0 | 0 | 0 | 0 | 0 | 0 | 0 | 0 | 0 | 0 | 0 | 0 | 0 | 0 | 0 | 0 | 0 | 0 | 0 | 0 | 0 | 0 | 0 | 0 | 0 | 0
Cool Change Program | [14 empty] | System | #N/A | [17 empty] | 0 | 0 | 0 | 0 | 0 | 0 | 0 | 0 | 0 | 0 | 0 | 0 | 0 | 0 | 0 | 0 | 0 | 0 | 0 | 0 | 0 | 0 | 0 | 0 | 0 | 0 | 0 | 0 | 0
Cool Change Program | [14 empty] | System | #N/A | [17 empty] | 0 | 0 | 0 | 0 | 0 | 0 | 0 | 0 | 0 | 0 | 0 | 0 | 0 | 0 | 0 | 0 | 0 | 0 | 0 | 0 | 0 | 0 | 0 | 0 | 0 | 0 | 0 | 0 | 0
Cool Change Program | [14 empty] | System | #N/A | [17 empty] | 0 | 0 | 0 | 0 | 0 | 0 | 0 | 0 | 0 | 0 | 0 | 0 | 0 | 0 | 0 | 0 | 0 | 0 | 0 | 0 | 0 | 0 | 0 | 0 | 0 | 0 | 0 | 0 | 0
Cool Change Program | [14 empty] | System | #N/A | [17 empty] | 0 | 0 | 0 | 0 | 0 | 0 | 0 | 0 | 0 | 0 | 0 | 0 | 0 | 0 | 0 | 0 | 0 | 0 | 0 | 0 | 0 | 0 | 0 | 0 | 0 | 0 | 0 | 0 | 0
Cool Change Program | [14 empty] | System | #N/A | [17 empty] | 0 | 0 | 0 | 0 | 0 | 0 | 0 | 0 | 0 | 0 | 0 | 0 | 0 | 0 | 0 | 0 | 0 | 0 | 0 | 0 | 0 | 0 | 0 | 0 | 0 | 0 | 0 | 0 | 0
Cool Change Program | [14 empty] | System | #N/A | [17 empty] | 0 | 0 | 0 | 0 | 0 | 0 | 0 | 0 | 0 | 0 | 0 | 0 | 0 | 0 | 0 | 0 | 0 | 0 | 0 | 0 | 0 | 0 | 0 | 0 | 0 | 0 | 0 | 0 | 0
Cool Change Program | [14 empty] | System | #N/A | [17 empty] | 0 | 0 | 0 | 0 | 0 | 0 | 0 | 0 | 0 | 0 | 0 | 0 | 0 | 0 | 0 | 0 | 0 | 0 | 0 | 0 | 0 | 0 | 0 | 0 | 0 | 0 | 0 | 0 | 0
Cool Change Program | [14 empty] | System | #N/A | [17 empty] | 0 | 0 | 0 | 0 | 0 | 0 | 0 | 0 | 0 | 0 | 0 | 0 | 0 | 0 | 0 | 0 | 0 | 0 | 0 | 0 | 0 | 0 | 0 | 0 | 0 | 0 | 0 | 0 | 0
Cool Change Program | [14 empty] | System | #N/A | [17 empty] | 0 | 0 | 0 | 0 | 0 | 0 | 0 | 0 | 0 | 0 | 0 | 0 | 0 | 0 | 0 | 0 | 0 | 0 | 0 | 0 | 0 | 0 | 0 | 0 | 0 | 0 | 0 | 0 | 0
Cool Change Program | [14 empty] | System | #N/A | [17 empty] | 0 | 0 | 0 | 0 | 0 | 0 | 0 | 0 | 0 | 0 | 0 | 0 | 0 | 0 | 0 | 0 | 0 | 0 | 0 | 0 | 0 | 0 | 0 | 0 | 0 | 0 | 0 | 0 | 0
Cool Change Program | [14 empty] | System | #N/A | [17 empty] | 0 | 0 | 0 | 0 | 0 | 0 | 0 | 0 | 0 | 0 | 0 | 0 | 0 | 0 | 0 | 0 | 0 | 0 | 0 | 0 | 0 | 0 | 0 | 0 | 0 | 0 | 0 | 0 | 0
Cool Change Program | [14 empty] | System | #N/A | [17 empty] | 0 | 0 | 0 | 0 | 0 | 0 | 0 | 0 | 0 | 0 | 0 | 0 | 0 | 0 | 0 | 0 | 0 | 0 | 0 | 0 | 0 | 0 | 0 | 0 | 0 | 0 | 0 | 0 | 0
Cool Change Program | [14 empty] | System | #N/A | [17 empty] | 0 | 0 | 0 | 0 | 0 | 0 | 0 | 0 | 0 | 0 | 0 | 0 | 0 | 0 | 0 | 0 | 0 | 0 | 0 | 0 | 0 | 0 | 0 | 0 | 0 | 0 | 0 | 0 | 0
Cool Change Program | [14 empty] | System | #N/A | [17 empty] | 0 | 0 | 0 | 0 | 0 | 0 | 0 | 0 | 0 | 0 | 0 | 0 | 0 | 0 | 0 | 0 | 0 | 0 | 0 | 0 | 0 | 0 | 0 | 0 | 0 | 0 | 0 | 0 | 0
Cool Change Program | [14 empty] | System | #N/A | [17 empty] | 0 | 0 | 0 | 0 | 0 | 0 | 0 | 0 | 0 | 0 | 0 | 0 | 0 | 0 | 0 | 0 | 0 | 0 | 0 | 0 | 0 | 0 | 0 | 0 | 0 | 0 | 0 | 0 | 0
Cool Change Program | [14 empty] | System | #N/A | [17 empty] | 0 | 0 | 0 | 0 | 0 | 0 | 0 | 0 | 0 | 0 | 0 | 0 | 0 | 0 | 0 | 0 | 0 | 0 | 0 | 0 | 0 | 0 | 0 | 0 | 0 | 0 | 0 | 0 | 0
Cool Change Program | [14 empty] | System | #N/A | [17 empty] | 0 | 0 | 0 | 0 | 0 | 0 | 0 | 0 | 0 | 0 | 0 | 0 | 0 | 0 | 0 | 0 | 0 | 0 | 0 | 0 | 0 | 0 | 0 | 0 | 0 | 0 | 0 | 0 | 0
Cool Change Program | [14 empty] | System | #N/A | [17 empty] | 0 | 0 | 0 | 0 | 0 | 0 | 0 | 0 | 0 | 0 | 0 | 0 | 0 | 0 | 0 | 0 | 0 | 0 | 0 | 0 | 0 | 0 | 0 | 0 | 0 | 0 | 0 | 0 | 0
Cool Change Program | [14 empty] | System | #N/A | [17 empty] | 0 | 0 | 0 | 0 | 0 | 0 | 0 | 0 | 0 | 0 | 0 | 0 | 0 | 0 | 0 | 0 | 0 | 0 | 0 | 0 | 0 | 0 | 0 | 0 | 0 | 0 | 0 | 0 | 0
Cool Change Program | [14 empty] | System | #N/A | [17 empty] | 0 | 0 | 0 | 0 | 0 | 0 | 0 | 0 | 0 | 0 | 0 | 0 | 0 | 0 | 0 | 0 | 0 | 0 | 0 | 0 | 0 | 0 | 0 | 0 | 0 | 0 | 0 | 0 | 0
Cool Change Program | [14 empty] | System | #N/A | [17 empty] | 0 | 0 | 0 | 0 | 0 | 0 | 0 | 0 | 0 | 0 | 0 | 0 | 0 | 0 | 0 | 0 | 0 | 0 | 0 | 0 | 0 | 0 | 0 | 0 | 0 | 0 | 0 | 0 | 0
Cool Change Program | [14 empty] | System | #N/A | [17 empty] | 0 | 0 | 0 | 0 | 0 | 0 | 0 | 0 | 0 | 0 | 0 | 0 | 0 | 0 | 0 | 0 | 0 | 0 | 0 | 0 | 0 | 0 | 0 | 0 | 0 | 0 | 0 | 0 | 0
Cool Change Program | [14 empty] | System | #N/A | [17 empty] | 0 | 0 | 0 | 0 | 0 | 0 | 0 | 0 | 0 | 0 | 0 | 0 | 0 | 0 | 0 | 0 | 0 | 0 | 0 | 0 | 0 | 0 | 0 | 0 | 0 | 0 | 0 | 0 | 0
Cool Change Program | [14 empty] | System | #N/A | [17 empty] | 0 | 0 | 0 | 0 | 0 | 0 | 0 | 0 | 0 | 0 | 0 | 0 | 0 | 0 | 0 | 0 | 0 | 0 | 0 | 0 | 0 | 0 | 0 | 0 | 0 | 0 | 0 | 0 | 0
Cool Change Program | [14 empty] | System | #N/A | [17 empty] | 0 | 0 | 0 | 0 | 0 | 0 | 0 | 0 | 0 | 0 | 0 | 0 | 0 | 0 | 0 | 0 | 0 | 0 | 0 | 0 | 0 | 0 | 0 | 0 | 0 | 0 | 0 | 0 | 0
Cool Change Program | [14 empty] | System | #N/A | [17 empty] | 0 | 0 | 0 | 0 | 0 | 0 | 0 | 0 | 0 | 0 | 0 | 0 | 0 | 0 | 0 | 0 | 0 | 0 | 0 | 0 | 0 | 0 | 0 | 0 | 0 | 0 | 0 | 0 | 0
Cool Change Program | [14 empty] | System | #N/A | [17 empty] | 0 | 0 | 0 | 0 | 0 | 0 | 0 | 0 | 0 | 0 | 0 | 0 | 0 | 0 | 0 | 0 | 0 | 0 | 0 | 0 | 0 | 0 | 0 | 0 | 0 | 0 | 0 | 0 | 0
Cool Change Program | [14 empty] | System | #N/A | [17 empty] | 0 | 0 | 0 | 0 | 0 | 0 | 0 | 0 | 0 | 0 | 0 | 0 | 0 | 0 | 0 | 0 | 0 | 0 | 0 | 0 | 0 | 0 | 0 | 0 | 0 | 0 | 0 | 0 | 0
Cool Change Program | [14 empty] | System | #N/A | [17 empty] | 0 | 0 | 0 | 0 | 0 | 0 | 0 | 0 | 0 | 0 | 0 | 0 | 0 | 0 | 0 | 0 | 0 | 0 | 0 | 0 | 0 | 0 | 0 | 0 | 0 | 0 | 0 | 0 | 0
Cool Change Program | [14 empty] | System | #N/A | [17 empty] | 0 | 0 | 0 | 0 | 0 | 0 | 0 | 0 | 0 | 0 | 0 | 0 | 0 | 0 | 0 | 0 | 0 | 0 | 0 | 0 | 0 | 0 | 0 | 0 | 0 | 0 | 0 | 0 | 0
Cool Change Program | [14 empty] | System | #N/A | [17 empty] | 0 | 0 | 0 | 0 | 0 | 0 | 0 | 0 | 0 | 0 | 0 | 0 | 0 | 0 | 0 | 0 | 0 | 0 | 0 | 0 | 0 | 0 | 0 | 0 | 0 | 0 | 0 | 0 | 0
Cool Change Program | [14 empty] | System | #N/A | [17 empty] | 0 | 0 | 0 | 0 | 0 | 0 | 0 | 0 | 0 | 0 | 0 | 0 | 0 | 0 | 0 | 0 | 0 | 0 | 0 | 0 | 0 | 0 | 0 | 0 | 0 | 0 | 0 | 0 | 0
Cool Change Program | [14 empty] | System | #N/A | [17 empty] | 0 | 0 | 0 | 0 | 0 | 0 | 0 | 0 | 0 | 0 | 0 | 0 | 0 | 0 | 0 | 0 | 0 | 0 | 0 | 0 | 0 | 0 | 0 | 0 | 0 | 0 | 0 | 0 | 0
Cool Change Program | [14 empty] | System | #N/A | [17 empty] | 0 | 0 | 0 | 0 | 0 | 0 | 0 | 0 | 0 | 0 | 0 | 0 | 0 | 0 | 0 | 0 | 0 | 0 | 0 | 0 | 0 | 0 | 0 | 0 | 0 | 0 | 0 | 0 | 0
Cool Change Program | [14 empty] | System | #N/A | [17 empty] | 0 | 0 | 0 | 0 | 0 | 0 | 0 | 0 | 0 | 0 | 0 | 0 | 0 | 0 | 0 | 0 | 0 | 0 | 0 | 0 | 0 | 0 | 0 | 0 | 0 | 0 | 0 | 0 | 0
Cool Change Program | [14 empty] | System | #N/A | [17 empty] | 0 | 0 | 0 | 0 | 0 | 0 | 0 | 0 | 0 | 0 | 0 | 0 | 0 | 0 | 0 | 0 | 0 | 0 | 0 | 0 | 0 | 0 | 0 | 0 | 0 | 0 | 0 | 0 | 0
Cool Change Program | [14 empty] | System | #N/A | [17 empty] | 0 | 0 | 0 | 0 | 0 | 0 | 0 | 0 | 0 | 0 | 0 | 0 | 0 | 0 | 0 | 0 | 0 | 0 | 0 | 0 | 0 | 0 | 0 | 0 | 0 | 0 | 0 | 0 | 0
Cool Change Program | [14 empty] | System | #N/A | [17 empty] | 0 | 0 | 0 | 0 | 0 | 0 | 0 | 0 | 0 | 0 | 0 | 0 | 0 | 0 | 0 | 0 | 0 | 0 | 0 | 0 | 0 | 0 | 0 | 0 | 0 | 0 | 0 | 0 | 0
Cool Change Program | [14 empty] | System | #N/A | [17 empty] | 0 | 0 | 0 | 0 | 0 | 0 | 0 | 0 | 0 | 0 | 0 | 0 | 0 | 0 | 0 | 0 | 0 | 0 | 0 | 0 | 0 | 0 | 0 | 0 | 0 | 0 | 0 | 0 | 0
Cool Change Program | [14 empty] | System | #N/A | [17 empty] | 0 | 0 | 0 | 0 | 0 | 0 | 0 | 0 | 0 | 0 | 0 | 0 | 0 | 0 | 0 | 0 | 0 | 0 | 0 | 0 | 0 | 0 | 0 | 0 | 0 | 0 | 0 | 0 | 0
Cool Change Program | [14 empty] | System | #N/A | [17 empty] | 0 | 0 | 0 | 0 | 0 | 0 | 0 | 0 | 0 | 0 | 0 | 0 | 0 | 0 | 0 | 0 | 0 | 0 | 0 | 0 | 0 | 0 | 0 | 0 | 0 | 0 | 0 | 0 | 0
Cool Change Program | [14 empty] | System | #N/A | [17 empty] | 0 | 0 | 0 | 0 | 0 | 0 | 0 | 0 | 0 | 0 | 0 | 0 | 0 | 0 | 0 | 0 | 0 | 0 | 0 | 0 | 0 | 0 | 0 | 0 | 0 | 0 | 0 | 0 | 0
Cool Change Program | [14 empty] | System | #N/A | [17 empty] | 0 | 0 | 0 | 0 | 0 | 0 | 0 | 0 | 0 | 0 | 0 | 0 | 0 | 0 | 0 | 0 | 0 | 0 | 0 | 0 | 0 | 0 | 0 | 0 | 0 | 0 | 0 | 0 | 0
Cool Change Program | [14 empty] | System | #N/A | [17 empty] | 0 | 0 | 0 | 0 | 0 | 0 | 0 | 0 | 0 | 0 | 0 | 0 | 0 | 0 | 0 | 0 | 0 | 0 | 0 | 0 | 0 | 0 | 0 | 0 | 0 | 0 | 0 | 0 | 0
Cool Change Program | [14 empty] | System | #N/A | [17 empty] | 0 | 0 | 0 | 0 | 0 | 0 | 0 | 0 | 0 | 0 | 0 | 0 | 0 | 0 | 0 | 0 | 0 | 0 | 0 | 0 | 0 | 0 | 0 | 0 | 0 | 0 | 0 | 0 | 0
Cool Change Program | [14 empty] | System | #N/A | [17 empty] | 0 | 0 | 0 | 0 | 0 | 0 | 0 | 0 | 0 | 0 | 0 | 0 | 0 | 0 | 0 | 0 | 0 | 0 | 0 | 0 | 0 | 0 | 0 | 0 | 0 | 0 | 0 | 0 | 0
Cool Change Program | [15 empty] | #N/A | [17 empty] | 0 | 0 | 0 | 0 | 0 | 0 | 0 | 0 | 0 | 0 | 0 | 0 | 0 | 0 | 0 | 0 | 0 | 0 | 0 | 0 | 0 | 0 | 0 | 0 | 0 | 0 | 0 | 0 | 0
Cool Change Program | [15 empty] | #N/A | [17 empty] | 0 | 0 | 0 | 0 | 0 | 0 | 0 | 0 | 0 | 0 | 0 | 0 | 0 | 0 | 0 | 0 | 0 | 0 | 0 | 0 | 0 | 0 | 0 | 0 | 0 | 0 | 0 | 0 | 0
Cool Change Program | [15 empty] | #N/A | [17 empty] | 0 | 0 | 0 | 0 | 0 | 0 | 0 | 0 | 0 | 0 | 0 | 0 | 0 | 0 | 0 | 0 | 0 | 0 | 0 | 0 | 0 | 0 | 0 | 0 | 0 | 0 | 0 | 0 | 0
Cool Change Program | [15 empty] | #N/A | [17 empty] | 0 | 0 | 0 | 0 | 0 | 0 | 0 | 0 | 0 | 0 | 0 | 0 | 0 | 0 | 0 | 0 | 0 | 0 | 0 | 0 | 0 | 0 | 0 | 0 | 0 | 0 | 0 | 0 | 0
Cool Change Program | [15 empty] | #N/A | [17 empty] | 0 | 0 | 0 | 0 | 0 | 0 | 0 | 0 | 0 | 0 | 0 | 0 | 0 | 0 | 0 | 0 | 0 | 0 | 0 | 0 | 0 | 0 | 0 | 0 | 0 | 0 | 0 | 0 | 0
Cool Change Program | [15 empty] | #N/A | [17 empty] | 0 | 0 | 0 | 0 | 0 | 0 | 0 | 0 | 0 | 0 | 0 | 0 | 0 | 0 | 0 | 0 | 0 | 0 | 0 | 0 | 0 | 0 | 0 | 0 | 0 | 0 | 0 | 0 | 0
Cool Change Program | [15 empty] | #N/A | [17 empty] | 0 | 0 | 0 | 0 | 0 | 0 | 0 | 0 | 0 | 0 | 0 | 0 | 0 | 0 | 0 | 0 | 0 | 0 | 0 | 0 | 0 | 0 | 0 | 0 | 0 | 0 | 0 | 0 | 0
Cool Change Program | [15 empty] | #N/A | [17 empty] | 0 | 0 | 0 | 0 | 0 | 0 | 0 | 0 | 0 | 0 | 0 | 0 | 0 | 0 | 0 | 0 | 0 | 0 | 0 | 0 | 0 | 0 | 0 | 0 | 0 | 0 | 0 | 0 | 0
Cool Change Program | [15 empty] | #N/A | [17 empty] | 0 | 0 | 0 | 0 | 0 | 0 | 0 | 0 | 0 | 0 | 0 | 0 | 0 | 0 | 0 | 0 | 0 | 0 | 0 | 0 | 0 | 0 | 0 | 0 | 0 | 0 | 0 | 0 | 0
Cool Change Program | [15 empty] | #N/A | [17 empty] | 0 | 0 | 0 | 0 | 0 | 0 | 0 | 0 | 0 | 0 | 0 | 0 | 0 | 0 | 0 | 0 | 0 | 0 | 0 | 0 | 0 | 0 | 0 | 0 | 0 | 0 | 0 | 0 | 0
Cool Change Program | [15 empty] | #N/A | [17 empty] | 0 | 0 | 0 | 0 | 0 | 0 | 0 | 0 | 0 | 0 | 0 | 0 | 0 | 0 | 0 | 0 | 0 | 0 | 0 | 0 | 0 | 0 | 0 | 0 | 0 | 0 | 0 | 0 | 0
Cool Change Program | [15 empty] | #N/A | [17 empty] | 0 | 0 | 0 | 0 | 0 | 0 | 0 | 0 | 0 | 0 | 0 | 0 | 0 | 0 | 0 | 0 | 0 | 0 | 0 | 0 | 0 | 0 | 0 | 0 | 0 | 0 | 0 | 0 | 0
Cool Change Program | [15 empty] | #N/A | [17 empty] | 0 | 0 | 0 | 0 | 0 | 0 | 0 | 0 | 0 | 0 | 0 | 0 | 0 | 0 | 0 | 0 | 0 | 0 | 0 | 0 | 0 | 0 | 0 | 0 | 0 | 0 | 0 | 0 | 0
Cool Change Program | [15 empty] | #N/A | [17 empty] | 0 | 0 | 0 | 0 | 0 | 0 | 0 | 0 | 0 | 0 | 0 | 0 | 0 | 0 | 0 | 0 | 0 | 0 | 0 | 0 | 0 | 0 | 0 | 0 | 0 | 0 | 0 | 0 | 0
Cool Change Program | [15 empty] | #N/A | [17 empty] | 0 | 0 | 0 | 0 | 0 | 0 | 0 | 0 | 0 | 0 | 0 | 0 | 0 | 0 | 0 | 0 | 0 | 0 | 0 | 0 | 0 | 0 | 0 | 0 | 0 | 0 | 0 | 0 | 0
Cool Change Program | [15 empty] | #N/A | [17 empty] | 0 | 0 | 0 | 0 | 0 | 0 | 0 | 0 | 0 | 0 | 0 | 0 | 0 | 0 | 0 | 0 | 0 | 0 | 0 | 0 | 0 | 0 | 0 | 0 | 0 | 0 | 0 | 0 | 0
Cool Change Program | [15 empty] | #N/A | [17 empty] | 0 | 0 | 0 | 0 | 0 | 0 | 0 | 0 | 0 | 0 | 0 | 0 | 0 | 0 | 0 | 0 | 0 | 0 | 0 | 0 | 0 | 0 | 0 | 0 | 0 | 0 | 0 | 0 | 0
Cool Change Program | [15 empty] | #N/A | [17 empty] | 0 | 0 | 0 | 0 | 0 | 0 | 0 | 0 | 0 | 0 | 0 | 0 | 0 | 0 | 0 | 0 | 0 | 0 | 0 | 0 | 0 | 0 | 0 | 0 | 0 | 0 | 0 | 0 | 0
Cool Change Program | [15 empty] | #N/A | [17 empty] | 0 | 0 | 0 | 0 | 0 | 0 | 0 | 0 | 0 | 0 | 0 | 0 | 0 | 0 | 0 | 0 | 0 | 0 | 0 | 0 | 0 | 0 | 0 | 0 | 0 | 0 | 0 | 0 | 0
Cool Change Program | [15 empty] | #N/A | [17 empty] | 0 | 0 | 0 | 0 | 0 | 0 | 0 | 0 | 0 | 0 | 0 | 0 | 0 | 0 | 0 | 0 | 0 | 0 | 0 | 0 | 0 | 0 | 0 | 0 | 0 | 0 | 0 | 0 | 0
Cool Change Program | [15 empty] | #N/A | [17 empty] | 0 | 0 | 0 | 0 | 0 | 0 | 0 | 0 | 0 | 0 | 0 | 0 | 0 | 0 | 0 | 0 | 0 | 0 | 0 | 0 | 0 | 0 | 0 | 0 | 0 | 0 | 0 | 0 | 0
Cool Change Program | [15 empty] | #N/A | [17 empty] | 0 | 0 | 0 | 0 | 0 | 0 | 0 | 0 | 0 | 0 | 0 | 0 | 0 | 0 | 0 | 0 | 0 | 0 | 0 | 0 | 0 | 0 | 0 | 0 | 0 | 0 | 0 | 0 | 0
Cool Change Program | [15 empty] | #N/A | [17 empty] | 0 | 0 | 0 | 0 | 0 | 0 | 0 | 0 | 0 | 0 | 0 | 0 | 0 | 0 | 0 | 0 | 0 | 0 | 0 | 0 | 0 | 0 | 0 | 0 | 0 | 0 | 0 | 0 | 0
Cool Change Program | [15 empty] | #N/A | [17 empty] | 0 | 0 | 0 | 0 | 0 | 0 | 0 | 0 | 0 | 0 | 0 | 0 | 0 | 0 | 0 | 0 | 0 | 0 | 0 | 0 | 0 | 0 | 0 | 0 | 0 | 0 | 0 | 0 | 0
Cool Change Program | [15 empty] | #N/A | [17 empty] | 0 | 0 | 0 | 0 | 0 | 0 | 0 | 0 | 0 | 0 | 0 | 0 | 0 | 0 | 0 | 0 | 0 | 0 | 0 | 0 | 0 | 0 | 0 | 0 | 0 | 0 | 0 | 0 | 0
Cool Change Program | [15 empty] | #N/A | [17 empty] | 0 | 0 | 0 | 0 | 0 | 0 | 0 | 0 | 0 | 0 | 0 | 0 | 0 | 0 | 0 | 0 | 0 | 0 | 0 | 0 | 0 | 0 | 0 | 0 | 0 | 0 | 0 | 0 | 0
Cool Change Program | [15 empty] | #N/A | [17 empty] | 0 | 0 | 0 | 0 | 0 | 0 | 0 | 0 | 0 | 0 | 0 | 0 | 0 | 0 | 0 | 0 | 0 | 0 | 0 | 0 | 0 | 0 | 0 | 0 | 0 | 0 | 0 | 0 | 0
Cool Change Program | [15 empty] | #N/A | [17 empty] | 0 | 0 | 0 | 0 | 0 | 0 | 0 | 0 | 0 | 0 | 0 | 0 | 0 | 0 | 0 | 0 | 0 | 0 | 0 | 0 | 0 | 0 | 0 | 0 | 0 | 0 | 0 | 0 | 0
Cool Change Program | [15 empty] | #N/A | [17 empty] | 0 | 0 | 0 | 0 | 0 | 0 | 0 | 0 | 0 | 0 | 0 | 0 | 0 | 0 | 0 | 0 | 0 | 0 | 0 | 0 | 0 | 0 | 0 | 0 | 0 | 0 | 0 | 0 | 0
Cool Change Program | [15 empty] | #N/A | [17 empty] | 0 | 0 | 0 | 0 | 0 | 0 | 0 | 0 | 0 | 0 | 0 | 0 | 0 | 0 | 0 | 0 | 0 | 0 | 0 | 0 | 0 | 0 | 0 | 0 | 0 | 0 | 0 | 0 | 0
Cool Change Program | [15 empty] | #N/A | [17 empty] | 0 | 0 | 0 | 0 | 0 | 0 | 0 | 0 | 0 | 0 | 0 | 0 | 0 | 0 | 0 | 0 | 0 | 0 | 0 | 0 | 0 | 0 | 0 | 0 | 0 | 0 | 0 | 0 | 0
Cool Change Program | [15 empty] | #N/A | [17 empty] | 0 | 0 | 0 | 0 | 0 | 0 | 0 | 0 | 0 | 0 | 0 | 0 | 0 | 0 | 0 | 0 | 0 | 0 | 0 | 0 | 0 | 0 | 0 | 0 | 0 | 0 | 0 | 0 | 0
Cool Change Program | [15 empty] | #N/A | [17 empty] | 0 | 0 | 0 | 0 | 0 | 0 | 0 | 0 | 0 | 0 | 0 | 0 | 0 | 0 | 0 | 0 | 0 | 0 | 0 | 0 | 0 | 0 | 0 | 0 | 0 | 0 | 0 | 0 | 0
Cool Change Program | [15 empty] | #N/A | [17 empty] | 0 | 0 | 0 | 0 | 0 | 0 | 0 | 0 | 0 | 0 | 0 | 0 | 0 | 0 | 0 | 0 | 0 | 0 | 0 | 0 | 0 | 0 | 0 | 0 | 0 | 0 | 0 | 0 | 0
Cool Change Program | [15 empty] | #N/A | [17 empty] | 0 | 0 | 0 | 0 | 0 | 0 | 0 | 0 | 0 | 0 | 0 | 0 | 0 | 0 | 0 | 0 | 0 | 0 | 0 | 0 | 0 | 0 | 0 | 0 | 0 | 0 | 0 | 0 | 0
Cool Change Program | [15 empty] | #N/A | [17 empty] | 0 | 0 | 0 | 0 | 0 | 0 | 0 | 0 | 0 | 0 | 0 | 0 | 0 | 0 | 0 | 0 | 0 | 0 | 0 | 0 | 0 | 0 | 0 | 0 | 0 | 0 | 0 | 0 | 0
Cool Change Program | [15 empty] | #N/A | [17 empty] | 0 | 0 | 0 | 0 | 0 | 0 | 0 | 0 | 0 | 0 | 0 | 0 | 0 | 0 | 0 | 0 | 0 | 0 | 0 | 0 | 0 | 0 | 0 | 0 | 0 | 0 | 0 | 0 | 0
Cool Change Program | [15 empty] | #N/A | [17 empty] | 0 | 0 | 0 | 0 | 0 | 0 | 0 | 0 | 0 | 0 | 0 | 0 | 0 | 0 | 0 | 0 | 0 | 0 | 0 | 0 | 0 | 0 | 0 | 0 | 0 | 0 | 0 | 0 | 0
Cool Change Program | [15 empty] | #N/A | [17 empty] | 0 | 0 | 0 | 0 | 0 | 0 | 0 | 0 | 0 | 0 | 0 | 0 | 0 | 0 | 0 | 0 | 0 | 0 | 0 | 0 | 0 | 0 | 0 | 0 | 0 | 0 | 0 | 0 | 0
Cool Change Program | [15 empty] | #N/A | [17 empty] | 0 | 0 | 0 | 0 | 0 | 0 | 0 | 0 | 0 | 0 | 0 | 0 | 0 | 0 | 0 | 0 | 0 | 0 | 0 | 0 | 0 | 0 | 0 | 0 | 0 | 0 | 0 | 0 | 0
Cool Change Program | [15 empty] | #N/A | [17 empty] | 0 | 0 | 0 | 0 | 0 | 0 | 0 | 0 | 0 | 0 | 0 | 0 | 0 | 0 | 0 | 0 | 0 | 0 | 0 | 0 | 0 | 0 | 0 | 0 | 0 | 0 | 0 | 0 | 0
Cool Change Program | [15 empty] | #N/A | [17 empty] | 0 | 0 | 0 | 0 | 0 | 0 | 0 | 0 | 0 | 0 | 0 | 0 | 0 | 0 | 0 | 0 | 0 | 0 | 0 | 0 | 0 | 0 | 0 | 0 | 0 | 0 | 0 | 0 | 0
Cool Change Program | [15 empty] | #N/A | [17 empty] | 0 | 0 | 0 | 0 | 0 | 0 | 0 | 0 | 0 | 0 | 0 | 0 | 0 | 0 | 0 | 0 | 0 | 0 | 0 | 0 | 0 | 0 | 0 | 0 | 0 | 0 | 0 | 0 | 0
Cool Change Program | [15 empty] | #N/A | [17 empty] | 0 | 0 | 0 | 0 | 0 | 0 | 0 | 0 | 0 | 0 | 0 | 0 | 0 | 0 | 0 | 0 | 0 | 0 | 0 | 0 | 0 | 0 | 0 | 0 | 0 | 0 | 0 | 0 | 0
Cool Change Program | [15 empty] | #N/A | [17 empty] | 0 | 0 | 0 | 0 | 0 | 0 | 0 | 0 | 0 | 0 | 0 | 0 | 0 | 0 | 0 | 0 | 0 | 0 | 0 | 0 | 0 | 0 | 0 | 0 | 0 | 0 | 0 | 0 | 0
Cool Change Program | [15 empty] | #N/A | [17 empty] | 0 | 0 | 0 | 0 | 0 | 0 | 0 | 0 | 0 | 0 | 0 | 0 | 0 | 0 | 0 | 0 | 0 | 0 | 0 | 0 | 0 | 0 | 0 | 0 | 0 | 0 | 0 | 0 | 0
Cool Change Program | [15 empty] | #N/A | [17 empty] | 0 | 0 | 0 | 0 | 0 | 0 | 0 | 0 | 0 | 0 | 0 | 0 | 0 | 0 | 0 | 0 | 0 | 0 | 0 | 0 | 0 | 0 | 0 | 0 | 0 | 0 | 0 | 0 | 0
Cool Change Program | [15 empty] | #N/A | [17 empty] | 0 | 0 | 0 | 0 | 0 | 0 | 0 | 0 | 0 | 0 | 0 | 0 | 0 | 0 | 0 | 0 | 0 | 0 | 0 | 0 | 0 | 0 | 0 | 0 | 0 | 0 | 0 | 0 | 0
Cool Change Program | [15 empty] | #N/A | [17 empty] | 0 | 0 | 0 | 0 | 0 | 0 | 0 | 0 | 0 | 0 | 0 | 0 | 0 | 0 | 0 | 0 | 0 | 0 | 0 | 0 | 0 | 0 | 0 | 0 | 0 | 0 | 0 | 0 | 0
Cool Change Program | [15 empty] | #N/A | [17 empty] | 0 | 0 | 0 | 0 | 0 | 0 | 0 | 0 | 0 | 0 | 0 | 0 | 0 | 0 | 0 | 0 | 0 | 0 | 0 | 0 | 0 | 0 | 0 | 0 | 0 | 0 | 0 | 0 | 0
Cool Change Program | [15 empty] | #N/A | [17 empty] | 0 | 0 | 0 | 0 | 0 | 0 | 0 | 0 | 0 | 0 | 0 | 0 | 0 | 0 | 0 | 0 | 0 | 0 | 0 | 0 | 0 | 0 | 0 | 0 | 0 | 0 | 0 | 0 | 0
Cool Change Program | [15 empty] | #N/A | [17 empty] | 0 | 0 | 0 | 0 | 0 | 0 | 0 | 0 | 0 | 0 | 0 | 0 | 0 | 0 | 0 | 0 | 0 | 0 | 0 | 0 | 0 | 0 | 0 | 0 | 0 | 0 | 0 | 0 | 0
Cool Change Program | [15 empty] | #N/A | [17 empty] | 0 | 0 | 0 | 0 | 0 | 0 | 0 | 0 | 0 | 0 | 0 | 0 | 0 | 0 | 0 | 0 | 0 | 0 | 0 | 0 | 0 | 0 | 0 | 0 | 0 | 0 | 0 | 0 | 0
Cool Change Program | [15 empty] | #N/A | [17 empty] | 0 | 0 | 0 | 0 | 0 | 0 | 0 | 0 | 0 | 0 | 0 | 0 | 0 | 0 | 0 | 0 | 0 | 0 | 0 | 0 | 0 | 0 | 0 | 0 | 0 | 0 | 0 | 0 | 0
Cool Change Program | [15 empty] | #N/A | [17 empty] | 0 | 0 | 0 | 0 | 0 | 0 | 0 | 0 | 0 | 0 | 0 | 0 | 0 | 0 | 0 | 0 | 0 | 0 | 0 | 0 | 0 | 0 | 0 | 0 | 0 | 0 | 0 | 0 | 0
Cool Change Program | [15 empty] | #N/A | [17 empty] | 0 | 0 | 0 | 0 | 0 | 0 | 0 | 0 | 0 | 0 | 0 | 0 | 0 | 0 | 0 | 0 | 0 | 0 | 0 | 0 | 0 | 0 | 0 | 0 | 0 | 0 | 0 | 0 | 0
Cool Change Program | [15 empty] | #N/A | [17 empty] | 0 | 0 | 0 | 0 | 0 | 0 | 0 | 0 | 0 | 0 | 0 | 0 | 0 | 0 | 0 | 0 | 0 | 0 | 0 | 0 | 0 | 0 | 0 | 0 | 0 | 0 | 0 | 0 | 0
Cool Change Program | [15 empty] | #N/A | [17 empty] | 0 | 0 | 0 | 0 | 0 | 0 | 0 | 0 | 0 | 0 | 0 | 0 | 0 | 0 | 0 | 0 | 0 | 0 | 0 | 0 | 0 | 0 | 0 | 0 | 0 | 0 | 0 | 0 | 0
Cool Change Program | [15 empty] | #N/A | [17 empty] | 0 | 0 | 0 | 0 | 0 | 0 | 0 | 0 | 0 | 0 | 0 | 0 | 0 | 0 | 0 | 0 | 0 | 0 | 0 | 0 | 0 | 0 | 0 | 0 | 0 | 0 | 0 | 0 | 0
Cool Change Program | [15 empty] | #N/A | [17 empty] | 0 | 0 | 0 | 0 | 0 | 0 | 0 | 0 | 0 | 0 | 0 | 0 | 0 | 0 | 0 | 0 | 0 | 0 | 0 | 0 | 0 | 0 | 0 | 0 | 0 | 0 | 0 | 0 | 0
Cool Change Program | [15 empty] | #N/A | [17 empty] | 0 | 0 | 0 | 0 | 0 | 0 | 0 | 0 | 0 | 0 | 0 | 0 | 0 | 0 | 0 | 0 | 0 | 0 | 0 | 0 | 0 | 0 | 0 | 0 | 0 | 0 | 0 | 0 | 0
Cool Change Program | [15 empty] | #N/A | [17 empty] | 0 | 0 | 0 | 0 | 0 | 0 | 0 | 0 | 0 | 0 | 0 | 0 | 0 | 0 | 0 | 0 | 0 | 0 | 0 | 0 | 0 | 0 | 0 | 0 | 0 | 0 | 0 | 0 | 0
Cool Change Program | [15 empty] | #N/A | [17 empty] | 0 | 0 | 0 | 0 | 0 | 0 | 0 | 0 | 0 | 0 | 0 | 0 | 0 | 0 | 0 | 0 | 0 | 0 | 0 | 0 | 0 | 0 | 0 | 0 | 0 | 0 | 0 | 0 | 0
Cool Change Program | [15 empty] | #N/A | [17 empty] | 0 | 0 | 0 | 0 | 0 | 0 | 0 | 0 | 0 | 0 | 0 | 0 | 0 | 0 | 0 | 0 | 0 | 0 | 0 | 0 | 0 | 0 | 0 | 0 | 0 | 0 | 0 | 0 | 0
Cool Change Program | [15 empty] | #N/A | [17 empty] | 0 | 0 | 0 | 0 | 0 | 0 | 0 | 0 | 0 | 0 | 0 | 0 | 0 | 0 | 0 | 0 | 0 | 0 | 0 | 0 | 0 | 0 | 0 | 0 | 0 | 0 | 0 | 0 | 0
Cool Change Program | [15 empty] | #N/A | [17 empty] | 0 | 0 | 0 | 0 | 0 | 0 | 0 | 0 | 0 | 0 | 0 | 0 | 0 | 0 | 0 | 0 | 0 | 0 | 0 | 0 | 0 | 0 | 0 | 0 | 0 | 0 | 0 | 0 | 0
Cool Change Program | [15 empty] | #N/A | [17 empty] | 0 | 0 | 0 | 0 | 0 | 0 | 0 | 0 | 0 | 0 | 0 | 0 | 0 | 0 | 0 | 0 | 0 | 0 | 0 | 0 | 0 | 0 | 0 | 0 | 0 | 0 | 0 | 0 | 0
Cool Change Program | [15 empty] | #N/A | [17 empty] | 0 | 0 | 0 | 0 | 0 | 0 | 0 | 0 | 0 | 0 | 0 | 0 | 0 | 0 | 0 | 0 | 0 | 0 | 0 | 0 | 0 | 0 | 0 | 0 | 0 | 0 | 0 | 0 | 0
Cool Change Program | [15 empty] | #N/A | [17 empty] | 0 | 0 | 0 | 0 | 0 | 0 | 0 | 0 | 0 | 0 | 0 | 0 | 0 | 0 | 0 | 0 | 0 | 0 | 0 | 0 | 0 | 0 | 0 | 0 | 0 | 0 | 0 | 0 | 0
Cool Change Program | [15 empty] | #N/A | [17 empty] | 0 | 0 | 0 | 0 | 0 | 0 | 0 | 0 | 0 | 0 | 0 | 0 | 0 | 0 | 0 | 0 | 0 | 0 | 0 | 0 | 0 | 0 | 0 | 0 | 0 | 0 | 0 | 0 | 0
Cool Change Program | [15 empty] | #N/A | [17 empty] | 0 | 0 | 0 | 0 | 0 | 0 | 0 | 0 | 0 | 0 | 0 | 0 | 0 | 0 | 0 | 0 | 0 | 0 | 0 | 0 | 0 | 0 | 0 | 0 | 0 | 0 | 0 | 0 | 0
Cool Change Program | [15 empty] | #N/A | [17 empty] | 0 | 0 | 0 | 0 | 0 | 0 | 0 | 0 | 0 | 0 | 0 | 0 | 0 | 0 | 0 | 0 | 0 | 0 | 0 | 0 | 0 | 0 | 0 | 0 | 0 | 0 | 0 | 0 | 0
Cool Change Program | [15 empty] | #N/A | [17 empty] | 0 | 0 | 0 | 0 | 0 | 0 | 0 | 0 | 0 | 0 | 0 | 0 | 0 | 0 | 0 | 0 | 0 | 0 | 0 | 0 | 0 | 0 | 0 | 0 | 0 | 0 | 0 | 0 | 0
Cool Change Program | [15 empty] | #N/A | [17 empty] | 0 | 0 | 0 | 0 | 0 | 0 | 0 | 0 | 0 | 0 | 0 | 0 | 0 | 0 | 0 | 0 | 0 | 0 | 0 | 0 | 0 | 0 | 0 | 0 | 0 | 0 | 0 | 0 | 0
Cool Change Program | [15 empty] | #N/A | [17 empty] | 0 | 0 | 0 | 0 | 0 | 0 | 0 | 0 | 0 | 0 | 0 | 0 | 0 | 0 | 0 | 0 | 0 | 0 | 0 | 0 | 0 | 0 | 0 | 0 | 0 | 0 | 0 | 0 | 0
Cool Change Program | [15 empty] | #N/A | [17 empty] | 0 | 0 | 0 | 0 | 0 | 0 | 0 | 0 | 0 | 0 | 0 | 0 | 0 | 0 | 0 | 0 | 0 | 0 | 0 | 0 | 0 | 0 | 0 | 0 | 0 | 0 | 0 | 0 | 0
Cool Change Program | [15 empty] | #N/A | [17 empty] | 0 | 0 | 0 | 0 | 0 | 0 | 0 | 0 | 0 | 0 | 0 | 0 | 0 | 0 | 0 | 0 | 0 | 0 | 0 | 0 | 0 | 0 | 0 | 0 | 0 | 0 | 0 | 0 | 0
Cool Change Program | [15 empty] | #N/A | [17 empty] | 0 | 0 | 0 | 0 | 0 | 0 | 0 | 0 | 0 | 0 | 0 | 0 | 0 | 0 | 0 | 0 | 0 | 0 | 0 | 0 | 0 | 0 | 0 | 0 | 0 | 0 | 0 | 0 | 0
Cool Change Program | [15 empty] | #N/A | [17 empty] | 0 | 0 | 0 | 0 | 0 | 0 | 0 | 0 | 0 | 0 | 0 | 0 | 0 | 0 | 0 | 0 | 0 | 0 | 0 | 0 | 0 | 0 | 0 | 0 | 0 | 0 | 0 | 0 | 0
Cool Change Program | [15 empty] | #N/A | [17 empty] | 0 | 0 | 0 | 0 | 0 | 0 | 0 | 0 | 0 | 0 | 0 | 0 | 0 | 0 | 0 | 0 | 0 | 0 | 0 | 0 | 0 | 0 | 0 | 0 | 0 | 0 | 0 | 0 | 0
Cool Change Program | [15 empty] | #N/A | [17 empty] | 0 | 0 | 0 | 0 | 0 | 0 | 0 | 0 | 0 | 0 | 0 | 0 | 0 | 0 | 0 | 0 | 0 | 0 | 0 | 0 | 0 | 0 | 0 | 0 | 0 | 0 | 0 | 0 | 0
Cool Change Program | [15 empty] | #N/A | [17 empty] | 0 | 0 | 0 | 0 | 0 | 0 | 0 | 0 | 0 | 0 | 0 | 0 | 0 | 0 | 0 | 0 | 0 | 0 | 0 | 0 | 0 | 0 | 0 | 0 | 0 | 0 | 0 | 0 | 0
Cool Change Program | [15 empty] | #N/A | [17 empty] | 0 | 0 | 0 | 0 | 0 | 0 | 0 | 0 | 0 | 0 | 0 | 0 | 0 | 0 | 0 | 0 | 0 | 0 | 0 | 0 | 0 | 0 | 0 | 0 | 0 | 0 | 0 | 0 | 0
Cool Change Program | [15 empty] | #N/A | [17 empty] | 0 | 0 | 0 | 0 | 0 | 0 | 0 | 0 | 0 | 0 | 0 | 0 | 0 | 0 | 0 | 0 | 0 | 0 | 0 | 0 | 0 | 0 | 0 | 0 | 0 | 0 | 0 | 0 | 0
Cool Change Program | [15 empty] | #N/A | [17 empty] | 0 | 0 | 0 | 0 | 0 | 0 | 0 | 0 | 0 | 0 | 0 | 0 | 0 | 0 | 0 | 0 | 0 | 0 | 0 | 0 | 0 | 0 | 0 | 0 | 0 | 0 | 0 | 0 | 0
Cool Change Program | [15 empty] | #N/A | [17 empty] | 0 | 0 | 0 | 0 | 0 | 0 | 0 | 0 | 0 | 0 | 0 | 0 | 0 | 0 | 0 | 0 | 0 | 0 | 0 | 0 | 0 | 0 | 0 | 0 | 0 | 0 | 0 | 0 | 0
Cool Change Program | [15 empty] | #N/A | [17 empty] | 0 | 0 | 0 | 0 | 0 | 0 | 0 | 0 | 0 | 0 | 0 | 0 | 0 | 0 | 0 | 0 | 0 | 0 | 0 | 0 | 0 | 0 | 0 | 0 | 0 | 0 | 0 | 0 | 0
Cool Change Program | [15 empty] | #N/A | [17 empty] | 0 | 0 | 0 | 0 | 0 | 0 | 0 | 0 | 0 | 0 | 0 | 0 | 0 | 0 | 0 | 0 | 0 | 0 | 0 | 0 | 0 | 0 | 0 | 0 | 0 | 0 | 0 | 0 | 0
Cool Change Program | [15 empty] | #N/A | [17 empty] | 0 | 0 | 0 | 0 | 0 | 0 | 0 | 0 | 0 | 0 | 0 | 0 | 0 | 0 | 0 | 0 | 0 | 0 | 0 | 0 | 0 | 0 | 0 | 0 | 0 | 0 | 0 | 0 | 0
Cool Change Program | [15 empty] | #N/A | [17 empty] | 0 | 0 | 0 | 0 | 0 | 0 | 0 | 0 | 0 | 0 | 0 | 0 | 0 | 0 | 0 | 0 | 0 | 0 | 0 | 0 | 0 | 0 | 0 | 0 | 0 | 0 | 0 | 0 | 0
Cool Change Program | [15 empty] | #N/A | [17 empty] | 0 | 0 | 0 | 0 | 0 | 0 | 0 | 0 | 0 | 0 | 0 | 0 | 0 | 0 | 0 | 0 | 0 | 0 | 0 | 0 | 0 | 0 | 0 | 0 | 0 | 0 | 0 | 0 | 0
Cool Change Program | [15 empty] | #N/A | [17 empty] | 0 | 0 | 0 | 0 | 0 | 0 | 0 | 0 | 0 | 0 | 0 | 0 | 0 | 0 | 0 | 0 | 0 | 0 | 0 | 0 | 0 | 0 | 0 | 0 | 0 | 0 | 0 | 0 | 0
Cool Change Program | [15 empty] | #N/A | [17 empty] | 0 | 0 | 0 | 0 | 0 | 0 | 0 | 0 | 0 | 0 | 0 | 0 | 0 | 0 | 0 | 0 | 0 | 0 | 0 | 0 | 0 | 0 | 0 | 0 | 0 | 0 | 0 | 0 | 0
Cool Change Program | [15 empty] | #N/A | [17 empty] | 0 | 0 | 0 | 0 | 0 | 0 | 0 | 0 | 0 | 0 | 0 | 0 | 0 | 0 | 0 | 0 | 0 | 0 | 0 | 0 | 0 | 0 | 0 | 0 | 0 | 0 | 0 | 0 | 0
Cool Change Program | [15 empty] | #N/A | [17 empty] | 0 | 0 | 0 | 0 | 0 | 0 | 0 | 0 | 0 | 0 | 0 | 0 | 0 | 0 | 0 | 0 | 0 | 0 | 0 | 0 | 0 | 0 | 0 | 0 | 0 | 0 | 0 | 0 | 0
Cool Change Program | [15 empty] | #N/A | [17 empty] | 0 | 0 | 0 | 0 | 0 | 0 | 0 | 0 | 0 | 0 | 0 | 0 | 0 | 0 | 0 | 0 | 0 | 0 | 0 | 0 | 0 | 0 | 0 | 0 | 0 | 0 | 0 | 0 | 0
Cool Change Program | [15 empty] | #N/A | [17 empty] | 0 | 0 | 0 | 0 | 0 | 0 | 0 | 0 | 0 | 0 | 0 | 0 | 0 | 0 | 0 | 0 | 0 | 0 | 0 | 0 | 0 | 0 | 0 | 0 | 0 | 0 | 0 | 0 | 0
Cool Change Program | [15 empty] | #N/A | [17 empty] | 0 | 0 | 0 | 0 | 0 | 0 | 0 | 0 | 0 | 0 | 0 | 0 | 0 | 0 | 0 | 0 | 0 | 0 | 0 | 0 | 0 | 0 | 0 | 0 | 0 | 0 | 0 | 0 | 0
Cool Change Program | [15 empty] | #N/A | [17 empty] | 0 | 0 | 0 | 0 | 0 | 0 | 0 | 0 | 0 | 0 | 0 | 0 | 0 | 0 | 0 | 0 | 0 | 0 | 0 | 0 | 0 | 0 | 0 | 0 | 0 | 0 | 0 | 0 | 0
Cool Change Program | [15 empty] | #N/A | [17 empty] | 0 | 0 | 0 | 0 | 0 | 0 | 0 | 0 | 0 | 0 | 0 | 0 | 0 | 0 | 0 | 0 | 0 | 0 | 0 | 0 | 0 | 0 | 0 | 0 | 0 | 0 | 0 | 0 | 0
Cool Change Program | [15 empty] | #N/A | [17 empty] | 0 | 0 | 0 | 0 | 0 | 0 | 0 | 0 | 0 | 0 | 0 | 0 | 0 | 0 | 0 | 0 | 0 | 0 | 0 | 0 | 0 | 0 | 0 | 0 | 0 | 0 | 0 | 0 | 0
Cool Change Program | [15 empty] | #N/A | [17 empty] | 0 | 0 | 0 | 0 | 0 | 0 | 0 | 0 | 0 | 0 | 0 | 0 | 0 | 0 | 0 | 0 | 0 | 0 | 0 | 0 | 0 | 0 | 0 | 0 | 0 | 0 | 0 | 0 | 0
Cool Change Program | [15 empty] | #N/A | [17 empty] | 0 | 0 | 0 | 0 | 0 | 0 | 0 | 0 | 0 | 0 | 0 | 0 | 0 | 0 | 0 | 0 | 0 | 0 | 0 | 0 | 0 | 0 | 0 | 0 | 0 | 0 | 0 | 0 | 0
Cool Change Program | [15 empty] | #N/A | [17 empty] | 0 | 0 | 0 | 0 | 0 | 0 | 0 | 0 | 0 | 0 | 0 | 0 | 0 | 0 | 0 | 0 | 0 | 0 | 0 | 0 | 0 | 0 | 0 | 0 | 0 | 0 | 0 | 0 | 0
Cool Change Program | [15 empty] | #N/A | [17 empty] | 0 | 0 | 0 | 0 | 0 | 0 | 0 | 0 | 0 | 0 | 0 | 0 | 0 | 0 | 0 | 0 | 0 | 0 | 0 | 0 | 0 | 0 | 0 | 0 | 0 | 0 | 0 | 0 | 0
Cool Change Program | [15 empty] | #N/A | [17 empty] | 0 | 0 | 0 | 0 | 0 | 0 | 0 | 0 | 0 | 0 | 0 | 0 | 0 | 0 | 0 | 0 | 0 | 0 | 0 | 0 | 0 | 0 | 0 | 0 | 0 | 0 | 0 | 0 | 0
Cool Change Program | [15 empty] | #N/A | [17 empty] | 0 | 0 | 0 | 0 | 0 | 0 | 0 | 0 | 0 | 0 | 0 | 0 | 0 | 0 | 0 | 0 | 0 | 0 | 0 | 0 | 0 | 0 | 0 | 0 | 0 | 0 | 0 | 0 | 0
Cool Change Program | [15 empty] | #N/A | [17 empty] | 0 | 0 | 0 | 0 | 0 | 0 | 0 | 0 | 0 | 0 | 0 | 0 | 0 | 0 | 0 | 0 | 0 | 0 | 0 | 0 | 0 | 0 | 0 | 0 | 0 | 0 | 0 | 0 | 0
Cool Change Program | [15 empty] | #N/A | [17 empty] | 0 | 0 | 0 | 0 | 0 | 0 | 0 | 0 | 0 | 0 | 0 | 0 | 0 | 0 | 0 | 0 | 0 | 0 | 0 | 0 | 0 | 0 | 0 | 0 | 0 | 0 | 0 | 0 | 0
Cool Change Program | [15 empty] | #N/A | [17 empty] | 0 | 0 | 0 | 0 | 0 | 0 | 0 | 0 | 0 | 0 | 0 | 0 | 0 | 0 | 0 | 0 | 0 | 0 | 0 | 0 | 0 | 0 | 0 | 0 | 0 | 0 | 0 | 0 | 0
Cool Change Program | [15 empty] | #N/A | [17 empty] | 0 | 0 | 0 | 0 | 0 | 0 | 0 | 0 | 0 | 0 | 0 | 0 | 0 | 0 | 0 | 0 | 0 | 0 | 0 | 0 | 0 | 0 | 0 | 0 | 0 | 0 | 0 | 0 | 0
Cool Change Program | [15 empty] | #N/A | [17 empty] | 0 | 0 | 0 | 0 | 0 | 0 | 0 | 0 | 0 | 0 | 0 | 0 | 0 | 0 | 0 | 0 | 0 | 0 | 0 | 0 | 0 | 0 | 0 | 0 | 0 | 0 | 0 | 0 | 0
Cool Change Program | [15 empty] | #N/A | [17 empty] | 0 | 0 | 0 | 0 | 0 | 0 | 0 | 0 | 0 | 0 | 0 | 0 | 0 | 0 | 0 | 0 | 0 | 0 | 0 | 0 | 0 | 0 | 0 | 0 | 0 | 0 | 0 | 0 | 0
Cool Change Program | [15 empty] | #N/A | [17 empty] | 0 | 0 | 0 | 0 | 0 | 0 | 0 | 0 | 0 | 0 | 0 | 0 | 0 | 0 | 0 | 0 | 0 | 0 | 0 | 0 | 0 | 0 | 0 | 0 | 0 | 0 | 0 | 0 | 0
Cool Change Program | [15 empty] | #N/A | [17 empty] | 0 | 0 | 0 | 0 | 0 | 0 | 0 | 0 | 0 | 0 | 0 | 0 | 0 | 0 | 0 | 0 | 0 | 0 | 0 | 0 | 0 | 0 | 0 | 0 | 0 | 0 | 0 | 0 | 0
Cool Change Program | [15 empty] | #N/A | [17 empty] | 0 | 0 | 0 | 0 | 0 | 0 | 0 | 0 | 0 | 0 | 0 | 0 | 0 | 0 | 0 | 0 | 0 | 0 | 0 | 0 | 0 | 0 | 0 | 0 | 0 | 0 | 0 | 0 | 0
Cool Change Program | [15 empty] | #N/A | [17 empty] | 0 | 0 | 0 | 0 | 0 | 0 | 0 | 0 | 0 | 0 | 0 | 0 | 0 | 0 | 0 | 0 | 0 | 0 | 0 | 0 | 0 | 0 | 0 | 0 | 0 | 0 | 0 | 0 | 0
Cool Change Program | [15 empty] | #N/A | [17 empty] | 0 | 0 | 0 | 0 | 0 | 0 | 0 | 0 | 0 | 0 | 0 | 0 | 0 | 0 | 0 | 0 | 0 | 0 | 0 | 0 | 0 | 0 | 0 | 0 | 0 | 0 | 0 | 0 | 0
Cool Change Program | [15 empty] | #N/A | [17 empty] | 0 | 0 | 0 | 0 | 0 | 0 | 0 | 0 | 0 | 0 | 0 | 0 | 0 | 0 | 0 | 0 | 0 | 0 | 0 | 0 | 0 | 0 | 0 | 0 | 0 | 0 | 0 | 0 | 0
Cool Change Program | [15 empty] | #N/A | [17 empty] | 0 | 0 | 0 | 0 | 0 | 0 | 0 | 0 | 0 | 0 | 0 | 0 | 0 | 0 | 0 | 0 | 0 | 0 | 0 | 0 | 0 | 0 | 0 | 0 | 0 | 0 | 0 | 0 | 0
Cool Change Program | [15 empty] | #N/A | [17 empty] | 0 | 0 | 0 | 0 | 0 | 0 | 0 | 0 | 0 | 0 | 0 | 0 | 0 | 0 | 0 | 0 | 0 | 0 | 0 | 0 | 0 | 0 | 0 | 0 | 0 | 0 | 0 | 0 | 0
Cool Change Program | [15 empty] | #N/A | [17 empty] | 0 | 0 | 0 | 0 | 0 | 0 | 0 | 0 | 0 | 0 | 0 | 0 | 0 | 0 | 0 | 0 | 0 | 0 | 0 | 0 | 0 | 0 | 0 | 0 | 0 | 0 | 0 | 0 | 0
Cool Change Program | [15 empty] | #N/A | [17 empty] | 0 | 0 | 0 | 0 | 0 | 0 | 0 | 0 | 0 | 0 | 0 | 0 | 0 | 0 | 0 | 0 | 0 | 0 | 0 | 0 | 0 | 0 | 0 | 0 | 0 | 0 | 0 | 0 | 0
Cool Change Program | [15 empty] | #N/A | [17 empty] | 0 | 0 | 0 | 0 | 0 | 0 | 0 | 0 | 0 | 0 | 0 | 0 | 0 | 0 | 0 | 0 | 0 | 0 | 0 | 0 | 0 | 0 | 0 | 0 | 0 | 0 | 0 | 0 | 0
Cool Change Program | [15 empty] | #N/A | [17 empty] | 0 | 0 | 0 | 0 | 0 | 0 | 0 | 0 | 0 | 0 | 0 | 0 | 0 | 0 | 0 | 0 | 0 | 0 | 0 | 0 | 0 | 0 | 0 | 0 | 0 | 0 | 0 | 0 | 0
Cool Change Program | [15 empty] | #N/A | [17 empty] | 0 | 0 | 0 | 0 | 0 | 0 | 0 | 0 | 0 | 0 | 0 | 0 | 0 | 0 | 0 | 0 | 0 | 0 | 0 | 0 | 0 | 0 | 0 | 0 | 0 | 0 | 0 | 0 | 0
Cool Change Program | [15 empty] | #N/A | [17 empty] | 0 | 0 | 0 | 0 | 0 | 0 | 0 | 0 | 0 | 0 | 0 | 0 | 0 | 0 | 0 | 0 | 0 | 0 | 0 | 0 | 0 | 0 | 0 | 0 | 0 | 0 | 0 | 0 | 0
Cool Change Program | [15 empty] | #N/A | [17 empty] | 0 | 0 | 0 | 0 | 0 | 0 | 0 | 0 | 0 | 0 | 0 | 0 | 0 | 0 | 0 | 0 | 0 | 0 | 0 | 0 | 0 | 0 | 0 | 0 | 0 | 0 | 0 | 0 | 0
Cool Change Program | [15 empty] | #N/A | [17 empty] | 0 | 0 | 0 | 0 | 0 | 0 | 0 | 0 | 0 | 0 | 0 | 0 | 0 | 0 | 0 | 0 | 0 | 0 | 0 | 0 | 0 | 0 | 0 | 0 | 0 | 0 | 0 | 0 | 0
Cool Change Program | [15 empty] | #N/A | [17 empty] | 0 | 0 | 0 | 0 | 0 | 0 | 0 | 0 | 0 | 0 | 0 | 0 | 0 | 0 | 0 | 0 | 0 | 0 | 0 | 0 | 0 | 0 | 0 | 0 | 0 | 0 | 0 | 0 | 0
Cool Change Program | [15 empty] | #N/A | [17 empty] | 0 | 0 | 0 | 0 | 0 | 0 | 0 | 0 | 0 | 0 | 0 | 0 | 0 | 0 | 0 | 0 | 0 | 0 | 0 | 0 | 0 | 0 | 0 | 0 | 0 | 0 | 0 | 0 | 0
Cool Change Program | [15 empty] | #N/A | [17 empty] | 0 | 0 | 0 | 0 | 0 | 0 | 0 | 0 | 0 | 0 | 0 | 0 | 0 | 0 | 0 | 0 | 0 | 0 | 0 | 0 | 0 | 0 | 0 | 0 | 0 | 0 | 0 | 0 | 0
Cool Change Program | [15 empty] | #N/A | [17 empty] | 0 | 0 | 0 | 0 | 0 | 0 | 0 | 0 | 0 | 0 | 0 | 0 | 0 | 0 | 0 | 0 | 0 | 0 | 0 | 0 | 0 | 0 | 0 | 0 | 0 | 0 | 0 | 0 | 0
Cool Change Program | [15 empty] | #N/A | [17 empty] | 0 | 0 | 0 | 0 | 0 | 0 | 0 | 0 | 0 | 0 | 0 | 0 | 0 | 0 | 0 | 0 | 0 | 0 | 0 | 0 | 0 | 0 | 0 | 0 | 0 | 0 | 0 | 0 | 0
Cool Change Program | [15 empty] | #N/A | [17 empty] | 0 | 0 | 0 | 0 | 0 | 0 | 0 | 0 | 0 | 0 | 0 | 0 | 0 | 0 | 0 | 0 | 0 | 0 | 0 | 0 | 0 | 0 | 0 | 0 | 0 | 0 | 0 | 0 | 0
Cool Change Program | [15 empty] | #N/A | [17 empty] | 0 | 0 | 0 | 0 | 0 | 0 | 0 | 0 | 0 | 0 | 0 | 0 | 0 | 0 | 0 | 0 | 0 | 0 | 0 | 0 | 0 | 0 | 0 | 0 | 0 | 0 | 0 | 0 | 0
Cool Change Program | [15 empty] | #N/A | [17 empty] | 0 | 0 | 0 | 0 | 0 | 0 | 0 | 0 | 0 | 0 | 0 | 0 | 0 | 0 | 0 | 0 | 0 | 0 | 0 | 0 | 0 | 0 | 0 | 0 | 0 | 0 | 0 | 0 | 0
Cool Change Program | [15 empty] | #N/A | [17 empty] | 0 | 0 | 0 | 0 | 0 | 0 | 0 | 0 | 0 | 0 | 0 | 0 | 0 | 0 | 0 | 0 | 0 | 0 | 0 | 0 | 0 | 0 | 0 | 0 | 0 | 0 | 0 | 0 | 0
Cool Change Program | [15 empty] | #N/A | [17 empty] | 0 | 0 | 0 | 0 | 0 | 0 | 0 | 0 | 0 | 0 | 0 | 0 | 0 | 0 | 0 | 0 | 0 | 0 | 0 | 0 | 0 | 0 | 0 | 0 | 0 | 0 | 0 | 0 | 0
Cool Change Program | [15 empty] | #N/A | [17 empty] | 0 | 0 | 0 | 0 | 0 | 0 | 0 | 0 | 0 | 0 | 0 | 0 | 0 | 0 | 0 | 0 | 0 | 0 | 0 | 0 | 0 | 0 | 0 | 0 | 0 | 0 | 0 | 0 | 0
Cool Change Program | [15 empty] | #N/A | [17 empty] | 0 | 0 | 0 | 0 | 0 | 0 | 0 | 0 | 0 | 0 | 0 | 0 | 0 | 0 | 0 | 0 | 0 | 0 | 0 | 0 | 0 | 0 | 0 | 0 | 0 | 0 | 0 | 0 | 0
Cool Change Program | [15 empty] | #N/A | [17 empty] | 0 | 0 | 0 | 0 | 0 | 0 | 0 | 0 | 0 | 0 | 0 | 0 | 0 | 0 | 0 | 0 | 0 | 0 | 0 | 0 | 0 | 0 | 0 | 0 | 0 | 0 | 0 | 0 | 0
Cool Change Program | [15 empty] | #N/A | [17 empty] | 0 | 0 | 0 | 0 | 0 | 0 | 0 | 0 | 0 | 0 | 0 | 0 | 0 | 0 | 0 | 0 | 0 | 0 | 0 | 0 | 0 | 0 | 0 | 0 | 0 | 0 | 0 | 0 | 0
Cool Change Program | [15 empty] | #N/A | [17 empty] | 0 | 0 | 0 | 0 | 0 | 0 | 0 | 0 | 0 | 0 | 0 | 0 | 0 | 0 | 0 | 0 | 0 | 0 | 0 | 0 | 0 | 0 | 0 | 0 | 0 | 0 | 0 | 0 | 0
Cool Change Program | [15 empty] | #N/A | [17 empty] | 0 | 0 | 0 | 0 | 0 | 0 | 0 | 0 | 0 | 0 | 0 | 0 | 0 | 0 | 0 | 0 | 0 | 0 | 0 | 0 | 0 | 0 | 0 | 0 | 0 | 0 | 0 | 0 | 0
Cool Change Program | [15 empty] | #N/A | [17 empty] | 0 | 0 | 0 | 0 | 0 | 0 | 0 | 0 | 0 | 0 | 0 | 0 | 0 | 0 | 0 | 0 | 0 | 0 | 0 | 0 | 0 | 0 | 0 | 0 | 0 | 0 | 0 | 0 | 0
Cool Change Program | [15 empty] | #N/A | [17 empty] | 0 | 0 | 0 | 0 | 0 | 0 | 0 | 0 | 0 | 0 | 0 | 0 | 0 | 0 | 0 | 0 | 0 | 0 | 0 | 0 | 0 | 0 | 0 | 0 | 0 | 0 | 0 | 0 | 0
Cool Change Program | [15 empty] | #N/A | [17 empty] | 0 | 0 | 0 | 0 | 0 | 0 | 0 | 0 | 0 | 0 | 0 | 0 | 0 | 0 | 0 | 0 | 0 | 0 | 0 | 0 | 0 | 0 | 0 | 0 | 0 | 0 | 0 | 0 | 0
Cool Change Program | [15 empty] | #N/A | [17 empty] | 0 | 0 | 0 | 0 | 0 | 0 | 0 | 0 | 0 | 0 | 0 | 0 | 0 | 0 | 0 | 0 | 0 | 0 | 0 | 0 | 0 | 0 | 0 | 0 | 0 | 0 | 0 | 0 | 0
Cool Change Program | [15 empty] | #N/A | [17 empty] | 0 | 0 | 0 | 0 | 0 | 0 | 0 | 0 | 0 | 0 | 0 | 0 | 0 | 0 | 0 | 0 | 0 | 0 | 0 | 0 | 0 | 0 | 0 | 0 | 0 | 0 | 0 | 0 | 0
Cool Change Program | [15 empty] | #N/A | [17 empty] | 0 | 0 | 0 | 0 | 0 | 0 | 0 | 0 | 0 | 0 | 0 | 0 | 0 | 0 | 0 | 0 | 0 | 0 | 0 | 0 | 0 | 0 | 0 | 0 | 0 | 0 | 0 | 0 | 0
Cool Change Program | [15 empty] | #N/A | [17 empty] | 0 | 0 | 0 | 0 | 0 | 0 | 0 | 0 | 0 | 0 | 0 | 0 | 0 | 0 | 0 | 0 | 0 | 0 | 0 | 0 | 0 | 0 | 0 | 0 | 0 | 0 | 0 | 0 | 0
Cool Change Program | [15 empty] | #N/A | [17 empty] | 0 | 0 | 0 | 0 | 0 | 0 | 0 | 0 | 0 | 0 | 0 | 0 | 0 | 0 | 0 | 0 | 0 | 0 | 0 | 0 | 0 | 0 | 0 | 0 | 0 | 0 | 0 | 0 | 0
Cool Change Program | [15 empty] | #N/A | [17 empty] | 0 | 0 | 0 | 0 | 0 | 0 | 0 | 0 | 0 | 0 | 0 | 0 | 0 | 0 | 0 | 0 | 0 | 0 | 0 | 0 | 0 | 0 | 0 | 0 | 0 | 0 | 0 | 0 | 0
Cool Change Program | [15 empty] | #N/A | [17 empty] | 0 | 0 | 0 | 0 | 0 | 0 | 0 | 0 | 0 | 0 | 0 | 0 | 0 | 0 | 0 | 0 | 0 | 0 | 0 | 0 | 0 | 0 | 0 | 0 | 0 | 0 | 0 | 0 | 0
Cool Change Program | [15 empty] | #N/A | [17 empty] | 0 | 0 | 0 | 0 | 0 | 0 | 0 | 0 | 0 | 0 | 0 | 0 | 0 | 0 | 0 | 0 | 0 | 0 | 0 | 0 | 0 | 0 | 0 | 0 | 0 | 0 | 0 | 0 | 0
Cool Change Program | [15 empty] | #N/A | [17 empty] | 0 | 0 | 0 | 0 | 0 | 0 | 0 | 0 | 0 | 0 | 0 | 0 | 0 | 0 | 0 | 0 | 0 | 0 | 0 | 0 | 0 | 0 | 0 | 0 | 0 | 0 | 0 | 0 | 0
Cool Change Program | [15 empty] | #N/A | [17 empty] | 0 | 0 | 0 | 0 | 0 | 0 | 0 | 0 | 0 | 0 | 0 | 0 | 0 | 0 | 0 | 0 | 0 | 0 | 0 | 0 | 0 | 0 | 0 | 0 | 0 | 0 | 0 | 0 | 0
Cool Change Program | [15 empty] | #N/A | [17 empty] | 0 | 0 | 0 | 0 | 0 | 0 | 0 | 0 | 0 | 0 | 0 | 0 | 0 | 0 | 0 | 0 | 0 | 0 | 0 | 0 | 0 | 0 | 0 | 0 | 0 | 0 | 0 | 0 | 0
Cool Change Program | [15 empty] | #N/A | [17 empty] | 0 | 0 | 0 | 0 | 0 | 0 | 0 | 0 | 0 | 0 | 0 | 0 | 0 | 0 | 0 | 0 | 0 | 0 | 0 | 0 | 0 | 0 | 0 | 0 | 0 | 0 | 0 | 0 | 0
Cool Change Program | [15 empty] | #N/A | [17 empty] | 0 | 0 | 0 | 0 | 0 | 0 | 0 | 0 | 0 | 0 | 0 | 0 | 0 | 0 | 0 | 0 | 0 | 0 | 0 | 0 | 0 | 0 | 0 | 0 | 0 | 0 | 0 | 0 | 0
Cool Change Program | [15 empty] | #N/A | [17 empty] | 0 | 0 | 0 | 0 | 0 | 0 | 0 | 0 | 0 | 0 | 0 | 0 | 0 | 0 | 0 | 0 | 0 | 0 | 0 | 0 | 0 | 0 | 0 | 0 | 0 | 0 | 0 | 0 | 0
Cool Change Program | [15 empty] | #N/A | [17 empty] | 0 | 0 | 0 | 0 | 0 | 0 | 0 | 0 | 0 | 0 | 0 | 0 | 0 | 0 | 0 | 0 | 0 | 0 | 0 | 0 | 0 | 0 | 0 | 0 | 0 | 0 | 0 | 0 | 0
Cool Change Program | [15 empty] | #N/A | [17 empty] | 0 | 0 | 0 | 0 | 0 | 0 | 0 | 0 | 0 | 0 | 0 | 0 | 0 | 0 | 0 | 0 | 0 | 0 | 0 | 0 | 0 | 0 | 0 | 0 | 0 | 0 | 0 | 0 | 0
Cool Change Program | [15 empty] | #N/A | [17 empty] | 0 | 0 | 0 | 0 | 0 | 0 | 0 | 0 | 0 | 0 | 0 | 0 | 0 | 0 | 0 | 0 | 0 | 0 | 0 | 0 | 0 | 0 | 0 | 0 | 0 | 0 | 0 | 0 | 0
Cool Change Program | [15 empty] | #N/A | [17 empty] | 0 | 0 | 0 | 0 | 0 | 0 | 0 | 0 | 0 | 0 | 0 | 0 | 0 | 0 | 0 | 0 | 0 | 0 | 0 | 0 | 0 | 0 | 0 | 0 | 0 | 0 | 0 | 0 | 0
Cool Change Program | [15 empty] | #N/A | [17 empty] | 0 | 0 | 0 | 0 | 0 | 0 | 0 | 0 | 0 | 0 | 0 | 0 | 0 | 0 | 0 | 0 | 0 | 0 | 0 | 0 | 0 | 0 | 0 | 0 | 0 | 0 | 0 | 0 | 0
Cool Change Program | [15 empty] | #N/A | [17 empty] | 0 | 0 | 0 | 0 | 0 | 0 | 0 | 0 | 0 | 0 | 0 | 0 | 0 | 0 | 0 | 0 | 0 | 0 | 0 | 0 | 0 | 0 | 0 | 0 | 0 | 0 | 0 | 0 | 0
Cool Change Program | [15 empty] | #N/A | [17 empty] | 0 | 0 | 0 | 0 | 0 | 0 | 0 | 0 | 0 | 0 | 0 | 0 | 0 | 0 | 0 | 0 | 0 | 0 | 0 | 0 | 0 | 0 | 0 | 0 | 0 | 0 | 0 | 0 | 0
Cool Change Program | [15 empty] | #N/A | [17 empty] | 0 | 0 | 0 | 0 | 0 | 0 | 0 | 0 | 0 | 0 | 0 | 0 | 0 | 0 | 0 | 0 | 0 | 0 | 0 | 0 | 0 | 0 | 0 | 0 | 0 | 0 | 0 | 0 | 0
Cool Change Program | [15 empty] | #N/A | [17 empty] | 0 | 0 | 0 | 0 | 0 | 0 | 0 | 0 | 0 | 0 | 0 | 0 | 0 | 0 | 0 | 0 | 0 | 0 | 0 | 0 | 0 | 0 | 0 | 0 | 0 | 0 | 0 | 0 | 0
Cool Change Program | [15 empty] | #N/A | [17 empty] | 0 | 0 | 0 | 0 | 0 | 0 | 0 | 0 | 0 | 0 | 0 | 0 | 0 | 0 | 0 | 0 | 0 | 0 | 0 | 0 | 0 | 0 | 0 | 0 | 0 | 0 | 0 | 0 | 0
Cool Change Program | [15 empty] | #N/A | [17 empty] | 0 | 0 | 0 | 0 | 0 | 0 | 0 | 0 | 0 | 0 | 0 | 0 | 0 | 0 | 0 | 0 | 0 | 0 | 0 | 0 | 0 | 0 | 0 | 0 | 0 | 0 | 0 | 0 | 0
Cool Change Program | [15 empty] | #N/A | [17 empty] | 0 | 0 | 0 | 0 | 0 | 0 | 0 | 0 | 0 | 0 | 0 | 0 | 0 | 0 | 0 | 0 | 0 | 0 | 0 | 0 | 0 | 0 | 0 | 0 | 0 | 0 | 0 | 0 | 0
Cool Change Program | [15 empty] | #N/A | [17 empty] | 0 | 0 | 0 | 0 | 0 | 0 | 0 | 0 | 0 | 0 | 0 | 0 | 0 | 0 | 0 | 0 | 0 | 0 | 0 | 0 | 0 | 0 | 0 | 0 | 0 | 0 | 0 | 0 | 0
Cool Change Program | [15 empty] | #N/A | [17 empty] | 0 | 0 | 0 | 0 | 0 | 0 | 0 | 0 | 0 | 0 | 0 | 0 | 0 | 0 | 0 | 0 | 0 | 0 | 0 | 0 | 0 | 0 | 0 | 0 | 0 | 0 | 0 | 0 | 0
Cool Change Program | [15 empty] | #N/A | [17 empty] | 0 | 0 | 0 | 0 | 0 | 0 | 0 | 0 | 0 | 0 | 0 | 0 | 0 | 0 | 0 | 0 | 0 | 0 | 0 | 0 | 0 | 0 | 0 | 0 | 0 | 0 | 0 | 0 | 0
Cool Change Program | [15 empty] | #N/A | [17 empty] | 0 | 0 | 0 | 0 | 0 | 0 | 0 | 0 | 0 | 0 | 0 | 0 | 0 | 0 | 0 | 0 | 0 | 0 | 0 | 0 | 0 | 0 | 0 | 0 | 0 | 0 | 0 | 0 | 0
Cool Change Program | [15 empty] | #N/A | [17 empty] | 0 | 0 | 0 | 0 | 0 | 0 | 0 | 0 | 0 | 0 | 0 | 0 | 0 | 0 | 0 | 0 | 0 | 0 | 0 | 0 | 0 | 0 | 0 | 0 | 0 | 0 | 0 | 0 | 0
Cool Change Program | [15 empty] | #N/A | [17 empty] | 0 | 0 | 0 | 0 | 0 | 0 | 0 | 0 | 0 | 0 | 0 | 0 | 0 | 0 | 0 | 0 | 0 | 0 | 0 | 0 | 0 | 0 | 0 | 0 | 0 | 0 | 0 | 0 | 0
Cool Change Program | [15 empty] | #N/A | [17 empty] | 0 | 0 | 0 | 0 | 0 | 0 | 0 | 0 | 0 | 0 | 0 | 0 | 0 | 0 | 0 | 0 | 0 | 0 | 0 | 0 | 0 | 0 | 0 | 0 | 0 | 0 | 0 | 0 | 0
Cool Change Program | [15 empty] | #N/A | [17 empty] | 0 | 0 | 0 | 0 | 0 | 0 | 0 | 0 | 0 | 0 | 0 | 0 | 0 | 0 | 0 | 0 | 0 | 0 | 0 | 0 | 0 | 0 | 0 | 0 | 0 | 0 | 0 | 0 | 0
Cool Change Program | [15 empty] | #N/A | [17 empty] | 0 | 0 | 0 | 0 | 0 | 0 | 0 | 0 | 0 | 0 | 0 | 0 | 0 | 0 | 0 | 0 | 0 | 0 | 0 | 0 | 0 | 0 | 0 | 0 | 0 | 0 | 0 | 0 | 0
Cool Change Program | [15 empty] | #N/A | [17 empty] | 0 | 0 | 0 | 0 | 0 | 0 | 0 | 0 | 0 | 0 | 0 | 0 | 0 | 0 | 0 | 0 | 0 | 0 | 0 | 0 | 0 | 0 | 0 | 0 | 0 | 0 | 0 | 0 | 0
Cool Change Program | [15 empty] | #N/A | [17 empty] | 0 | 0 | 0 | 0 | 0 | 0 | 0 | 0 | 0 | 0 | 0 | 0 | 0 | 0 | 0 | 0 | 0 | 0 | 0 | 0 | 0 | 0 | 0 | 0 | 0 | 0 | 0 | 0 | 0
Cool Change Program | [15 empty] | #N/A | [17 empty] | 0 | 0 | 0 | 0 | 0 | 0 | 0 | 0 | 0 | 0 | 0 | 0 | 0 | 0 | 0 | 0 | 0 | 0 | 0 | 0 | 0 | 0 | 0 | 0 | 0 | 0 | 0 | 0 | 0
Cool Change Program | [15 empty] | #N/A | [17 empty] | 0 | 0 | 0 | 0 | 0 | 0 | 0 | 0 | 0 | 0 | 0 | 0 | 0 | 0 | 0 | 0 | 0 | 0 | 0 | 0 | 0 | 0 | 0 | 0 | 0 | 0 | 0 | 0 | 0
Cool Change Program | [15 empty] | #N/A | [17 empty] | 0 | 0 | 0 | 0 | 0 | 0 | 0 | 0 | 0 | 0 | 0 | 0 | 0 | 0 | 0 | 0 | 0 | 0 | 0 | 0 | 0 | 0 | 0 | 0 | 0 | 0 | 0 | 0 | 0
Cool Change Program | [15 empty] | #N/A | [17 empty] | 0 | 0 | 0 | 0 | 0 | 0 | 0 | 0 | 0 | 0 | 0 | 0 | 0 | 0 | 0 | 0 | 0 | 0 | 0 | 0 | 0 | 0 | 0 | 0 | 0 | 0 | 0 | 0 | 0
Cool Change Program | [15 empty] | #N/A | [17 empty] | 0 | 0 | 0 | 0 | 0 | 0 | 0 | 0 | 0 | 0 | 0 | 0 | 0 | 0 | 0 | 0 | 0 | 0 | 0 | 0 | 0 | 0 | 0 | 0 | 0 | 0 | 0 | 0 | 0
Cool Change Program | [15 empty] | #N/A | [17 empty] | 0 | 0 | 0 | 0 | 0 | 0 | 0 | 0 | 0 | 0 | 0 | 0 | 0 | 0 | 0 | 0 | 0 | 0 | 0 | 0 | 0 | 0 | 0 | 0 | 0 | 0 | 0 | 0 | 0
Cool Change Program | [15 empty] | #N/A | [17 empty] | 0 | 0 | 0 | 0 | 0 | 0 | 0 | 0 | 0 | 0 | 0 | 0 | 0 | 0 | 0 | 0 | 0 | 0 | 0 | 0 | 0 | 0 | 0 | 0 | 0 | 0 | 0 | 0 | 0
Cool Change Program | [15 empty] | #N/A | [17 empty] | 0 | 0 | 0 | 0 | 0 | 0 | 0 | 0 | 0 | 0 | 0 | 0 | 0 | 0 | 0 | 0 | 0 | 0 | 0 | 0 | 0 | 0 | 0 | 0 | 0 | 0 | 0 | 0 | 0
Cool Change Program | [15 empty] | #N/A | [17 empty] | 0 | 0 | 0 | 0 | 0 | 0 | 0 | 0 | 0 | 0 | 0 | 0 | 0 | 0 | 0 | 0 | 0 | 0 | 0 | 0 | 0 | 0 | 0 | 0 | 0 | 0 | 0 | 0 | 0
Cool Change Program | [15 empty] | #N/A | [17 empty] | 0 | 0 | 0 | 0 | 0 | 0 | 0 | 0 | 0 | 0 | 0 | 0 | 0 | 0 | 0 | 0 | 0 | 0 | 0 | 0 | 0 | 0 | 0 | 0 | 0 | 0 | 0 | 0 | 0
Cool Change Program | [15 empty] | #N/A | [17 empty] | 0 | 0 | 0 | 0 | 0 | 0 | 0 | 0 | 0 | 0 | 0 | 0 | 0 | 0 | 0 | 0 | 0 | 0 | 0 | 0 | 0 | 0 | 0 | 0 | 0 | 0 | 0 | 0 | 0
Cool Change Program | [15 empty] | #N/A | [17 empty] | 0 | 0 | 0 | 0 | 0 | 0 | 0 | 0 | 0 | 0 | 0 | 0 | 0 | 0 | 0 | 0 | 0 | 0 | 0 | 0 | 0 | 0 | 0 | 0 | 0 | 0 | 0 | 0 | 0
Cool Change Program | [15 empty] | #N/A | [17 empty] | 0 | 0 | 0 | 0 | 0 | 0 | 0 | 0 | 0 | 0 | 0 | 0 | 0 | 0 | 0 | 0 | 0 | 0 | 0 | 0 | 0 | 0 | 0 | 0 | 0 | 0 | 0 | 0 | 0
Cool Change Program | [15 empty] | #N/A | [17 empty] | 0 | 0 | 0 | 0 | 0 | 0 | 0 | 0 | 0 | 0 | 0 | 0 | 0 | 0 | 0 | 0 | 0 | 0 | 0 | 0 | 0 | 0 | 0 | 0 | 0 | 0 | 0 | 0 | 0
Cool Change Program | [15 empty] | #N/A | [17 empty] | 0 | 0 | 0 | 0 | 0 | 0 | 0 | 0 | 0 | 0 | 0 | 0 | 0 | 0 | 0 | 0 | 0 | 0 | 0 | 0 | 0 | 0 | 0 | 0 | 0 | 0 | 0 | 0 | 0
Do NOT enter program data in this row or below. The Spreadsheet will not evaluate any such data.
Lists of Dimensions and their Labels
|  |  | Climate Zones |  |  |  | Measure Types for Measure Life | Measure Types for NTGR | Gas Sector | Gas Savings Profile | Combustor Type |  | Residential | AC-NC | Heat_Pump-NC | Refrig-RC | AC_Cooling-RC | HeatPump_Heating_Only-RC | HeatPump_ThroughWall-RC | HeatPump_WtrHt-RC | HorizAxisClothesWasher-RC | CFL-RC | Residential Pool Pumps
|  |  | 6 |  |  |  | NONRESIDENTIAL MEASURES: |  | Residential | Summer Only | Large Boilers (>100 MMBtu/hr Heat Input):Uncontrolled |  | Small_Office | Hi_Perf_Glass-NC | Lo_Gain_Wndw-NC | Wtr_Cool_Chiller-NC | Package_AC-NC | <65K_AC_Split-NC | <65K_AC_Pckg-NC | <65K_EvapCool-NC | 65K-135K_Air_AC-NC | 65K-135_Wtr_AC-NC | >135K_Air_AC-NC | >135K_Wtr_AC-NC | Hi_Eff_AC_Mtr-NC | Var_Spd_AC_Mtr-NC | DayLt_Cntrl-NC | Lighting-NC | Economy_cycle-Ret | New_AC-Ret | New_HtPmp-Ret | Roof_insul-Ret | Wall_insul-Ret | 2006 Qtr 1: Window_Tint-Ret; 2006 Qtr 2: Reduce_Cooling_Load-Ret; 2006 Qtr 3: IndoorLt; 2006 Qtr 4: Occupancy Sensor; 2007 Qtr 1: Refrigeration; 2007 Qtr 2: DayLt & Controls; 2007 Qtr 3: Perimter Lt Control; 2007 Qtr 4: Pool HtPmp; 2008 Qtr 1: DHW HtPmp
|  |  | 8 |  |  |  | **************************************************************** | Appliance early retirement and replacement 0.80 | Commercial | Winter Only | Large Boilers (>100 MMBtu/hr Heat Input):Controlled Low NOx Burner |  | Large_Office | Hi_Perf_Glass-NC | Lo_Gain_Wndw-NC | Wtr_Cool_Chiller-NC | >135K_Air_AC-NC | >135K_Wtr_AC-NC | Hi_Eff_AC_Mtr-NC | Var_Spd_AC_Mtr-NC | DayLt_Cntrl-NC | Lighting-NC | Economy_cycle-Ret | New_AC-Ret | New_HtPmp-Ret | Roof_insul-Ret | Wall_insul-Ret | Window_Tint-Ret | Reduce_Cooling_Load-Ret | IndoorLt | Occupancy Sensor | Refrigeration | DayLt & Controls | 2006 Qtr 1: Perimter Lt Control; 2006 Qtr 2: Pool HtPmp; 2006 Qtr 3: DHW HtPmp
|  |  | 9 |  |  |  | Ballast – Dimmable: NR - 11 | California Home Energy Efficiency Rating System (CHEERS) | Core | Annual | Large Boilers (>100 MMBtu/hr Heat Input):Controlled – Flue Gas Recirculation |  | Small_Retail_Store | Package_AC-NC | <65K_AC_Split-NC | <65K_AC_Pckg-NC | <65K_EvapCool-NC | 65K-135K_Air_AC-NC | 65K-135_Wtr_AC-NC | Lighting-NC | Economy_cycle-Ret | Evap_Cooling-Ret | Replace_Chiller-Ret | New_AC-Ret | New_HtPmp-Ret | Roof_insul-Ret | Wall_insul-Ret | Reduce_Cooling_Load-Ret | IndoorLt | Occupancy Sensor | Refrigeration | DayLt & Controls | Perimter Lt Control | 2006 Qtr 1: Pool HtPmp; 2006 Qtr 2: DHW HtPmp
|  |  | 10 |  |  |  | Ballast – Electronic: NR - 11 | Residential Audits 0.72 |  |  | Small Boilers (<100 MMBtu/hr Heat Input):Uncontrolled |  | Large_Retail_Store | Wtr_Cool_Chiller-NC | >135K_Air_AC-NC | >135K_Wtr_AC-NC | Hi_Eff_AC_Mtr-NC | Var_Spd_AC_Mtr-NC | Lighting-NC | Economy_cycle-Ret | Evap_Cooling-Ret | Replace_Chiller-Ret | New_AC-Ret | New_HtPmp-Ret | Roof_insul-Ret | Wall_insul-Ret | Reduce_Cooling_Load-Ret | IndoorLt | Occupancy Sensor | Refrigeration | DayLt & Controls | Perimter Lt Control | Pool HtPmp | 2006 Qtr 1: DHW HtPmp
|  |  | 13 |  |  |  | Fluorescent Fixture – T8: C/I/A - 11 | Refrigerator Recycling 0.35 |  |  | Small Boilers (<100 MMBtu/hr Heat Input):Controlled Low NOx Burner |  | Grocery_Store | Hi_Perf_Glass-NC | Lo_Gain_Wndw-NC | Wtr_Cool_Chiller-NC | 65K-135_Wtr_AC-NC | >135K_Air_AC-NC | >135K_Wtr_AC-NC | Hi_Eff_AC_Mtr-NC | Var_Spd_AC_Mtr-NC | DayLt_Cntrl-NC | Lighting-NC | Refrigeration | DayLt & Controls | Perimter Lt Control | Pool HtPmp | DHW HtPmp | bar: 2006 Qtr 1 to 2008 Qtr 1
|  |  | 14 |  |  |  | Fixture: T8 Lamp & Electronic Ballast: C/I/A - 11 | Freezer Recycling 0.54 |  |  | Small Boilers (<100 MMBtu/hr Heat Input):Controlled – Flue Gas Recirculation |  | Food_Store | New_AC-Ret | New_HtPmp-Ret | Roof_insul-Ret | Wall_insul-Ret | Reduce_Cooling_Load-Ret | Lower_Cond_temp-Ret | IndoorLt | Refrigeration | DayLt & Controls | Perimter Lt Control | Pool HtPmp | DHW HtPmp | bar: 2006 Qtr 1 to 2008 Qtr 1
|  |  | 15 |  |  |  | T8 Fixtures – 17 Watt Lamp, 2ft or 32-watt Lamp, 4ft 11 | Residential Contractor Program 0.89 |  |  | Residential Furnaces (<0.3):Uncontrolled |  | Restaurant | Economy_cycle-Ret | Evap_Cooling-Ret | New_AC-Ret | New_HtPmp-Ret | IndoorLt | Refrigeration | DayLt & Controls | Perimter Lt Control | Pool HtPmp | DHW HtPmp | bar: 2006 Qtr 1 to 2008 Qtr 1
|  |  | 16 |  |  |  | T8 Lamps: C/I/A - 5 | Emerging Technologies 0.83 |  |  |  |  | Fast_Food_Restaurant | Hi_Perf_Glass-NC | Lo_Gain_Wndw-NC | Package_AC-NC | <65K_AC_Split-NC | <65K_AC_Pckg-NC | <65K_EvapCool-NC | 65K-135K_Air_AC-NC | 65K-135_Wtr_AC-NC | DayLt_Cntrl-NC | Lighting-NC | Refrigeration | DayLt & Controls | Perimter Lt Control | Pool HtPmp | DHW HtPmp | bar: 2006 Qtr 1 to 2008 Qtr 1
|  |  | System |  |  |  | High Efficiency Lighting (HID): NR - 16 | All other residential programs 0.80 |  |  |  |  | Sit_Down_Restaurant | Hi_Perf_Glass-NC | Lo_Gain_Wndw-NC | <65K_AC_Split-NC | <65K_AC_Pckg-NC | <65K_EvapCool-NC | 65K-135K_Air_AC-NC | 65K-135_Wtr_AC-NC | >135K_Air_AC-NC | >135K_Wtr_AC-NC | DayLt_Cntrl-NC | Lighting-NC | Refrigeration | DayLt & Controls | Perimter Lt Control | Pool HtPmp | DHW HtPmp | bar: 2006 Qtr 1 to 2008 Qtr 1
[7 empty] | High Output T5 Fixture: NR - 16 |  | Electric Rate | Gas Rate |  |  | Storage_Building | <65K_AC_Split-NC | <65K_AC_Pckg-NC | <65K_EvapCool-NC | >135K_Air_AC-NC | >135K_Wtr_AC-NC | Lighting-NC | Refrigeration | DayLt & Controls | Perimter Lt Control | Pool HtPmp | DHW HtPmp | bar: 2006 Qtr 1 to 2008 Qtr 1
[7 empty] | Indoor or Outdoor Lighting System Modification: NR - 13.5 | Advanced water heating systems 1.00 | System | System |  |  | Refrigerated_Warehouse | New_AC-Ret | New_HtPmp-Ret | IndoorLt | Refrigeration | DayLt & Controls | Perimter Lt Control | Pool HtPmp | DHW HtPmp | bar: 2006 Qtr 1 to 2008 Qtr 1
[7 empty] | Lighting Controls: NR - 16 | Agricultural and Dairy Incentives 0.75 | System | System |  |  | Non-Refrig._Warehouse | New_AC-Ret | New_HtPmp-Ret | Roof_insul-Ret | Wall_insul-Ret | Reduce_Cooling_Load-Ret | IndoorLt | Occupancy Sensor | Refrigeration | DayLt & Controls | Perimter Lt Control | Pool HtPmp | DHW HtPmp | bar: 2006 Qtr 1 to 2008 Qtr 1
[7 empty] | Daylighting Controls; NR - 16 | Coin Laundry and Dry Cleaner Education 0.70 | System | 0 |  |  | Hotel_Motel | Wtr_Cool_Chiller-NC | Package_AC-NC | >135K_Air_AC-NC | >135K_Wtr_AC-NC | Var_Spd_AC_Mtr-NC | Lighting-NC | Replace_Chiller-Ret | New_AC-Ret | New_HtPmp-Ret | Roof_insul-Ret | Wall_insul-Ret | Reduce_Cooling_Load-Ret | IndoorLt | Occupancy Sensor | Refrigeration | DayLt & Controls | Perimter Lt Control | Pool HtPmp | DHW HtPmp | bar: 2006 Qtr 1 to 2008 Qtr 1
[7 empty] | Lighting Power Density: NR - 11 | Commercial and agricultural information, tools, or design assistance services | System |  |  |  | Medical_Clinic | Replace_Chiller-Ret | New_AC-Ret | New_HtPmp-Ret | Roof_insul-Ret | Wall_insul-Ret | IndoorLt | Refrigeration | DayLt & Controls | Perimter Lt Control | Pool HtPmp | DHW HtPmp | bar: 2006 Qtr 1 to 2008 Qtr 1
[7 empty] | Exit Sign – CF Hardware Kit/LED/ Electro-Luminescent: NR - 16 | Comprehensive Space Conditioning 1.00 | System |  |  |  | School | Hi_Perf_Glass-NC | Lo_Gain_Wndw-NC | Wtr_Cool_Chiller-NC | Package_AC-NC | >135K_Air_AC-NC | >135K_Wtr_AC-NC | Hi_Eff_AC_Mtr-NC | Var_Spd_AC_Mtr-NC | DayLt_Cntrl-NC | Lighting-NC | Refrigeration | DayLt & Controls | Perimter Lt Control | Pool HtPmp | DHW HtPmp | bar: 2006 Qtr 1 to 2008 Qtr 1
[7 empty] | Occupancy Sensor: NR - 8 | Lodging Education 0.70 |  |  |  |  | K_thru_12_School | New_AC-Ret | New_HtPmp-Ret | Roof_insul-Ret | Wall_insul-Ret | IndoorLt | Occupancy Sensor | Refrigeration | DayLt & Controls | Perimter Lt Control | Pool HtPmp | DHW HtPmp | bar: 2006 Qtr 1 to 2008 Qtr 1
[7 empty] | Photocell: NR - 8 | Express Efficiency (rebates) 0.96 |  |  |  |  | College_University | Hi_Perf_Glass-NC | Lo_Gain_Wndw-NC | Wtr_Cool_Chiller-NC | 65K-135K_Air_AC-NC | 65K-135_Wtr_AC-NC | >135K_Air_AC-NC | >135K_Wtr_AC-NC | Hi_Eff_AC_Mtr-NC | Var_Spd_AC_Mtr-NC | DayLt_Cntrl-NC | Lighting-NC | Economy_cycle-Ret | Evap_Cooling-Ret | New_AC-Ret | New_HtPmp-Ret | Roof_insul-Ret | Wall_insul-Ret | Reduce_Cooling_Load-Ret | IndoorLt | Refrigeration | 2006 Qtr 1: DayLt & Controls; 2006 Qtr 2: Perimter Lt Control; 2006 Qtr 3: Pool HtPmp; 2006 Qtr 4: DHW HtPmp
[7 empty] | Time Clock – Lighting: NR - 8 | Energy Management Services, including audits (for small and medium customers) |  |  |  |  | Assembly | Hi_Perf_Glass-NC | Lo_Gain_Wndw-NC | Wtr_Cool_Chiller-NC | >135K_Air_AC-NC | >135K_Wtr_AC-NC | Hi_Eff_AC_Mtr-NC | Var_Spd_AC_Mtr-NC | DayLt_Cntrl-NC | Lighting-NC | Refrigeration | DayLt & Controls | Perimter Lt Control | Pool HtPmp | DHW HtPmp | bar: 2006 Qtr 1 to 2008 Qtr 1
[7 empty] | Induction Lamps: NR - 2 | Food Services Equipment Retrofit 1.00 |  |  |  |  | Trans_Comm_Util | Replace_Chiller-Ret | New_AC-Ret | New_HtPmp-Ret | Roof_insul-Ret | Wall_insul-Ret | Reduce_Cooling_Load-Ret | IndoorLt | Occupancy Sensor | Refrigeration | DayLt & Controls | Perimter Lt Control | Pool HtPmp | DHW HtPmp | bar: 2006 Qtr 1 to 2008 Qtr 1
[7 empty] | Induction Fixture: NR - 16 | Industrial Information and Services 0.74 |  |  |  |  | Misc._Commercial | Economy_cycle-Ret | New_AC-Ret | New_HtPmp-Ret | Roof_insul-Ret | Wall_insul-Ret | Reduce_Cooling_Load-Ret | IndoorLt | Outdoor Lt | DayLt & Controls | Perimter Lt Control | Pool HtPmp | DHW HtPmp | Frig Barrier | Refrigeration | Commercial Whole Building | Occupancy Sensor | bar: 2006 Qtr 1 to 2008 Qtr 1
[7 empty] | Delamp/reflectors: C/I - 11 | Large Standard Performance Contract 0.7011 |  |  |  |  | Industrial | Replace_Chiller-Ret | New_AC-Ret | New_HtPmp-Ret | Roof_insul-Ret | Wall_insul-Ret | Reduce_Cooling_Load-Ret | IndoorLt | Industrial | Occupancy Sensor | Refrigeration | DayLt & Controls | Perimter Lt Control | Pool HtPmp | DHW HtPmp | bar: 2006 Qtr 1 to 2008 Qtr 1
[7 empty] | Optical Reflectors- new construction: Ind, NRNC - 12 | All other nonresidential programs 0.80 |  |  |  |  | Agricultural | Replace_Chiller-Ret | New_AC-Ret | New_HtPmp-Ret | Roof_insul-Ret | Wall_insul-Ret | Reduce_Cooling_Load-Ret | IndoorLt | Ag & Water Pumping | Occupancy Sensor | Refrigeration | DayLt & Controls | Perimter Lt Control | Pool HtPmp | DHW HtPmp | bar: 2006 Qtr 1 to 2008 Qtr 1
[7 empty] | Optical Reflectors- retrofit: NR - 10 | New Construction |  |  |  |  | Hospital | Hi_Perf_Glass-NC | Lo_Gain_Wndw-NC | Wtr_Cool_Chiller-NC | >135K_Air_AC-NC | >135K_Wtr_AC-NC | Hi_Eff_AC_Mtr-NC | Var_Spd_AC_Mtr-NC | DayLt_Cntrl-NC | Lighting-NC | Replace_Chiller-Ret | New_AC-Ret | New_HtPmp-Ret | Roof_insul-Ret | Wall_insul-Ret | IndoorLt | Refrigeration | DayLt & Controls | Perimter Lt Control | Pool HtPmp | DHW HtPmp | bar: 2006 Qtr 1 to 2008 Qtr 1
[7 empty] | HID fixture: Interior, >= 176 Watts lamp: Ind - 16 | Industrial and Agricultural Process 0.94
[7 empty] | HID fixture: Interior, 251-400 Watt lamp: Com - 16 | Industrial new construction incentives 0.62
[7 empty] | CFL Fixture: Pin based CFL fixture: Com - 12.0 | Savings by Design 0.8212
[7 empty] | Screw-in CFL: Education - Primary School: NR - 5.6 | All other new construction programs 0.80
Screw-in CFL: Education - Secondary School: NR - 3.5
Screw-in CFL: Education - Community College: NR - 2.1
Screw-in CFL: Education - University: NR - 2.6
Screw-in CFL: Grocery: NR - 1.4
Screw-in CFL: Health/Medical - Hospital: NR - 0.9
Screw-in CFL: Health/Medical - Nursing Home: NR - 0.9
Screw-in CFL: Lodging - Hotel: NR - 0.9
Screw-in CFL: Lodging - Motel: NR - 0.9
Screw-in CFL: Lodging - Guest Rooms: NR - 7.0
Screw-in CFL: Manufacturing - Light Industrial: NR - 2.8
Screw-in CFL: Office - Large: NR - 2.9
Screw-in CFL: Office - Small: NR - 3.2
Screw-in CFL: Restaurant - Sit-Down: NR - 2.3
Screw-in CFL: Restaurant - Fast-Food: NR - 1.3
Screw-in CFL: Retail - 3-Story Large: NR - 1.9
Screw-in CFL: Retail - Single-Story Large: NR - 1.8
Screw-in CFL: Retail - Small: NR - 2.1
Screw-in CFL: Storage - Conditioned: NR - 2.8
Screw-in CFL: Storage - Unconditioned: NR - 2.8
Screw-in CFL: Warehouse - Refrigerated: NR - 3.1
HVAC/Refrigeration – SPC: NR - 16
Chiller – High Efficiency: NR - 20
Chiller – Variable Speed Drive: NR - 20
Water Cooled Chillers: NR - 20
Air Conditioners – High Efficiency: NR - 15
Packaged HVAC Systems: NR - 15
Install HVAC EMS: Com - 14
AC Packaged Terminal Units: NR - 15
Evaporative Coolers: NR - 15
Boiler – High Efficiency: NR - 20
Cooling Towers/Evaporative Condenser: NR - 15
Heat Pump – Split System: NR - 15
Heat Pump with Integrated Water Heating: NR - 10
Ground Source Heat Pump: NR - 15
Reduce Internal Load: NR - 15
Insulation: NR - 20
Insulation Package: NR - 20
Reflective Window Film: NR - 10
Bypass/Delay Timer(lighting): NR - 8
Set-Back Thermostat: NR - 11
Time Clock - HVAC: NR - 10
HVAC/Space Heating/Efficiency (Gas): NR - 18
Nonresidential Gas – AC: NR - 20
Adjustable speed drive, application unknown: Ag - 10
Adjustable speed drive, application unknown: Com - 10
Adjustable Speed Drive: HVAC fan, 50 HP Max: Com - 10
Pump repair: Ag - 11
Injection molding machines: Ind - 15
Plastic extusion equipment: Ind - 15
Process cooling: Ind - 15
Process equipment insulation: Ind - 15
Horizontal Clothes Washer: NR - 10
Efficient Dishwashing: NR - 5
Water Heater Controls: NR - 15
Cooking measures , Assorted: Com - 12
Water Heater – Gas: NR - 15
Domestic Hot Water Boiler (Gas): NR - 20
Auto Closer for Cooler/Freezer: NR - 8
Door Gaskets: NR - 4
Floating Head Pressure: NR - 16
Heatless Door: NR - 16
Humidistat Control for Anti-Sweat Heater: NR - 12
Insulation on Refrigeration Suction Line: NR - 11
Night Covers for Display Cases: NR - 5
PSC Evaporator Motor – Walkin/ Display: NR - 15
Refrigeration Case Doors – Glass/Acrylic: NR - 12
Refrigerator Case with Doors: NR - 12
Refrigerator Condensate Evaporator – Elec/Non Elec: NR - 8
Strip Curtains for Walk-Ins: NR - 4
Ballast: Electronic, for display case: NR - 11
Defrost: NR - 16
FHP & EFF Conditioner: NR - 16
High-efficiency Liquid Suction Heat Exchangers: NR - 16
Night Shields on Refrigerator and Freezer Cases: NR - 5
Walk-in Refrigerator or Freezer: Evaporative Fan Controller: NR - 5
Multiplec Refrigeration Systems/Supermarket Systems: NR - 10
Kiln/Oven/Furnace: NR - 18
Thermal Night Curtains: NR - 5
Custom Measures – SPC: NR - 15
Local Government Partnership: NR - 11
Audits: NR - 3
Plug Load Sensor: NR - 10
Information: NR - 1
High Efficiency Motors: NR - 15
Process Overhaul: NR - 20
System Controls: NR - 15
RESIDENTIAL MEASURES
****************************************************************
T8 Fixtures ; lamp or ballast: Res - 15
Pin based CFL Fixture: Res - 16
CFL: Indoor Screw in: Res - 9.4
CFL: Outdoor Screw in: Res - 7
Torchiere: Res - 9
Air Conditioners with SEER >= 11.0: Res - 18
Central Air Conditioners: Res - 18
Duct Testing: Res NC - 18
High Energy Efficiency Ducts: Res - 18
Whole House Fan: Res - 15
Evaporative Cooler: Res - 15
Glazing - Low E Double / Low Shade Coefficient: Res - 20
Heat Pump - Electric: Res - 15
Insulation - Ceiling / Floor / Walls: Res - 20
A/C with Integrated Water Heating: Res - 10
Programmable Thermostat: Res - 12
Audits: Res - 3
Gas Cooktops: Res - 20
Gas Dryer Stub: Res - 18
Energy-Efficient Furnaces: Res - 18
Refrigerator Recycling: Res - 10
Refrigerator - Energy Efficient; 20% more efficient: Res - 18
Refrigerators: Res - 18
GENERIC USEFUL LIVES:
****************************************************************
0.1
0.2
0.3
0.4
0.5
0.6
0.7
0.8
0.9
1
1.1
1.2
1.3
1.4
1.5
1.6
1.7
1.8
1.9
2
2.1
2.2
2.3
2.4
2.5
2.6
2.7
2.8
2.9
3
3.1
3.2
3.3
3.4
3.5
3.6
3.7
3.8
3.9
4
4.1
4.2
4.3
4.4
4.5
4.6
4.7
4.8
4.9
5
5.1
5.2
5.3
5.4
5.5
5.6
5.7
5.8
5.9
6
6.1
6.2
6.3
6.4
6.5
6.6
6.7
6.8
6.9
7
7.1
7.2
7.3
7.4
7.5
7.6
7.7
7.8
7.9
8
8.1
8.2
8.3
8.4
8.5
8.6
8.7
8.8
8.9
9
9.1
9.2
9.3
9.4
9.5
9.6
9.7
9.8
9.9
10
10.1
10.2
10.3
10.4
10.5
10.6
10.7
10.8
10.9
11
11.1
11.2
11.3
11.4
11.5
11.6
11.7
11.8
11.9
12
12.1
12.2
12.3
12.4
12.5
12.6
12.7
12.8
12.9
13
13.1
13.2
13.3
13.4
13.5
13.6
13.7
13.8
13.9
14
14.1
14.2
14.3
14.4
14.5
14.6
14.7
14.8
14.9
15
15.1
15.2
15.3
15.4
15.5
15.6
15.7
15.8
15.9
16
16.1
16.2
16.3
16.4
16.5
16.6
16.7
16.8
16.9
17
17.1
17.2
17.3
17.4
17.5
17.6
17.7
17.8
17.9
18
19
20