## Raw Data from SCE (hidden)
Facility SIC | SIC Name | S/A Count | Total kWh | Mean kWh | Total kW | Mean kW
| Missing SIC Code | 122 | 3480848 | 28532 | 1497 | 12
11 | SCE COMPANY USE | 17 | 1331081 | 78299 | 133 | 8
111 | WHEAT | 151 | 9471285 | 62724 | 5635 | 37
112 | RICE | 2 | 423553 | 211777 | 203 | 102
115 | CORN | 271 | 18493930 | 68243 | 9356 | 35
119 | CASH GRAINS NEC | 75 | 2486398 | 33152 | 1817 | 24
131 | COTTON | 502 | 21268796 | 42368 | 14609 | 29
133 | SUGAR CROPS | 1 | 3940 | 3940 | 6 | 6
134 | IRISH POTATOES | 13 | 2030019 | 156155 | 1233 | 95
139 | FIELD CROPS EXCEPT CASH GRAINS NEC | 753 | 49701756 | 66005 | 26544 | 35
161 | VEGETABLES AND MELONS | 466 | 49261851 | 105712 | 27449 | 59
171 | BERRY CROPS | 190 | 14357945 | 75568 | 14134 | 74
172 | GRAPES | 988 | 73094627 | 73982 | 61355 | 62
173 | TREE NUTS | 1137 | 38436661 | 33805 | 31808 | 28
174 | CITRUS FRUITS | 5795 | 136005472 | 23469 | 213661 | 37
175 | DECIDUOUS TREE FRUITS | 588 | 16649292 | 28315 | 14031 | 24
179 | FRUITS AND TREE NUTS NEC | 958 | 30114225 | 31434 | 21947 | 23
181 | ORNAMENTAL NURSERY PRODUCTS | 613 | 80704141 | 131654 | 31828 | 52
182 | FOOD CROPS GROWN UNDER COVER | 17 | 5514921 | 324407 | 2522 | 148
191 | GENERAL FARMS PRIMARILY CROP | 2202 | 118612436 | 53866 | 65260 | 30
211 | BEEF CATTLE FEEDLOTS | 16 | 496181 | 31011 | 282 | 18
212 | BEEF CATTLE EXCEPT FEEDLOTS | 406 | 10783247 | 26560 | 6507 | 16
213 | HOGS | 27 | 958561 | 35502 | 549 | 20
214 | SHEEP AND GOATS | 15 | 59589 | 3973 | 207 | 14
219 | GENERAL LIVESTOCK NEC | 5 | 11865 | 2373 | 15 | 3
241 | DAIRY FARMS | 1841 | 303943404 | 165097 | 101037 | 55
251 | BROILER FRYER AND ROASTER CHICKENS | 5 | 1271861 | 254372 | 535 | 107
252 | CHICKEN EGGS | 130 | 23796735 | 183052 | 7512 | 58
253 | TURKEYS AND TURKEY EGGS | 9 | 383253 | 42584 | 213 | 24
254 | POULTRY HATCHERIES | 15 | 1603066 | 106871 | 500 | 33
259 | POULTRY AND EGGS NEC | 16 | 580162 | 36260 | 224 | 14
271 | FUR-BEARING ANIMALS AND RABBITS | 2 | 2379 | 1190 | 22 | 11
272 | HORSES AND OTHER EQUINES | 220 | 5133866 | 23336 | 3947 | 18
273 | ANIMAL AQUACULTURE | 37 | 3515658 | 95018 | 847 | 23
279 | ANIMAL SPECIALTIES NEC | 21 | 1883321 | 89682 | 625 | 30
291 | GENERAL FARMS PRIMARILY LIVESTOCK | 21 | 270870 | 12899 | 215 | 10
711 | SOIL PREPARATION SERVICES | 3 | 226910 | 75637 | 110 | 37
721 | CROP PLANTING AND PROTECTION | 10 | 514481 | 51448 | 230 | 23
722 | CROP HARVESTING | 1 | 65418 | 65418 | 29 | 29
723 | CROP PREPARATION SERVICES FOR MARKET | 206 | 152125709 | 738474 | 56720
275
724 | COTTON GINNING | 17 | 25664046 | 1509650 | 17197 | 1012
741 | VETERINARY SERVICES FARM LIVESTOCK | 4 | 142411 | 35603 | 85 | 21
742 | VETERINARY SERVICES SPECIALTIES | 250 | 18724458 | 74898 | 7943 | 32
751 | LIVESTOCK SERVICES EXC SPECIALTIES | 6 | 597821 | 99637 | 197 | 33
752 | ANIMAL SPECIALTY SERVICES | 135 | 9113095 | 67504 | 3741 | 28
761 | FARM LABOR CONTRACTORS | 5 | 106674 | 21335 | 68 | 14
762 | FARM MANAGEMENT SERVICES | 13 | 284090 | 21853 | 226 | 17
781 | LANDSCAPE COUNSELING AND PLANNING | 14 | 1611449 | 115104 | 647 | 46
782 | LAWN AND GARDEN SERVICES | 77 | 4796469 | 62292 | 2375 | 31
783 | ORNAMENTAL SHRUB AND TREE SERVICES | 6 | 79768 | 13295 | 75 | 13
789 | UNDEFINED SIC CODE | 645 | 64068199 | 99331 | 30602 | 47
811 | TIMBER TRACTS | 33 | 314092 | 9518 | 179 | 5
851 | FORESTRY SERVICES | 25 | 1767805 | 70712 | 824 | 33
912 | FINFISH | 1 | 2730 | 2730 | 8 | 8
919 | MISCELLANEOUS MARINE PRODUCTS | 1 | 206220 | 206220 | 65 | 65
921 | FISH HATCHERIES AND PRESERVES | 27 | 6599845 | 244439 | 1578 | 58
971 | HUNTING TRAPPING GAME PROPAGATION | 15 | 742608 | 49507 | 428 | 29
1041 | GOLD ORES | 4 | 703487 | 175872 | 226 | 57
1099 | METAL ORES NFC | 7 | 146687 | 20955 | 442 | 63
1311 | CRUDE PETROLEUM AND NATURAL GAS | 302 | 113452821 | 375672 | 21900 | 73
1389 | OIL AND GAS FIELD SERVICES NEC | 2 | 15989 | 7995 | 8 | 4
1422 | CRUSHED AND BROKEN LIMESTONE | 1 | 7260 | 7260 | 30 | 30
1423 | CRUSHED AND BROKEN GRANITE | 6 | 133652 | 22275 | 99 | 17
1442 | CONSTRUCTION SAND AND GRAVEL | 29 | 7325220 | 252594 | 2895 | 100
1474 | POTASH SODA AND BORATE MINERALS | 12 | 2943096 | 245258 | 939 | 78
1479 | CHEMICAL AND FERTILIZER MINING | 2 | 0 | 0 | 10 | 5
1521 | SINGLE-FAMILY HOUSING CONSTRUCTION | 5 | 49849 | 9970 | 74 | 15
1531 | OPERATIVE BUILDERS | 32 | 1253370 | 39168 | 1113 | 35
1541 | INDUSTRIAL BUILDINGS AND WAREHOUSES | 2 | 10278 | 5139 | 7 | 3
1542 | NONRESIDENTIAL CONSTRUCTION NEC | 8 | 335779 | 41972 | 149 | 19
1543 | PGE TEMPORARY SERVICES FOR CONS. | 26 | 6588193 | 253392 | 2894 | 111
1611 | HIGHWAY AND STREET CONSTRUCTION | 4 | 23348 | 5837 | 63 | 16
1623 | WATER SEWER AND UTILITY LINES | 3 | 73905 | 24635 | 47 | 16
1629 | HEAVY CONSTRUCTION NEC | 6 | 20912 | 3485 | 21 | 3
1711 | PLUMBING HEATING AIR CONDITIONING | 5 | 1353505 | 270701 | 257 | 51
1721 | PAINTING PAPER HANGING DECORATING | 2 | 2354 | 1177 | 6 | 3
1731 | ELECTRICAL WORK | 5 | 76568 | 15314 | 46 | 9
1741 | MASONRY AND OTHER STONEWORK | 1 | 867 | 867 | 7 | 7
1742 | PLASTERING DRYWALL AND INSULATION | 2 | 24411 | 12206 | 12 | 6
1751 | CARPENTERING | 1 | 616 | 616 | 4 | 4
1761 | ROOFING AND SHEET METAL WORK | 1 | 3380 | 3380 | 4 | 4
1771 | CONCRETE WORK | 2 | 14969 | 7485 | 15 | 8
1781 | WATER WELL DRILLING | 2 | 20692 | 10346 | 10 | 5
1794 | EXCAVATING AND FOUNDATION WORK | 8 | 148910 | 18614 | 147 | 18
1799 | SPECIAL TRADE CONTRACTORS NEC | 2 | 5753 | 2877 | 4 | 2
2011 | MEAT PACKING PLANTS | 1 | 7092 | 7092 | 11 | 11
2013 | SAUSAGES AND OTHER PREPARED MEATS | 2 | 1234060 | 617030 | 247 | 124
2021 | CREAMERY BUTTER | 2 | 114318 | 57159 | 203 | 102
2022 | CHEESE NATURAL AND PROCESSED | 1 | 28949274 | 28949274 | 4284 | 4284
2023 | CONDENSED AND EVAPORATED MILK | 1 | 7781567 | 7781567 | 1797 | 1797
2024 | ICE CREAM AND FROZEN DESERTS | 1 | 6156416 | 6156416 | 1384 | 1384
2026 | FLUID MILK | 6 | 30955193 | 5159199 | 6721 | 1120
2033 | CANNED FRUITS AND VEGETABLES | 2 | 6978 | 3489 | 5 | 3
2034 | DEHYDRATED FRUITS VEGETABLES SOUPS | 1 | 283496 | 283496 | 369 | 369
2037 | FROZEN FRUITS AND VEGETABLES | 8 | 5858309 | 732289 | 1662 | 208
2041 | FLOUR AND OTHER GRAIN MILL PRODUCTS | 1 | 2238985 | 2238985 | 497 | 497
2048 | PREPARED FEEDS NEC | 7 | 10332606 | 1476087 | 3851 | 550
2068 | SALTED AND ROAST NUTS & SEEDS | 4 | 6834446 | 1708612 | 4940 | 1235
2077 | ANIMAL AND MARINE FATS AND OILS | 1 | 1670 | 1670 | 4 | 4
2084 | WINES BRANDY AND BRANDY SPIRITS | 7 | 3584089 | 512013 | 2059 | 294
2092 | FRESH OR FROZEN PACKAGED FISH | 1 | 98100 | 98100 | 33 | 33
2097 | MANUFACTURED ICE | 1 | 807890 | 807890 | 373 | 373
2261 | FINISHING PLANTS COTTON | 1 | 4208556 | 4208556 | 876 | 876
2331 | WOMENS & MISSES BLOUSES & WAISTS | 1 | 11300 | 11300 | 20 | 20
2392 | HOUSE FURNISHINGS NEC | 1 | 288120 | 288120 | 104 | 104
2394 | CANVAS AND RELATED PRODUCTS | 1 | 3134 | 3134 | 1 | 1
2395 | PLEATING AND STITCHING | 1 | 25000 | 25000 | 24 | 24
2396 | AUTOMOTIVE AND APPAREL TRIMMINGS | 2 | 459760 | 229880 | 188 | 94
2411 | LOGGING | 1 | 11322 | 11322 | 4 | 4
2421 | SAWMILLS AND PLANING MILLS GENERAL | 2 | 223544 | 111772 | 66 | 33
2448 | WOOD PALLETS AND SKIDS | 1 | 0 | 0 | 19 | 19
2449 | WOOD CONTAINERS NEC | 1 | 272946 | 272946 | 102 | 102
2499 | WOOD PRODUCTS EXCL RECONST. | 1 | 201380 | 201380 | 155 | 155
2511 | WOOD HOUSEHOLD FURNITURE | 1 | 32280 | 32280 | 39 | 39
2542 | PARTITIONS AND FIXTURES NOT WOOD | 1 | 8243 | 8243 | 2 | 2
2653 | CORRUGATED AND SOLID FIBER BOXES | 8 | 1363934 | 170492 | 653 | 82
2656 | SANITARY FOOD CONTAINERS | 2 | 10680 | 5340 | 91 | 46
2676 | SANITARY PAPER PRODUCTS | 1 | 20140 | 20140 | 45 | 45
2721 | PERIODICALS | 2 | 528480 | 264240 | 229 | 115
2731 | BOOK PUBLISHING | 1 | 97020 | 97020 | 94 | 94
2752 | COMMERCIAL PRINTING LITHOGRAPHIC | 6 | 5941131 | 990189 | 1130 | 188
2759 | COMMERCIAL PRINTING NEC | 2 | 930200 | 465100 | 416 | 208
2789 | BOOKBINDING AND RELATED WORK | 2 | 166836 | 83418 | 59 | 30
2813 | INDUSTRIAL GASES | 1 | 26547803 | 26547803 | 9763 | 9763
2819 | INDUSTRIAL INORGANIC CHEMICALS NEC | 19 | 347777 | 18304 | 457 | 24
2834 | PHARMACEUTICAL PREPARATIONS | 3 | 434099 | 144700 | 269 | 90
2851 | PAINTS AND ALLIED PRODUCTS | 2 | 206784 | 103392 | 85 | 43
2869 | INDUST ORGANIC CHEM EXCL HYDRAZ | 1 | 576080 | 576080 | 215 | 215
2873 | NITROGENOUS FERTILIZERS | 3 | 163510 | 54503 | 233 | 78
2875 | FERTILIZERS MIXING ONLY | 3 | 26073 | 8691 | 109 | 36
2911 | PETROLEUM REFINING | 6 | 2217435 | 369573 | 513 | 86
2951 | PAVING MIXTURES AND BLOCKS | 3 | 3020 | 1007 | 88 | 29
2992 | LUBRICATING OILS AND GREASES | 1 | 556960 | 556960 | 113 | 113
3069 | FABR RUBBER PROD EXCL MECH RUB GDS | 1 | 278968 | 278968 | 224 | 224
3084 | PLASTIC PIPE | 2 | 12692 | 6346 | 15 | 8
3085 | PLASTIC BOTTLES | 1 | 4626 | 4626 | 57 | 57
3089 | PLASTIC PRODUCTS | 3 | 179180 | 59727 | 167 | 56
3241 | CEMENT HYDRAULIC | 12 | 992113 | 82676 | 901 | 75
3271 | CONCRETE BLOCK AND BRICK | 1 | 1956098 | 1956098 | 421 | 421
3272 | CONCRETE PRODUCTS NEC | 2 | 26520 | 13260 | 8 | 4
3273 | READY-MIXED CONCRETE | 11 | 780007 | 70910 | 381 | 35
3429 | HARDWARE NEC | 1 | 3680 | 3680 | 71 | 71
3444 | SHEET METAL WORK EXCL. CURTAIN WALL | 1 | 34344 | 34344 | 34 | 34
3469 | METAL STAMPINGS NEC | 1 | 3136211 | 3136211 | 718 | 718
3471 | PLATING AND POLISHING | 3 | 154020 | 51340 | 91 | 30
3479 | METAL COATING AND ALLIED SERVICES | 1 | 53940 | 53940 | 115 | 115
3483 | AMMUNITION EXC FOR SMALL ARMS NEC | 1 | 120 | 120 | 4 | 4
3499 | FABRICATED METAL PRODUCTS NEC | 1 | 65040 | 65040 | 35 | 35
3523 | FARM MACHINERY AND EQUIPMENT | 3 | 104200 | 34733 | 87 | 29
3541 | MACHINE TOOLS METAL CUTTING TYPES | 1 | 0 | 0 | 1 | 1
3544 | SPECIAL DIES TOOLS JIGS & FIXTURES | 1 | 28680 | 28680 | 49 | 49
3559 | SPECIAL INDUSTRY MACHINERY NEC | 1 | 30300 | 30300 | 61 | 61
3561 | PUMPS AND PUMPING EQUIP | 1 | 6819 | 6819 | 3 | 3
3569 | GENERAL INDUSTRIAL MACHINERY NEC | 1 | 858501 | 858501 | 379 | 379
3589 | SERVICE INDUSTRY MACHINERY NEC | 1 | 16137 | 16137 | 55 | 55
3599 | MACHINERY EXCEPT ELECTRICAL NEC | 9 | 685329 | 76148 | 357 | 40
3613 | SWITCHGEAR AND SWITCHBOARD APPARATUS | 1 | 26460 | 26460 | 34 | 34
3675 | ELECTRONIC CAPACITORS | 1 | 500400 | 500400 | 96 | 96
3679 | ELECTRONIC COMPONENTS NEC | 1 | 3612 | 3612 | 11 | 11
3692 | PRIMARY BATTERIES DRY AND WET | 1 | 28485 | 28485 | 21 | 21
3713 | TRUCK AND BUS BODIES | 1 | 2520 | 2520 | 44 | 44
3714 | MOTOR VEHICLE PARTS AND ACCESSORIES | 2 | 102297 | 51149 | 48 | 24
3721 | AIRCRAFT | 3 | 111515901 | 37171967 | 17760 | 5920
3829 | MEASURING & CONTROLLING DEVICES NEC | 1 | 1524356 | 1524356 | 430 | 430
3841 | SURGICAL AND MEDICAL INSTRUMENTS | 4 | 2880247 | 720062 | 668 | 167
3842 | SURGICAL APPLIANCES AND SUPPLIES | 1 | 442560 | 442560 | 143 | 143
3861 | PHOTOGRAPHIC EQUIPMENT AND SUPPLIES | 1 | 135360 | 135360 | 67 | 67
4011 | RAILROADS LINE-HAUL OPERATING | 6 | 92239 | 15373 | 599 | 100
4018 | PGE RR SWITCHING AND SIGNALS | 2 | 33372 | 16686 | 24 | 12
4111 | LOCAL AND SUBURBAN TRANSIT | 2 | 332560 | 166280 | 156 | 78
4119 | LOCAL PASSENGER TRANSPORTATION NEC | 1 | 50560 | 50560 | 22 | 22
4212 | LOCAL TRUCKING WITHOUT STORAGE | 17 | 681345 | 40079 | 418 | 25
4213 | TRUCKING EXCEPT LOCAL | 5 | 23600 | 4720 | 130 | 26
4214 | LOCAL TRUCKING AND STORAGE | 3 | 7260 | 2420 | 158 | 53
4221 | FARM PRODUCT WAREHOUSING AND STORAGE | 1 | 909858 | 909858 | 205 | 205
4222 | REFRIGERATED WAREHOUSING | 42 | 23661461 | 563368 | 13555 | 323
4225 | GENERAL WAREHOUSING AND STORAGE | 4 | 169727 | 42432 | 62 | 15
4311 | US POSTAL SERVICE | 2 | 297000 | 148500 | 99 | 50
4491 | MARINE CARGO HANDLING | 1 | 3636 | 3636 | 4 | 4
4493 | MARINAS | 1 | 12014 | 12014 | 55 | 55
4512 | AIR TRANS SCHEDULED | 1 | 457120 | 457120 | 119 | 119
4581 | AIR PORTS AND SERVICES | 21 | 1768487 | 84214 | 745 | 35
4612 | CRUDE PETROLEUM PIPE LINES | 2 | 32880 | 16440 | 160 | 80
4731 | FREIGHT TRANS. ARRANGEMENT | 6 | 3687631 | 614605 | 1072 | 179
4785 | INSPECTION AND FIXED FACILITIES | 1 | 192 | 192 | 9 | 9
4812 | RADIOTELEPHONE COMMUNIC. | 3 | 141870 | 47290 | 38 | 13
4813 | TELEPHONE COMMUNICATION | 3 | 5510837 | 1836946 | 935 | 312
4832 | RADIO BROADCASTING | 3 | 165896 | 55299 | 87 | 29
4841 | CABLE AND PAY TV | 47 | 522859 | 11125 | 170 | 4
4899 | COMMUNICATION SERVICES NEC | 3 | 1250599 | 416866 | 228 | 76
4911 | ELECTRIC SERVICES | 8 | 441247 | 55156 | 256 | 32
4923 | GAS TRANSMISSION AND DISTRIBUTION | 2 | 472389 | 236195 | 113 | 57
4924 | NATURAL GAS DISTRIBUTION | 1 | 1150 | 1150 | 0 | 0
4931 | ELECTRIC AND OTHER SERVICES COMBINED | 16 | 92516 | 5782 | 133 | 8
4932 | GAS AND OTHER SERVICES COMBINED | 1 | 75860 | 75860 | 56 | 56
4941 | WATER SUPPLY | 4815 | 1777118558 | 369080 | 599535 | 125
4952 | SEWERAGE SYSTEMS | 1124 | 502727513 | 447266 | 185577 | 165
4953 | REFUSE SYSTEMS | 43 | 5040684 | 117225 | 3116 | 72
4959 | SANITARY SERVICES NEC | 15 | 1212215 | 80814 | 884 | 59
4971 | IRRIGATION SYSTEMS | 334 | 97687076 | 292476 | 40487 | 121
4983 | UNDEFINED SIC CODE | 3 | 3060526 | 1020175 | 2030 | 677
4988 | PGE ELECTRICITY FROM WIND | 2 | 452500 | 226250 | 318 | 159
5012 | AUTOMOBILES AND OTHER MOTOR VEHICLES | 2 | 280320 | 140160 | 184 | 92
5013 | NEW AUTO PARTS AND SUPPLIES | 3 | 74582 | 24861 | 159 | 53
5014 | TIRES AND TUBES | 3 | 28140 | 9380 | 69 | 23
5015 | USED MOTOR VEHICLE PARTS | 2 | 18698 | 9349 | 14 | 7
5021 | FURNITURE | 2 | 3400 | 1700 | 56 | 28
5023 | HOME FURNISHINGS | 4 | 332016 | 83004 | 249 | 62
5031 | LUMBER PLYWOOD AND MILLWORK | 1 | 156 | 156 | 4 | 4
5032 | BRICK,STONE, ETC | 1 | 601680 | 601680 | 224 | 224
5045 | COMPUTERS, PERIPH. & SOFTWARE | 3 | 463340 | 154447 | 166 | 55
5051 | METALS SERVICE CENTERS AND OFFICES | 3 | 498651 | 166217 | 371 | 124
5063 | ELECTRICAL APPARATUS AND EQUIPMENT | 2 | 352410 | 176205 | 114 | 57
5064 | ELECTRICAL APPLIANCES TV AND RADIOS | 1 | 400880 | 400880 | 104 | 104
5065 | ELECTRONIC PARTS AND EQUIPMENT | 4 | 1226217 | 306554 | 452 | 113
5072 | HARDWARE | 1 | 556320 | 556320 | 186 | 186
5074 | PLUMBING & HYDRONIC HEATING SUPPLIES | 1 | 0 | 0 | 22 | 22
5082 | CONSTRUCTION AND MINING MACHINERY | 1 | 106800 | 106800 | 46 | 46
5083 | FARM MACHINERY AND EQUIPMENT | 7 | 534952 | 76422 | 243 | 35
5084 | INDUSTRIAL MACHINERY AND EQUIPMENT | 4 | 17579 | 4395 | 76 | 19
5091 | SPORT AND RECREATIONAL GOODS | 5 | 197960 | 39592 | 278 | 56
5093 | SCRAP AND WASTE MATERIALS | 4 | 478413 | 119603 | 502 | 126
5099 | DURABLE GOODS NEC | 2 | 237840 | 118920 | 93 | 47
5111 | PRINTING AND WRITING PAPER | 2 | 46660 | 23330 | 26 | 13
5113 | INDUSTRIAL & PERSONAL SERVICE PAPER | 3 | 13920 | 4640 | 21 | 7
5122 | DRUGS PROPRIETARIES AND SUNDRIES | 2 | 357935 | 178968 | 88 | 44
5131 | PIECE GOODS AND NOTIONS | 2 | 197620 | 98810 | 96 | 48
5136 | MENS AND BOYS CLOTHING | 1 | 163560 | 163560 | 108 | 108
5139 | FOOTWEAR | 1 | 48000 | 48000 | 26 | 26
5141 | GROCERIES GENERAL LINE | 2 | 133730 | 66865 | 104 | 52
5144 | POULTRY AND POULTRY PRODUCTS | 3 | 1820798 | 606933 | 376 | 125
5148 | FRESH FRUITS AND VEGETABLES | 5 | 3242752 | 648550 | 1269 | 254
5149 | GROCERIES AND RELATED PRODUCTS NEC | 3 | 178483 | 59494 | 78 | 26
5154 | LIVESTOCK | 5 | 24980 | 4996 | 24 | 5
5169 | CHEMICAL AND ALLIED NEC | 1 | 108060 | 108060 | 131 | 131
5182 | WINES AND DISTILLED BEVERAGES | 2 | 122680 | 61340 | 35 | 18
5191 | FARM SUPPLIES | 11 | 932909 | 84810 | 852 | 77
5193 | FLOWERS & FLORIST SUPPLIES | 11 | 564324 | 51302 | 225 | 20
5199 | NONDURABLE GOODS NEC | 4 | 141120 | 35280 | 187 | 47
5211 | LUMBER AND OTHER BUILDING MATERIALS | 3 | 2380 | 793 | 223 | 74
5251 | HARDWARE STORES | 1 | 491520 | 491520 | 160 | 160
5261 | RETAIL NURSERIES AND GARDEN STORES | 16 | 835977 | 52249 | 400 | 25
5311 | DEPARTMENT STORES W OVER 50 EMPL | 8 | 22762 | 2845 | 550 | 69
5318 | ?EPARTMENT STORES | 19 | 1559201 | 82063 | 976 | 51
5331 | VARIETY STORES | 2 | 195156 | 97578 | 73 | 37
5399 | MISC GENERAL MERCHANDISE STORES | 2 | 188049 | 94025 | 41 | 21
5411 | GROCERY STORES | 23 | 7660417 | 333062 | 1568 | 68
5421 | MEAT & FISH MARKETS | 5 | 9313196 | 1862639 | 1781 | 356
5431 | FRUIT STORES AND VEGETABLES MARKETS | 4 | 304740 | 76185 | 122 | 30
5451 | DAIRY PRODUCTS STORES | 2 | 121104 | 60552 | 61 | 31
5461 | RETAIL BAKERIES | 6 | 275724 | 45954 | 110 | 18
5499 | MISCELLANEOUS FOOD STORES | 4 | 128993 | 32248 | 177 | 44
5511 | NEW AND USED CAR DEALERS | 7 | 4068780 | 581254 | 1028 | 147
5521 | USED CAR DEALERS | 2 | 108060 | 54030 | 57 | 29
5531 | AUTO AND HOME SUPPLY STORES | 3 | 163689 | 54563 | 78 | 26
5541 | GASOLINE SERVICE STATIONS | 18 | 2322689 | 129038 | 618 | 34
5621 | WOMENS READY-TO-WEAR STORES | 6 | 261983 | 43664 | 126 | 21
5651 | FAMILY CLOTHING STORES | 1 | 130644 | 130644 | 27 | 27
5661 | SHOE STORES | 5 | 406178 | 81236 | 160 | 32
5699 | MISCELLANEOUS APPAREL & ACCESSORIES | 1 | 41424 | 41424 | 33 | 33
5712 | FURNITURE STORES | 5 | 298206 | 59641 | 117 | 23
5719 | MISC HOME FURNISHINGS STORES | 1 | 45870 | 45870 | 34 | 34
5734 | COMPUTER AND SOFTWARE STORES | 1 | 23040 | 23040 | 16 | 16
5736 | MUSICAL INSTRUMENTS | 1 | 154800 | 154800 | 77 | 77
5812 | EATING PLACES | 60 | 6191573 | 103193 | 2031 | 34
5813 | DRINKING PLACES | 7 | 33171 | 4739 | 22 | 3
5912 | DRUG STORES AND PROPRIETARY STORES | 4 | 1707830 | 426958 | 306 | 77
5921 | LIQUOR STORES | 12 | 824820 | 68735 | 255 | 21
5932 | USED MERCHANDISE STORES | 2 | 153030 | 76515 | 50 | 25
5941 | SPORTING GOODS AND BICYCLE SHOPS | 6 | 389484 | 64914 | 234 | 39
5943 | STATIONERY STORES | 1 | 14856 | 14856 | 13 | 13
5947 | GIFT NOVELTY AND SOUVENIR SHOPS | 3 | 152616 | 50872 | 60 | 20
5949 | SEWING NEEDLEWORK AND PIECE GOODS | 1 | 177109 | 177109 | 64 | 64
5963 | DIRECT SELLING ORGANIZATIONS | 2 | 143132 | 71566 | 34 | 17
5984 | LIQUEFIED PETROLEUM GAS DEALERS | 3 | 8972 | 2991 | 29 | 10
5992 | FLORISTS | 5 | 506916 | 101383 | 195 | 39
5999 | MISCELLANEOUS RETAIL STORES NEC | 3 | 14760 | 4920 | 63 | 21
6021 | NATIONAL COMMERCIAL BANKS | 3 | 320920 | 106973 | 97 | 32
6162 | MORTGAGE BANKERS AND CORRESPONDENTS | 2 | 190500 | 95250 | 137 | 69
6321 | ACCIDENT AND HEALTH INSURANCE | 1 | 78000 | 78000 | 25 | 25
6361 | TITLE INSURANCE | 1 | 32310 | 32310 | 7 | 7
6411 | INSURANCE AGENTS BROKERS & SERVICE | 3 | 48728 | 16243 | 30 | 10
6512 | NONRESIDENTIAL BUILDING OPERATORS | 65 | 10012429 | 154037 | 4677 | 72
6513 | APARTMENT BUILDING OPERATORS | 41 | 2590428 | 63181 | 664 | 16
6514 | DWELLING OPERATORS EXC APARTMENTS | 296 | 21410471 | 72333 | 8694 | 29
6515 | MOBILE HOME SITE OPERATORS | 113 | 4051910 | 35858 | 2252 | 20
6519 | REAL PROPERTY LESSORS NEC | 1 | 28926 | 28926 | 10 | 10
6531 | REAL ESTATE AGENTS AND MANAGERS | 16 | 1152148 | 72009 | 755 | 47
6552 | SUBDIVIDERS AND DEVELOPERS NEC | 13 | 1161831 | 89372 | 539 | 41
6553 | CEMETERY SUBDIVIDERS AND DEVELOPERS | 93 | 6644599 | 71447 | 4444 | 48
6561 | PGE VACANT BUILDING - NO TENANT | 72 | 2236210 | 31058 | 2189 | 30
6799 | INVESTORS NEC | 7 | 26640 | 3806 | 17 | 2
7011 | HOTELS MOTELS AND TOURIST COURTS | 55 | 9757115 | 177402 | 2727 | 50
7021 | ROOMING AND BOARDING HOUSES | 3 | 223215 | 74405 | 82 | 27
7032 | SPORTING AND RECREATIONAL CAMPS | 26 | 463260 | 17818 | 266 | 10
7033 | TRAILERING PARKS FOR TRANSIENTS | 88 | 3799065 | 43171 | 1750 | 20
7041 | MEMBERSHIP-BASIS ORGANIZATION HOTELS | 1 | 1 | 1 | 7 | 7
7212 | GARMENT PRESSING & CLEANERS AGENTS | 1 | 43457 | 43457 | 28 | 28
7215 | COIN-OPERATED LAUNDRIES AND CLEANING | 7 | 376500 | 53786 | 171 | 24
7216 | DRY CLEANING PLANTS EXCEPT RUG | 4 | 119964 | 29991 | 89 | 22
7218 | INDUSTRIAL LAUNDERERS | 1 | 399185 | 399185 | 260 | 260
7221 | PHOTOGRAPHIC STUDIOS PORTRAIT | 1 | 12015 | 12015 | 4 | 4
7231 | BEAUTY SHOPS | 6 | 94352 | 15725 | 78 | 13
7251 | SHOE REPAIR AND HAT CLEANING SHOPS | 1 | 30786 | 30786 | 26 | 26
7261 | FUNERAL SERVICE AND CREMATORIES | 2 | 88684 | 44342 | 68 | 34
7291 | TAX PREPARATION SERVICES | 1 | 1169 | 1169 | 1 | 1
7299 | MISCELLANEOUS PERSONAL SERVICES | 9 | 227745 | 25305 | 110 | 12
7318 | ?ADIO TV PUBLISHER REPRESENTATIVES | 3 | 16175 | 5392 | 0 | 0
7331 | DIRECT MAIL ADVERTISING SERVICES | 3 | 490440 | 163480 | 165 | 55
7336 | COMMERCIAL PHOTOGRAPHY AND ART | 3 | 114614 | 38205 | 103 | 34
7342 | DISINFECTING AND EXTERMINATING | 1 | 3816 | 3816 | 6 | 6
7343 | ?ISINFECTING AND EXTERMINATING | 268 | 0 | 0 | 0 | 0
7353 | HEAVY CONSTR. EQUIPMENT | 1 | 10840 | 10840 | 19 | 19
7359 | EQUIPMENT RENTAL & LEASING NEC | 2 | 37017 | 18509 | 17 | 8
7371 | CUSTOM COMPUTER PROGRAMMING | 1 | 421680 | 421680 | 236 | 236
7378 | COMPUTER MAINTENANCE & REPAIR | 1 | 39000 | 39000 | 58 | 58
7379 | COMPUTER RELATED SERVICES NEC | 2 | 5609 | 2805 | 6 | 3
7389 | BUSINESS SERVICES NEC | 22 | 4849947 | 220452 | 1617 | 73
7521 | AUTOMOBILE PARKING | 1 | 4151 | 4151 | 4 | 4
7532 | TOP & BODY REPAIR & PAINT SHOPS | 5 | 122608 | 24522 | 94 | 19
7534 | TIRE RETREADING AND REPAIR SHOPS | 1 | 3460 | 3460 | 2 | 2
7536 | AUTO GLASS SHOPS | 1 | 9920 | 9920 | 80 | 80
7537 | AUTO TRANSMISSION SHOPS | 1 | 629 | 629 | 1 | 1
7538 | GENERAL AUTOMOTIVE REPAIR SHOPS | 2 | 5729 | 2865 | 7 | 3
7542 | CAR WASHES | 4 | 391793 | 97948 | 181 | 45
7549 | AUTOMOTIVE SERVICES NEC | 2 | 43747 | 21874 | 24 | 12
7623 | REFRIGERATION SERVICE AND REPAIR | 2 | 2192 | 1096 | 5 | 2
7629 | ELECTRICAL REPAIR SHOPS NEC | 2 | 100000 | 50000 | 37 | 19
7641 | REUPHOLSTERY AND FURNITURE REPAIR | 1 | 9342 | 9342 | 1 | 1
7692 | WELDING REPAIR | 5 | 147004 | 29401 | 109 | 22
7699 | REPAIR SERVICES NEC | 16 | 286126 | 17883 | 163 | 10
7812 | MOTION PICTURE & VIDEO PRODUCTION | 4 | 327083 | 81771 | 132 | 33
7841 | VIDEO TAPE RENTAL | 3 | 86966 | 28989 | 27 | 9
7911 | DANCE HALLS STUDIOS AND SCHOOLS | 1 | 8328 | 8328 | 9 | 9
7941 | SPORTS CLUBS AND PROMOTERS | 1 | 255323 | 255323 | 251 | 251
7948 | RACING INCLUDING TRACK OPERATION | 4 | 22315 | 5579 | 44 | 11
7991 | PHYSICAL FITNESS FACILITIES | 1 | 12798 | 12798 | 3 | 3
7992 | PUBLIC GOLF COURSES | 253 | 42557871 | 168213 | 26229 | 104
7993 | COIN-OPERATED AMUSEMENT DEVICES | 1 | 110268 | 110268 | 32 | 32
7996 | AMUSEMENT PARKS | 6 | 1492848 | 248808 | 992 | 165
7997 | MEMBERSHIP SPORTS & RECREATION CLUBS | 283 | 53841598 | 190253 | 27368 | 97
7999 | AMUSEMENT AND RECREATION NEC | 251 | 17691868 | 70486 | 8061 | 32
8011 | OFFICES AND CLINICS OF PHYSICIANS | 24 | 2826420 | 117768 | 993 | 41
8021 | OFFICES AND CLINICS OF DENTISTS | 8 | 177667 | 22208 | 159 | 20
8049 | OFFICES OF HEALTH PRACTITIONERS NEC | 4 | 112628 | 28157 | 119 | 30
8051 | SKILLED NURSING CARE FACILITIES | 2 | 326380 | 163190 | 92 | 46
8052 | INTERMEDIATE CARE FACILITIES | 1 | 495300 | 495300 | 158 | 158
8059 | NURSING AND PERSONAL CARE NEC | 1 | 423840 | 423840 | 97 | 97
8062 | GENERAL MEDICAL & SURGICAL HOSPITALS | 1 | 86805 | 86805 | 197 | 197
8069 | SPECIALTY HOSPITALS EXC PSYCHIATRIC | 3 | 55842 | 18614 | 60 | 20
8072 | DENTAL LABORATORIES | 1 | 43788 | 43788 | 21 | 21
8082 | HOME HEALTH CARE | 1 | 110126 | 110126 | 62 | 62
8092 | KIDNEY DIALYSIS CENTERS | 1 | 225960 | 225960 | 74 | 74
8093 | SPECIAL OUTPATIENT CLINICS | 1 | 98760 | 98760 | 33 | 33
8111 | LEGAL SERVICES | 9 | 40446 | 4494 | 31 | 3
8211 | ELEMENTARY AND SECONDARY SCHOOLS | 75 | 1827940 | 24373 | 2245 | 30
8212 | PGE SECONDARY SCHOOLS -PUBLIC | 28 | 937162 | 33470 | 483 | 17
8213 | PGE ELEMENTARY SCHOOLS -PRIVATE | 5 | 58508 | 11702 | 72 | 14
8214 | PGE SECONDARY SCHOOLS -PRIVATE | 8 | 285306 | 35663 | 146 | 18
8221 | COLLEGES AND UNIVERSITIES NEC | 10 | 99767 | 9977 | 207 | 21
8222 | JUNIOR COLLEGES | 4 | 376575 | 94144 | 463 | 116
8223 | PGE PRIVATE COLL UNIV & PROFSNL SCH. | 7 | 337323 | 48189 | 263 | 38
8249 | VOCATIONAL SCHOOLS NEC | 1 | 2310 | 2310 | 1 | 1
8299 | SCHOOLS & EDUCATIONAL SERVICES NEC | 4 | 60349 | 15087 | 28 | 7
8322 | INDIVIDUAL AND FAMILY SERVICES | 5 | 247374 | 49475 | 191 | 38
8351 | CHILD DAY CARE SERVICES | 8 | 167183 | 20898 | 136 | 17
8361 | RESIDENTIAL CARE | 14 | 469648 | 33546 | 229 | 16
8412 | MUSEUMS AND ART GALLERIES | 7 | 421102 | 60157 | 246 | 35
8422 | BOTANICAL AND ZOOLOGICAL GARDENS | 9 | 183629 | 20403 | 114 | 13
8611 | BUSINESS ASSOCIATIONS | 3 | 57642 | 19214 | 17 | 6
8621 | PROFESSIONAL ORGANIZATIONS | 1 | 4320 | 4320 | 15 | 15
8641 | CIVIC AND SOCIAL ASSOCIATIONS | 14 | 682842 | 48774 | 213 | 15
8661 | RELIGIOUS ORGANIZATIONS | 59 | 1148110 | 19459 | 1010 | 17
8699 | MEMBERSHIP ORGANIZATIONS NEC | 1 | 8004 | 8004 | 9 | 9
8711 | ENGINEER SERVICES | 8 | 240229 | 30029 | 95 | 12
8712 | ARCHITECT SERVICES | 1 | 26841 | 26841 | 2 | 2
8721 | ACCOUNTING AUDITING ETC. | 2 | 43507 | 21754 | 24 | 12
8733 | NON COMMERCIAL RESEARCH ORGANIZ. | 3 | 718100 | 239367 | 232 | 77
8734 | TESTING LABORATORIES | 2 | 246120 | 123060 | 58 | 29
8741 | MANAGEMENT SERV. | 2 | 125139 | 62570 | 58 | 29
8744 | FACILITIES SUPPORT SERVICES | 3 | 180015 | 60005 | 598 | 199
8748 | BUSINESS CONSULTING NEC | 1 | 55692 | 55692 | 23 | 23
8811 | PRIVATE HOUSEHOLDS | 2473 | 21532170 | 8707 | 15194 | 6
8819 | UNDEFINED SIC CODE | 1 | 2639 | 2639 | 11 | 11
8999 | SERVICES NEC | 3 | 522365 | 174122 | 144 | 48
9111 | EXECUTIVE OFFICES | 7 | 745631 | 106519 | 383 | 55
9199 | GENERAL GOVERNMENT NEC | 15 | 3022987 | 201532 | 861 | 57
9221 | POLICE PROTECTION | 4 | 925559 | 231390 | 219 | 55
9223 | CORRECTIONAL INSTITUTIONS | 27 | 6568599 | 243281 | 2609 | 97
9224 | FIRE PROTECTION | 14 | 1126085 | 80435 | 324 | 23
9225 | PGE TRAFFIC CONTROL (9250) | 31 | 116268 | 3751 | 0 | 0
9226 | PGE STREETLIGHTS (9250) | 6 | 1570038 | 261673 | 1065 | 178
9229 | PUBLIC ORDER AND SAFETY NEC | 3 | 6550 | 2183 | 179 | 60
9411 | ADMIN OF EDUCATIONAL PROGRAMS | 2 | 30480 | 15240 | 21 | 11
9441 | ADMIN OF SOCIAL & MANPOWER PROGRAM | 1 | 418680 | 418680 | 122 | 122
9511 | AIR WATER & SOLID WASTE MANAGEMENT | 2 | 672453 | 336227 | 263 | 132
9512 | LAND MINERAL WILDLIFE CONSERVATION | 15 | 212882 | 14192 | 281 | 19
9532 | URBAN AND COMMUNITY DEVELOPMENT | 4 | 322118 | 80530 | 222 | 56
9621 | REGULATION ADMIN OF TRANSPORTATION | 4 | 7928 | 1982 | 26 | 6
9711 | NATIONAL SECURITY | 21 | 3693988 | 175904 | 2235 | 106
9990 | NEW ACCOUNTS - NOT CLASSIFIED | 78 | 22444 | 288 | 722 | 9
9999 | NONCLASSIFIABLE ESTABLISHMENTS | 698 | 7329953 | 10501 | 8102 | 12

## Formatted Data 1 (hidden)
SIC | SIC Name | S/A Count | Total kWh | Total kW | Mean kWh | Mean kW
111 | WHEAT | 151 | 9471285 | 5635 | 62724 | 37
112 | RICE | 2 | 423553 | 203 | 211777 | 102
115 | CORN | 271 | 18493930 | 9356 | 68243 | 35
119 | CASH GRAINS | 75 | 2486398 | 1817 | 33152 | 24
131 | COTTON | 502 | 21268796 | 14609 | 42368 | 29
133 | SUGAR CROPS | 1 | 3940 | 6 | 3940 | 6
134 | IRISH POTATOES | 13 | 2030019 | 1233 | 156155 | 95
139 | FIELD CROPS EXCEPT CASH GRAINS | 753 | 49701756 | 26544 | 66005 | 35
161 | VEGETABLES AND MELONS | 466 | 49261851 | 27449 | 105712 | 59
171 | BERRY CROPS | 190 | 14357945 | 14134 | 75568 | 74
172 | GRAPES | 988 | 73094627 | 61355 | 73982 | 62
173 | TREE NUTS | 1137 | 38436661 | 31808 | 33805 | 28
174 | CITRUS FRUITS | 5795 | 136005472 | 213661 | 23469 | 37
175 | DECIDUOUS TREE FRUITS | 588 | 16649292 | 14031 | 28315 | 24
179 | OTHER FRUITS AND TREE NUTS | 958 | 30114225 | 21947 | 31434 | 23
182 | FOOD CROPS GROWN UNDER COVER | 17 | 5514921 | 2522 | 324407 | 148
191 | GENERAL FARMS PRIMARILY CROP | 2202 | 118612436 | 65260 | 53866 | 30
181 | ORNAMENTAL NURSERY PRODUCTS | 613 | 80704141 | 31828 | 131654 | 52
211 | BEEF CATTLE FEEDLOTS | 16 | 496181 | 282 | 31011 | 18
212 | BEEF CATTLE EXCEPT FEEDLOTS | 406 | 10783247 | 6507 | 26560 | 16
213 | HOGS | 27 | 958561 | 549 | 35502 | 20
214 | SHEEP AND GOATS | 15 | 59589 | 207 | 3973 | 14
219 | GENERAL LIVESTOCK | 5 | 11865 | 15 | 2373 | 3
251 | BROILER FRYER AND ROASTER CHICKENS | 5 | 1271861 | 535 | 254372 | 107
252 | CHICKEN EGGS | 130 | 23796735 | 7512 | 183052 | 58
253 | TURKEYS AND TURKEY EGGS | 9 | 383253 | 213 | 42584 | 24
254 | POULTRY HATCHERIES | 15 | 1603066 | 500 | 106871 | 33
259 | OTHER POULTRY AND EGGS | 16 | 580162 | 224 | 36260 | 14
271 | FUR-BEARING ANIMALS AND RABBITS | 2 | 2379 | 22 | 1190 | 11
272 | HORSES AND OTHER EQUINES | 220 | 5133866 | 3947 | 23336 | 18
273 | ANIMAL AQUACULTURE | 37 | 3515658 | 847 | 95018 | 23
279 | OTHER ANIMAL SPECIALTIES | 21 | 1883321 | 625 | 89682 | 30
291 | GENERAL FARMS PRIMARILY LIVESTOCK | 21 | 270870 | 215 | 12899 | 10
241 | DAIRY FARMS | 1841 | 303943404 | 101037 | 165097 | 55
921 | FISH HATCHERIES AND PRESERVES | 27 | 6599845 | 1578 | 244439 | 58
723 | CROP PREPARATION SERVICES FOR MARKET | 206 | 152125709 | 56720 | 738474
724 | COTTON GINNING | 17 | 25664046 | 17197 | 1509650 | 1012
2011 | MEAT PACKING PLANTS | 1 | 7092 | 11 | 7092 | 11
2026 | FLUID MILK | 6 | 30955193 | 6721 | 5159199 | 1120
2037 | FROZEN FRUITS AND VEGETABLES | 8 | 5858309 | 1662 | 732289 | 208
2092 | FRESH OR FROZEN PACKAGED FISH | 1 | 98100 | 33 | 98100 | 33
4221 | FARM PRODUCT WAREHOUSING AND STORAGE | 1 | 909858 | 205 | 909858 | 205
4222 | REFRIGERATED WAREHOUSING | 42 | 23661461 | 13555 | 563368 | 323
4941 | WATER SUPPLY | 4815 | 1777118558 | 599535 | 369080 | 125
4952 | SEWERAGE SYSTEMS | 1124 | 502727513 | 185577 | 447266 | 165
4971 | IRRIGATION SYSTEMS | 334 | 97687076 | 40487 | 292476 | 121

## Formatted Data 2 (hidden)
SIC | SIC Name | S/A Count | Total kWh | Total kW | Mean kWh | Mean kW
111 | WHEAT | 151 | 9471285 | 5635 | 62724 | 37
112 | RICE | 2 | 423553 | 203 | 211777 | 102
115 | CORN | 271 | 18493930 | 9356 | 68243 | 35
119 | CASH GRAINS | 75 | 2486398 | 1817 | 33152 | 24
131 | COTTON | 502 | 21268796 | 14609 | 42368 | 29
133 | SUGAR CROPS | 1 | 3940 | 6 | 3940 | 6
134 | IRISH POTATOES | 13 | 2030019 | 1233 | 156155 | 95
139 | FIELD CROPS EXCEPT CASH GRAINS | 753 | 49701756 | 26544 | 66005 | 35
161 | VEGETABLES AND MELONS | 466 | 49261851 | 27449 | 105712 | 59
171 | BERRY CROPS | 190 | 14357945 | 14134 | 75568 | 74
172 | GRAPES | 988 | 73094627 | 61355 | 73982 | 62
173 | TREE NUTS | 1137 | 38436661 | 31808 | 33805 | 28
174 | CITRUS FRUITS | 5795 | 136005472 | 213661 | 23469 | 37
175 | DECIDUOUS TREE FRUITS | 588 | 16649292 | 14031 | 28315 | 24
179 | OTHER FRUITS AND TREE NUTS | 958 | 30114225 | 21947 | 31434 | 23
182 | FOOD CROPS GROWN UNDER COVER | 17 | 5514921 | 2522 | 324407 | 148
191 | GENERAL FARMS PRIMARILY CROP | 2202 | 118612436 | 65260 | 53866 | 30
0111 to 0119 | GRIANS | 499 | 30875166 | 17011 | 61874.0802 | 34.0902
131 | COTTON | 502 | 21268796 | 14609 | 42368 | 29
133 | SUGAR CROPS | 1 | 3940 | 6 | 3940 | 6
134 | IRISH POTATOES | 13 | 2030019 | 1233 | 156155 | 95
139 | FIELD CROPS EXCEPT CASH GRAINS | 753 | 49701756 | 26544 | 66005 | 35
161 | VEGETABLES AND MELONS | 466 | 49261851 | 27449 | 105712 | 59
171 | BERRY CROPS | 190 | 14357945 | 14134 | 75568 | 74
172 | GRAPES | 988 | 73094627 | 61355 | 73982 | 62
0173 to 0179 | FRUITS AND TREE NUTS | 8478 | 221205650 | 281447 | 26091.7256 | 33.1973
191 | GENERAL FARMS PRIMARILY CROP | 2202 | 118612436 | 65260 | 53866 | 30
181 | ORNAMENTAL NURSERY PRODUCTS | 630 | 86219062 | 34350 | 136855.654 | 54.5238
211 | BEEF CATTLE FEEDLOTS | 16 | 496181 | 282 | 31011 | 18
212 | BEEF CATTLE EXCEPT FEEDLOTS | 406 | 10783247 | 6507 | 26560 | 16
213 | HOGS | 27 | 958561 | 549 | 35502 | 20
214 | SHEEP AND GOATS | 15 | 59589 | 207 | 3973 | 14
219 | GENERAL LIVESTOCK | 5 | 11865 | 15 | 2373 | 3
251 | BROILER FRYER AND ROASTER CHICKENS | 5 | 1271861 | 535 | 254372 | 107
252 | CHICKEN EGGS | 130 | 23796735 | 7512 | 183052 | 58
253 | TURKEYS AND TURKEY EGGS | 9 | 383253 | 213 | 42584 | 24
254 | POULTRY HATCHERIES | 15 | 1603066 | 500 | 106871 | 33
259 | OTHER POULTRY AND EGGS | 16 | 580162 | 224 | 36260 | 14
271 | FUR-BEARING ANIMALS AND RABBITS | 2 | 2379 | 22 | 1190 | 11
272 | HORSES AND OTHER EQUINES | 220 | 5133866 | 3947 | 23336 | 18
273 | ANIMAL AQUACULTURE | 37 | 3515658 | 847 | 95018 | 23
279 | OTHER ANIMAL SPECIALTIES | 21 | 1883321 | 625 | 89682 | 30
291 | GENERAL FARMS PRIMARILY LIVESTOCK | 21 | 270870 | 215 | 12899 | 10
211 | BEEF CATTLE FEEDLOTS | 16 | 496181 | 282 | 31011 | 18
212 | BEEF CATTLE EXCEPT FEEDLOTS | 406 | 10783247 | 6507 | 26560 | 16
0213 to 0219 | HOGS, SHEEP, GOATS AND GENERAL LIVESTOCK | 47 | 1030015 | 771 | 21915.2128 | 16.4043
0251 to 0259 | POULTRY AND EGGS | 175 | 27635077 | 8984 | 157914.7257 | 51.3371
272 | HORSES AND OTHER EQUINES | 220 | 5133866 | 3947 | 23336 | 18
273 | ANIMAL AQUACULTURE | 37 | 3515658 | 847 | 95018 | 23
921 | FISH HATCHERIES AND PRESERVES | 27 | 6599845 | 1578 | 244439 | 58
279 | OTHER ANIMAL SPECIALTIES | 21 | 1883321 | 625 | 89682 | 30
291 | GENERAL FARMS PRIMARILY LIVESTOCK | 21 | 270870 | 215 | 12899 | 10
241 | DAIRY FARMS | 1841 | 303943404 | 101037 | 165097 | 55
723 | CROP PREPARATION SERVICES FOR MARKET | 206 | 152125709 | 56720 | 738474
724 | COTTON GINNING | 17 | 25664046 | 17197 | 1509650 | 1012
2026 | FLUID MILK | 6 | 30955193 | 6721 | 5159199 | 1120
4222 | REFRIGERATED WAREHOUSING & STORAGE | 43 | 24571319 | 13760 | 571426.0233 | 320
4941 | WATER SUPPLY & IRRIGATION SYSTEMS | 5149 | 1874805634 | 640022 | 364110.63 | 124.3003
4952 | SEWERAGE SYSTEMS | 1124 | 502727513 | 185577 | 447266 | 165

## Summary
Summary Table of Savings and Impacts for the Entire Program:
| 2006 | 2007 | 2008 | Total
Financial Incentives
Pump Efficiency Improvements | 1898935.038 | 2086990.3727 | 2295639.3533 | 6281564.7639
Farm Equipment Efficiency Improvements | 635480.125 | 701074.4563 | 771322.275 | 2107876.8563
Non-Specialized Equip. Efficiency Improvements | 379775.16 | 417543.31 | 459207.8 | 1256526.27
Demand Response Bidding | 63249.9 | 235993.1 | 259592.9 | 558835.9
Total Financial Incentives | 2977440.223 | 3441601.2389 | 3785762.3283 | 10204803.7902
Gross kWh/yr Savings
Pump Efficiency Improvements | 34811116.6555 | 40032784.1538 | 46050233.7789 | 120894134.5883
Farm Equipment Efficiency Improvements | 5449706.5438 | 6010807.4805 | 6612213.1755 | 18072727.1997
Non-Specialized Equip. Efficiency Improvements | 3013458.005 | 3728796.565 | 4210742.656 | 10952997.226
Demand Response Bidding | 0 | 0 | 0 | 0
Total Gross kWh/yr savings | 43274281.2043 | 49772388.1993 | 56873189.6104 | 149919859.014
Gross kW Reduction
Pump Efficiency Improvements | 10759.7997 | 12373.7696 | 14233.7086 | 37367.278
Farm Equipment Efficiency Improvements | 801.7146 | 883.9801 | 972.4208 | 2658.1154
Non-Specialized Equip. Efficiency Improvements | 732.1224 | 866.6281 | 989.7506 | 2588.501
Demand Response Bidding | 903.57 | 3371.33 | 3708.47 | 7983.37
Total Gross kW reduction | 13197.2066 | 17495.7078 | 19904.35 | 50597.2644

## Market Segments
SIC | Market Segment | # of Accounts | Total kWh/yr | Total kW | Avg. kWh/yr | Avg. kW
0111-0119 | GRAINS | 499 | 30875166 | 17011 | 61874.0802 | 34.0902
131 | COTTON | 502 | 21268796 | 14609 | 42368 | 29
133 | SUGAR CROPS | 1 | 3940 | 6 | 3940 | 6
134 | IRISH POTATOES | 13 | 2030019 | 1233 | 156155 | 95
139 | FIELD CROPS EXCEPT CASH GRAINS | 753 | 49701756 | 26544 | 66005 | 35
161 | VEGETABLES AND MELONS | 466 | 49261851 | 27449 | 105712 | 59
171 | BERRY CROPS | 190 | 14357945 | 14134 | 75568 | 74
172 | GRAPES | 988 | 73094627 | 61355 | 73982 | 62
0173-0179 | FRUITS AND TREE NUTS | 8478 | 221205650 | 281447 | 26091.7256 | 33.1973
191 | GENERAL FARMS PRIMARILY CROP | 2202 | 118612436 | 65260 | 53866 | 30
Subtotal - Crops (#1) |  | 14092 | 580412186 | 509048 | 41187.3535 | 36.1232
181 | ORNAMENTAL NURSERY PRODUCTS (#2) | 630 | 86219062 | 34350 | 136855.654 | 54.5238
211 | BEEF CATTLE FEEDLOTS | 16 | 496181 | 282 | 31011 | 18
212 | BEEF CATTLE EXCEPT FEEDLOTS | 406 | 10783247 | 6507 | 26560 | 16
0213-0219 | HOGS, SHEEP, GOATS AND GENERAL LIVESTOCK | 47 | 1030015 | 771 | 21915.2128 | 16.4043
0251-0259 | POULTRY AND EGGS | 175 | 27635077 | 8984 | 157914.7257 | 51.3371
272 | HORSES AND OTHER EQUINES | 220 | 5133866 | 3947 | 23336 | 18
273 | ANIMAL AQUACULTURE | 37 | 3515658 | 847 | 95018 | 23
921 | FISH HATCHERIES AND PRESERVES | 27 | 6599845 | 1578 | 244439 | 58
279 | OTHER ANIMAL SPECIALTIES | 21 | 1883321 | 625 | 89682 | 30
291 | GENERAL FARMS PRIMARILY LIVESTOCK | 21 | 270870 | 215 | 12899 | 10
Subtotal - Animals (#3) |  | 970 | 57348080 | 23756 | 59121.732 | 24.4907
241 | DAIRY FARMS (#4) | 1841 | 303943404 | 101037 | 165097 | 55
723 | CROP PREPARATION SERVICES FOR MARKET | 206 | 152125709 | 56720 | 738474 | 275.3398
724 | COTTON GINNING | 17 | 25664046 | 17197 | 1509650 | 1012
2026 | FLUID MILK | 6 | 30955193 | 6721 | 5159199 | 1120
Subtotal - Ag. Processing (#5) |  | 229 | 208744948 | 80638 | 911549.9913 | 352.131
4221&4222 | REFRIGERATED WAREHOUSING & STORAGE (#6) | 43 | 24571319 | 13760 | 571426.0233 | 320
4941&4971 | WATER SUPPLY & IRRIGATION SYSTEMS (#7) | 5149 | 1874805634 | 640022 | 364110.63 | 124.3003
4952 | SEWERAGE SYSTEMS (#8) | 1124 | 502727513 | 185577 | 447266 | 165
Grand Total |  | 24078 | 3638772146 | 1588188 | 151124.3519 | 65.9601

## End-Use Breakdown
End-Use Breakdown
Market Segment/End Use | Number of Accounts | End-Use Breakdown (1) | Total kWh/yr | Total kW
1. Crops |  |  | 580412186 | 509048
- Pumping | 14092 | 81% | 470133870.66 | 412328.88
- Farm Equipment |  | 10% | 58041218.6 | 50904.8
- Non-Specialized Equipment |  | 9% | 52237096.74 | 45814.32
2. Nursery Products |  |  | 86219062 | 34350
- Pumping | 630 | 61% | 52593627.82 | 20953.5
- Farm Equipment |  | 30% | 25865718.6 | 10305
- Non-Specialized Equipment |  | 9% | 7759715.58 | 3091.5
3. Animals |  |  | 57348080 | 23756
- Pumping | 970 | 10% | 5734808 | 2375.6
- Farm Equipment |  | 70% | 40143656 | 16629.2
- Non-Specialized Equipment |  | 20% | 11469616 | 4751.2
4. Dairy Farms |  |  | 303943404 | 101037
- Pumping | 1841 | 25% | 75985851 | 25259.25
- Farm Equipment |  | 65% | 197563212.6 | 65674.05
- Non-Specialized Equipment |  | 10% | 30394340.4 | 10103.7
5. Ag. Processing |  |  | 208744948 | 80638
- Pumping | 229 | 10% | 20874494.8 | 8063.8
- Farm Equipment |  | 70% | 146121463.6 | 56446.6
- Non-Specialized Equipment |  | 20% | 41748989.6 | 16127.6
6. Ref. Warehousing & Storage |  |  | 24571319 | 13760
- Pumping | 43 | 5% | 1228565.95 | 688
- Farm Equipment |  | 70% | 17199923.3 | 9632
- Non-Specialized Equipment |  | 25% | 6142829.75 | 3440
7. Water Supply & Irrigation Systems |  |  | 1874805634 | 640022
- Pumping | 5149 | 90% | 1687325070.6 | 576019.8
- Farm Equipment |  | 0% | 0 | 0
- Non-Specialized Equipment |  | 10% | 187480563.4 | 64002.2
8. Sewerage Systems |  |  | 502727513 | 185577
- Pumping | 1124 | 60% | 301636507.8 | 111346.2
- Farm Equipment |  | 30% | 150818253.9 | 55673.1
- Non-Specialized Equipment |  | 10% | 50272751.3 | 18557.7
Total Ag Market |  |  | 3638772146 | 1588188
- Pumping | 24078 | 71.88% | 2615512796.63 | 1157035.03
- Farm Equipment |  | 17.47% | 635753446.6 | 265264.75
- Non-Specialized Equipment |  | 10.65% | 387505902.77 | 165888.22
Sources:
(1) Energy Market Profiles, Volume 3: 1999 Industrial Buildings, Equipment, and Energy Use,
EPRICSG, Palo Alto, CA: 2001.

## Pumping Impacts
Program Impacts Estimation - Pump Efficiency Improvements
| 2005 | 2006 | 2007 | 2008 | Notes
Total projected kWh/yr due to pumps | 2615512796.63 | 2667823052.5626 | 2721179513.6139 | 2775603103.8861 | 1
Total projected kW due to pumps | 1157035.03 | 1180175.7306 | 1203779.2452 | 1227854.8301 | 1
# of pumps tested, SCE | 4255 | 4425.2 | 4602.208 | 4786.2963 | 2, 3
# of pumps tested, contracted | 0 | 442.52 | 486.772 | 535.4492 | 4, 5
Total number of pumps tested | 4255 | 4867.72 | 5088.98 | 5321.7455
# of pumps tested & need repair/retrofit | 2730 | 3123.12 | 3265.08 | 3414.4219 | 2, 6
Pump kWh/yr tested & need repair/retrofit | 608614502 | 696254990.288 | 727902944.392 | 761196592.1094 | 7, 8
Pump kW tested & needing repair/retrofit | 269235.2718 | 308005.1509 | 322005.385 | 336733.6313 | 8, 9
Implementation Rate (%) | 33% | 36.3% | 39.93% | 43.92% | 10, 11
# of pumps actually repaired/retrofited | 900.9 | 1133.6926 | 1303.7464 | 1499.7165
Pump kWh/yr actually repaired/retrofited | 200842785.66 | 252740561.4745 | 290651645.6957 | 334340379.1522
Pump kW actually repaired/retrofited | 88847.6397 | 111805.8698 | 128576.7502 | 147903.5129
% gross savings potential - kWh/yr | 15.83% | 15.83% | 15.83% | 15.83% | 12
% gross savings potential - kW | 11.06% | 11.06% | 11.06% | 11.06% | 13
Realization Rate (%) | 87% | 87% | 87% | 87% | 14
Total gross kWh/yr savings due to pumps | 27662997.978 | 34811116.6555 | 40032784.1538 | 46050233.7789
Gross kWh/yr savings per pump | 30705.9585 | 30705.9585 | 30705.9585 | 30705.9585
Total gross kW reduction due to pumps | 8550.3812 | 10759.7997 | 12373.7696 | 14233.7086
Gross kW reduction per pump | 9.4909 | 9.4909 | 9.4909 | 9.4909
% of pumps repaired/retrofited receiving incentives |  | 50% | 47.78% | 45.69% | 15
# of pump repaired/retrofited receiving incentives |  | 566.8463 | 622.9822 | 685.2655
Amount of incentive per pump |  | 3350 | 3350 | 3350 | 16
Total amount of incentives paid |  | 1898935.038 | 2086990.3727 | 2295639.3533
Notes:
(1) Assuming the population of pumps grow by 2% per year during 2006-2008.
(2) The number of pumps tested in 2005 is assumed to be the same as 2004 (from SCE Pump Test Reporting System data).
(3) SCE will increase the number of pumps tested by 4% per year.
(4) In 2006, the contractor(s) is able to test 10% of SCE's total number of pumps tested.
(5) The contractor(s) will increase the number of pumps tested by 10% per year.
(6) In 2009-2008, the number of pumps tested and needing repair/replace is assumed to be proportional to 2005 levels.
(7) The kWh/yr for 2005 is from SCE Pump Test Reporting System data.
(8) Growth of kWh/yr and kW is assumed to be at the same rate as the total number of pumps tested in each year.
(9) In 2005, the kW of pumps tested and needing repair/replace is calculated using the ratio of kWh/yr tested and needing
repair/replace to the total projected kWh/yr due to pumps.
(10) The implementation rate in 2005 is from: SCE's Evaluation, Measurement, and Verification of the 2002 Pump Test
and Hydraulic Services Program, Final Report, prepared by Equipoise Consulting, Inc., Novermber 14, 2003.
(11) For 2006-2008, the implementation rate was escalated by 10% per year (due to increased marketing efforts).
(12) The % savings of 16% was derived from SCE's Pump Test Reporting System data.
(13) Normally, the % peak demand reduction is assumed to be the same as that for kWh/yr. However, in this program,
the 16% was scaled down to 11% based on energy and demand saving estimates of 22 million kWh/yr and 6.8 MW
stated in SCE's 2004-05 Energy Efficiency Program Plan for pump test program.
(14) The realization rate of 87% is from: SCE's Evaluation, Measurement, and Verification of the 2002 Pump Test
and Hydraulic Services Program, Final Report, prepared by Equipoise Consulting, Inc., Novermber 14, 2003.
(15) Global Energy Partners' estimate.
(16) The amount of incentive per pump ($3,350) is the same as that in CSU Fresno's program.
Analysis of SCE Pump Test Reporting System Data:
| # of Pumps Tested & Need Repair/Replace | Pump kWh/yr Needing Repair/ Replace | kWh/yr Saved at 100% Implementation Rate | kWh/yr Saved at 29% Implementation Rate | % Gross Savings (@ 100%)
2000 | 2597 | 507604197 | 83981908 | 24354753 | 16.54%
2001 | 2485 | 558946722 | 89467104 | 25945460 | 16.01%
2002 | 2201 | 476372836 | 72801466 | 21112425 | 15.28%
2003 | 2424 | 510572748 | 78693322 | 22821063 | 15.41%
2004 | 2730 | 608614502 | 96353180 | 27942422 | 15.83%
Total | 12437 | 2662111005 | 421296980 | 122176123 | 15.83%

## Farm Equip
Program Impacts Estimation - Farm Equipment Energy-Efficiency Improvement
|  | Gross Impacts |  | 2006 |  |  |  | 2007 |  |  |  | 2008
| Rebate* | kWh/yr** | kW** | Unit Goal | Tot. Rebate | Tot. kWh/yr | Tot. kW | Unit Goal | Tot. Rebate | Tot. kWh/yr | Tot. kW | Unit Goal | Tot. Rebate | Tot. kWh/yr | Tot. kW
Efficient Ventilation Fan 12"-14" | 125 | 289.36 | 0.038 | 60.041 | 7505.125 | 17373.4638 | 2.2816 | 66.4156 | 8301.9562 | 19218.0325 | 2.5238 | 74.1802 | 9272.525 | 21464.7827 | 2.8188
Efficient Ventilation Fan 16"-18" | 150 | 1060.98 | 0.138 | 161 | 24150 | 170817.78 | 22.218 | 177.1 | 26565 | 187899.558 | 24.4398 | 194.81 | 29221.5 | 206689.5138 | 26.8838
Efficient Ventilation Fan 24" | 175 | 397.01 | 0.052 | 125 | 21875 | 49626.25 | 6.5 | 137.5 | 24062.5 | 54588.875 | 7.15 | 151.25 | 26468.75 | 60047.7625 | 7.865
Efficient Ventilation Fan 30" | 200 | 1163.25 | 0.151 | 210 | 42000 | 244282.5 | 31.71 | 231 | 46200 | 268710.75 | 34.881 | 254.1 | 50820 | 295581.825 | 38.3691
Efficient Ventilation Fan 36" | 225 | 1839.35 | 0.239 | 650 | 146250 | 1195577.5 | 155.35 | 715 | 160875 | 1315135.25 | 170.885 | 786.5 | 176962.5 | 1446648.775 | 187.9735
Efficient Ventilation Fan 48" | 250 | 1586.98 | 0.207 | 215 | 53750 | 341200.7 | 44.505 | 236.5 | 59125 | 375320.77 | 48.9555 | 260.15 | 65037.5 | 412852.847 | 53.8511
Efficient Ventilation Fan 52"-54" | 250 | 3378.81 | 0.44 | 175 | 43750 | 591291.75 | 77 | 192.5 | 48125 | 650420.925 | 84.7 | 211.75 | 52937.5 | 715463.0175 | 93.17
High Volume Low Speed (HVLS) Fan | 1000 | 8011.53 | 1.04 | 220 | 220000 | 1762536.6 | 228.8 | 244 | 244000 | 1954813.32 | 253.76 | 268.4 | 268400 | 2150294.652 | 279.136
Total |  |  |  | 1816.041 | 559280.125 | 4372706.5438 | 568.3646 | 2000.0157 | 617254.4563 | 4826107.4805 | 627.2951 | 2201.1402 | 679120.275 | 5309043.1755 | 690.0673
| Rebate* | kWh/yr** | kW** | Unit Goal | Tot. Rebate | Tot. kWh/yr | Tot. kW | Unit Goal | Tot. Rebate | Tot. kWh/yr | Tot. kW | Unit Goal | Tot. Rebate | Tot. kWh/yr | Tot. kW
Dairy Farms - VSD Vacuum Pump | 2200 | 45000 | 8.81 | 5 | 11000 | 225000 | 44.05 | 5.5 | 12100 | 247500 | 48.455 | 6.05 | 13310 | 272250 | 53.3005
Dairy Farms - Milk Plate Cooler | 1000 | 16000 | 3.13 | 20 | 20000 | 320000 | 62.6 | 22 | 22000 | 352000 | 68.86 | 24.2 | 24200 | 387200 | 75.746
Dairy Farms - VSD Milk Pump | 1000 | 5000 | 0.98 | 20 | 20000 | 100000 | 19.6 | 22 | 22000 | 110000 | 21.56 | 24.2 | 24200 | 121000 | 23.716
Dairy Farms - Compressor Heat Recovery | 900 | 16000 | 4.38 | 18 | 16200 | 288000 | 78.84 | 19.8 | 17820 | 316800 | 86.724 | 21.78 | 19602 | 348480 | 95.3964
Dairy Farms - Scroll Compressor | 500 | 8000 | 1.57 | 18 | 9000 | 144000 | 28.26 | 19.8 | 9900 | 158400 | 31.086 | 21.78 | 10890 | 174240 | 34.1946
Total |  |  |  | 81 | 76200 | 1077000 | 233.35 | 89.1 | 83820 | 1184700 | 256.685 | 98.01 | 92202 | 1303170 | 282.3535
Grand Total |  |  |  | 1897.041 | 635480.125 | 5449706.5438 | 801.7146 | 2089.1157 | 701074.4563 | 6010807.4805 | 883.9801 | 2299.1502 | 771322.275 | 6612213.1755 | 972.4208
Target |  |  |  |  | 635480.125 |  |  |  | 701074.4563 |  |  |  | 771322.275
Difference |  |  |  |  | 0 |  |  |  | 0 |  |  |  | 0
Notes:
* Rebate amounts are based on existing rebates in EnSave Energy Performance's current Ventilation Fan Efficiency and Multi-Measure Farm programs in SCE's service territory.
** kWh/yr and kW impacts at the measure level are based on EnSave's program workbooks for the same measures.
| 2005 | 2006 | 2007 | 2008 | Notes
Incentives available - Vent. Efficiency Prog. | 466000 | 559280.125 | 617254.4563 | 679120.275 | 1, 2
Incentives available - Multi-M. Farm Prog. (SCE only) | 113400 | 76200 | 83820 | 92202 | 2, 3
Total incentives available | 579400 | 635480.125 | 701074.4563 | 771322.275
kWh/yr savings goal - Vent. Efficiency Prog. | 3063586 | 4372706.5438 | 4826107.4805 | 5309043.1755 | 4, 5
kWh/yr savings per $ of incentive | 6.5742 | 7.8185 | 7.8187 | 7.8175
kW reduction goal - Vent. Efficiency Prog. | 399 | 568.3646 | 627.2951 | 690.0673 | 4, 5
kW reduction per $ of incentive | 0.00085622 | 0.0010162 | 0.0010163 | 0.0010161
kWh/yr savings goal - Multi-M. Farm Prog. | 745516.4215 | 1077000 | 1184700 | 1303170 | 5, 6
kWh/yr savings per $ of incentive | 6.5742 | 14.1339 | 14.1339 | 14.1339
kW reduction goal - Multi-M. Farm Prog. | 97.0957 | 233.35 | 256.685 | 282.3535 | 5, 6
kW reduction per $ of incentive | 0.00085622 | 0.0030623 | 0.0030623 | 0.0030623
Total gross kWh/yr savings | 3809102.4215 | 5449706.5438 | 6010807.4805 | 6612213.1755
Total gross kW reduction | 496.0957 | 801.7146 | 883.9801 | 972.4208
Notes:
(1) The total budget for incentives in 2005 is based on information posted in EnSave's website for the Ventilation Fan
Efficiency and Multi-Measure Farm programs.
(2) Assuming the level of participation (and thus incentives) grow by 10% per year during 2006-2008.
(3) Since no data on PG&E agricultural accounts are available, it is assumed that 30% of potential participants
(dairy farms) are located in SCE's service territory for the purpose of estimating the incentives in 2005.
(4) Impact values in 2005 for Ventilation Efficiency are based on EnSave's goals that were documented in their Ventilation Fan
Efficiency Program (in SCE's service territory) scope of work.
(5) Assuming the savings also grow at the same rate as participation and incentives (10% per year) during 2006-2008.
(6) In 2005, it is assumed that the ratio between savings and incentives is the same as for the Ventilation Efficiency Program.

## Non-Special Equip
Program Impacts Estimation - Non-Specialized Equipment Energy-Efficiency Improvement
Summary Table:
| 2006 | 2007 | 2008 | Total
Total Financial Incentives | 379775.16 | 417543.31 | 459207.8 | 1256526.27
Gross kWh/yr savings | 3013458.005 | 3728796.565 | 4210742.656 | 10952997.226
Gross kW reduction | 732.1224 | 866.6281 | 989.7506 | 2588.501
Net kWh/yr savings | 2679586.5648 | 3306402.3824 | 3736048.0298 | 9722036.977
Net kW reduction | 674.9813 | 796.284 | 910.1697 | 2381.4349
Program Impacts Estimation - Non-Specialized Equipment Energy-Efficiency Improvement | [59 empty] | LOAD INCREASES
2006: Percent of Original Goals Used = | 0.73% | [58 empty] | 0 | 0 | 0 | 0
MEASURE / ACTIVITY NAME Provide Measure Descriptions in Proposal Narrative | UNIT GOALS (Original) | UNIT GOALS (Revised for Ag Program) | UNIT DEFINITION | FINANCIAL INCENTIVE PER UNIT | INSTALLATION, SERVICE, AND REPAIR LABOR COSTS PER UNIT | GROSS COINCIDENT PEAK DEMAND REDUCTION PER UNIT (kW) | GROSS ANNUAL ENERGY SAVINGS PER UNIT (kWh) | GROSS ANNUAL ENERGY SAVINGS PER UNIT (THERMS) | GROSS IMC | EUL | NTG | FINANCIAL INCENTIVE PER MEASURE | INSTALLATION, SERVICE, AND REPAIR LABOR COSTS PER MEASURE | TOTAL GROSS INCREMENTAL MEASURE COST PER MEASURE | TOTAL NET INCREMENTAL MEASURE COST PER MEASURE | PROJECTED GROSS COINCIDENT PEAK DEMAND REDUCTION (KW) | PROJECTED NET COINCIDENT PEAK DEMAND REDUCTION (KW) | PROJECTED ANNUAL GROSS KWH SAVINGS | PROJECTED ANNUAL GROSS THERM SAVINGS | PROJECTED LIFECYCLE GROSS KWH SAVINGS | PROJECTED LIFECYCLE GROSS THERM SAVINGS | PROJECTED ANNUAL NET KWH SAVINGS | PROJECTED ANNUAL NET THERM SAVINGS | PROJECTED LIFECYCLE NET KWH SAVINGS | PROJECTED LIFECYCLE NET THERM SAVINGS | PRESENT VALUE OF ANNUALIZED ELECTRIC SAVINGS per KWH - TRC | PRESENT VALUE OF ANNUALIZED GAS SAVINGS per THERM - TRC | PG&E Res | PG&E Small Comm | PG&E Med Comm | PG&E Large Comm | PG&E Ag | SCE Res | SCE Small Comm | SCE Med Comm | SCE Large Comm | SCE Ag | SDGE Res | SDGE Small Comm | SDGE Med Comm | SDGE Large Comm | SDGE Ag | PRESENT VALUE OF ANNUALIZED ELECTRIC SAVINGS per KWH - PT | PG&E Res | PG&E Small Comm | PG&E Med Comm | PG&E Large Comm | PG&E Ag | SCG Res | SCG Small Comm | SCG Med Comm | SCG Large Comm | SCG Ag | SDGE Res | SDGE Small Comm | SDGE Med Comm | SDGE Large Comm | SDGE Ag | PRESENT VALUE OF ANNUALIZED GAS SAVINGS per THERM - PT | GROSS ELECTRICITY BENEFITS - PT | GROSS GAS BENEFITS - PT | NET ELECTRICITY BENEFITS - TRC | NET GAS BENEFITS -TRC | GROSS RESOURCE BENEFITS | NET RESOURCE BENEFITS
Standard Performance Contract
Air Conditioning
Com. Reduced Internal Cooling Load | 0 | 0 | kWh | 0.14 |  | 0.00013889 | 1 |  | 0.21584 | 15 | 0.7 | 0 | 0 | 0 | 0 | 0 | 0 | 0 | 0 | 0 | 0 | 0 | 0 | 0 | 0 | [34 empty] | 0 | 0 | 0 | 0 | 0 | 0
Com. Customized - Space Conditioning | 7848596.5481 | 57294 | kWh | 0.14 |  | 0.00013889 | 1 |  | 0.21584 | 15 | 0.7 | 8021.16 | 0 | 12366.1354 | 8656.2948 | 7.9575 | 5.5702 | 57294 | 0 | 859410 | 0 | 40105.8 | 0 | 601587 | 0 | [34 empty] | 0 | 0 | 0 | 0 | 0 | 0
Com. EMS (Space Conditioning) | 574042.318 | 4190 | kWh | 0.14 |  | 0.00013889 | 1 |  | 0.21584 | 15 | 0.7 | 586.6 | 0 | 904.3549 | 633.0484 | 0.58194 | 0.40736 | 4190 | 0 | 62850 | 0 | 2933 | 0 | 43995 | 0 | [34 empty] | 0 | 0 | 0 | 0 | 0 | 0
Com. Chillers | 12487296.3767 | 91157 | kWh | 0.14 |  | 0.00013889 | 1 |  | 0.10697 | 20 | 0.7 | 12761.98 | 0 | 9751.2636 | 6825.8845 | 12.6607 | 8.8625 | 91157 | 0 | 1823140 | 0 | 63809.9 | 0 | 1276198 | 0 | [34 empty] | 0 | 0 | 0 | 0 | 0 | 0
Com. Package Units Replacement | 407050.6715 | 2971 | kWh | 0.14 |  | 0.00013889 | 1 |  | 0.1553 | 15 | 0.7 | 415.94 | 0 | 461.4066 | 322.9846 | 0.41264 | 0.28885 | 2971 | 0 | 44565 | 0 | 2079.7 | 0 | 31195.5 | 0 | [34 empty] | 0 | 0 | 0 | 0 | 0 | 0
Ind. Reduced Internal Cooling Load | 0 | 0 | kWh | 0.14 |  | 0.00013889 | 1 |  | 0.21584 | 15 | 0.7 | 0 | 0 | 0 | 0 | 0 | 0 | 0 | 0 | 0 | 0 | 0 | 0 | 0 | 0 | [34 empty] | 0 | 0 | 0 | 0 | 0 | 0
Ind. Customized - Space Conditioning | 2626877.9639 | 19176 | kWh | 0.14 |  | 0.00013889 | 1 |  | 0.21584 | 15 | 0.7 | 2684.64 | 0 | 4138.8804 | 2897.2163 | 2.6633 | 1.8643 | 19176 | 0 | 287640 | 0 | 13423.2 | 0 | 201348 | 0 | [34 empty] | 0 | 0 | 0 | 0 | 0 | 0
Ind. Chillers | 4156136.1219 | 30339 | kWh | 0.14 |  | 0.00013889 | 1 |  | 0.10697 | 20 | 0.7 | 4247.46 | 0 | 3245.4292 | 2271.8004 | 4.2138 | 2.9496 | 30339 | 0 | 606780 | 0 | 21237.3 | 0 | 424746 | 0 | [34 empty] | 0 | 0 | 0 | 0 | 0 | 0
Lighting
Com. Indoor Lighting Sys. Mod. | 903310.0143 | 6594 | kWh | 0.05 |  | 0.00014493 | 1 |  | 0.14418 | 16 | 0.7 | 329.7 | 0 | 950.6977 | 665.4884 | 0.95565 | 0.66896 | 6594 | 0 | 105504 | 0 | 4615.8 | 0 | 73852.8 | 0 | [34 empty] | 0 | 0 | 0 | 0 | 0 | 0
Com. Indoor Lighting Sys. Repl. | 1550466.0051 | 11318 | kWh | 0.05 |  | 0.00014493 | 1 |  | 0.068618 | 16 | 0.7 | 565.9 | 0 | 776.6225 | 543.6357 | 1.6403 | 1.1482 | 11318 | 0 | 181088 | 0 | 7922.6 | 0 | 126761.6 | 0 | [34 empty] | 0 | 0 | 0 | 0 | 0 | 0
Com. Outdoor Lighting | 0 | 0 | kWh | 0.05 |  | 0.00014493 | 1 |  | 0.068618 | 16 | 0.7 | 0 | 0 | 0 | 0 | 0 | 0 | 0 | 0 | 0 | 0 | 0 | 0 | 0 | 0 | [34 empty] | 0 | 0 | 0 | 0 | 0 | 0
Com. Lighting Controls | 2645551.9189 | 19312 | kWh | 0.05 |  | 0.00014493 | 1 |  | 0.14418 | 16 | 0.7 | 965.6 | 0 | 2784.3302 | 1949.0311 | 2.7988 | 1.9592 | 19312 | 0 | 308992 | 0 | 13518.4 | 0 | 216294.4 | 0 | [34 empty] | 0 | 0 | 0 | 0 | 0 | 0
Ind. Indoor Lighting Sys. Mod. | 0 | 0 | kWh | 0.05 |  | 0.00014493 | 1 |  | 0.14418 | 16 | 0.7 | 0 | 0 | 0 | 0 | 0 | 0 | 0 | 0 | 0 | 0 | 0 | 0 | 0 | 0 | [34 empty] | 0 | 0 | 0 | 0 | 0 | 0
Ind. Indoor Lighting Sys. Repl. | 520672.0617 | 3800 | kWh | 0.05 |  | 0.00014493 | 1 |  | 0.068618 | 16 | 0.7 | 190 | 0 | 260.7497 | 182.5248 | 0.55072 | 0.38551 | 3800 | 0 | 60800 | 0 | 2660 | 0 | 42560 | 0 | [34 empty] | 0 | 0 | 0 | 0 | 0 | 0
Ind. Outdoor Lighting Sys. Mod. | 0 | 0 | kWh | 0.05 |  | 0.00014493 | 1 |  | 0.14418 | 16 | 0.7 | 0 | 0 | 0 | 0 | 0 | 0 | 0 | 0 | 0 | 0 | 0 | 0 | 0 | 0 | [34 empty] | 0 | 0 | 0 | 0 | 0 | 0
Ind. Outdoor Lighting Sys. Repl. | 0 | 0 | kWh | 0.05 |  | 0.00014493 | 1 |  | 0.068618 | 16 | 0.7 | 0 | 0 | 0 | 0 | 0 | 0 | 0 | 0 | 0 | 0 | 0 | 0 | 0 | 0 | [34 empty] | 0 | 0 | 0 | 0 | 0 | 0
Ind. LED Lamps | 0 | 0 | kWh | 0.05 |  | 0.00014493 | 1 |  | 0.068618 | 16 | 0.7 | 0 | 0 | 0 | 0 | 0 | 0 | 0 | 0 | 0 | 0 | 0 | 0 | 0 | 0 | [34 empty] | 0 | 0 | 0 | 0 | 0 | 0
Other |  | 0
Com. Customized - Process | 41388988.6919 | 302139 | kWh | 0.08 |  | 0.00012658 | 1 |  | 0.22 | 15 | 0.7 | 24171.12 | 0 | 66470.58 | 46529.406 | 38.2454 | 26.7718 | 302139 | 0 | 4532085 | 0 | 211497.3 | 0 | 3172459.5 | 0 | [34 empty] | 0 | 0 | 0 | 0 | 0 | 0
Com. Customized - Refrigeration | 3089073.1668 | 22550 | kWh | 0.08 |  | 0.00012658 | 1 |  | 0.25 | 15 | 0.7 | 1804 | 0 | 5637.5 | 3946.25 | 2.8544 | 1.9981 | 22550 | 0 | 338250 | 0 | 15785 | 0 | 236775 | 0 | [34 empty] | 0 | 0 | 0 | 0 | 0 | 0
Com. Customized - Pumping | 1224932.8476 | 8942 | kWh | 0.08 |  | 0.00012658 | 1 |  | 0.22 | 15 | 0.7 | 715.36 | 0 | 1967.24 | 1377.068 | 1.1319 | 0.79233 | 8942 | 0 | 134130 | 0 | 6259.4 | 0 | 93891 | 0 | [34 empty] | 0 | 0 | 0 | 0 | 0 | 0
Ind. Motors | 25825523.8093 | 188526 | kWh | 0.08 |  | 0.00012658 | 1 |  | 0.22 | 15 | 0.7 | 15082.08 | 0 | 41475.72 | 29033.004 | 23.8641 | 16.7048 | 188526 | 0 | 2827890 | 0 | 131968.2 | 0 | 1979523 | 0 | [34 empty] | 0 | 0 | 0 | 0 | 0 | 0
Ind. Adj. Speed Drive | 0 | 0 | kWh | 0.08 |  | 0.00012658 | 1 |  | 0.22 | 15 | 0.7 | 0 | 0 | 0 | 0 | 0 | 0 | 0 | 0 | 0 | 0 | 0 | 0 | 0 | 0 | [34 empty] | 0 | 0 | 0 | 0 | 0 | 0
Ind. Pump System Controls | 5538627.5912 | 40431 | kWh | 0.08 |  | 0.00012658 | 1 |  | 0.22 | 15 | 0.7 | 3234.48 | 0 | 8894.82 | 6226.374 | 5.1178 | 3.5825 | 40431 | 0 | 606465 | 0 | 28301.7 | 0 | 424525.5 | 0 | [34 empty] | 0 | 0 | 0 | 0 | 0 | 0
Ind. Cooling Towers | 0 | 0 | kWh | 0.08 |  | 0.00012658 | 1 |  | 0.22 | 15 | 0.7 | 0 | 0 | 0 | 0 | 0 | 0 | 0 | 0 | 0 | 0 | 0 | 0 | 0 | 0 | [34 empty] | 0 | 0 | 0 | 0 | 0 | 0
Ind. Customized - Process | 1612853.8932 | 11773 | kWh | 0.08 |  | 0.00012658 | 1 |  | 0.22 | 15 | 0.7 | 941.84 | 0 | 2590.06 | 1813.042 | 1.4903 | 1.0432 | 11773 | 0 | 176595 | 0 | 8241.1 | 0 | 123616.5 | 0 | [34 empty] | 0 | 0 | 0 | 0 | 0 | 0
Express Efficiency Program
HVAC
Package Terminal Air Conditioners | 9836 | 71 | unit | 100 |  | 0.157 | 383.08 |  | 65 | 15 | 0.96 | 7100 | 0 | 4615 | 4430.4 | 11.147 | 10.7011 | 27198.68 | 0 | 407980.2 | 0 | 26110.7328 | 0 | 391660.992 | 0 | [34 empty] | 0 | 0 | 0 | 0 | 0 | 0
Package single Tier 1-air cooled | 0 | 0 | ton | 80 |  | 0.254 | 619.76 |  | 158 | 15 | 0.96 | 0 | 0 | 0 | 0 | 0 | 0 | 0 | 0 | 0 | 0 | 0 | 0 | 0 | 0 | [34 empty] | 0 | 0 | 0 | 0 | 0 | 0
Split System single Tier 1- air cooled | 0 | 0 | ton | 80 |  | 0.217 | 529.48 |  | 205 | 15 | 0.96 | 0 | 0 | 0 | 0 | 0 | 0 | 0 | 0 | 0 | 0 | 0 | 0 | 0 | 0 | [34 empty] | 0 | 0 | 0 | 0 | 0 | 0
Package single Tier 2 - air cooled | 0 | 0 | ton | 100 |  | 0.283 | 690.52 |  | 316 | 15 | 0.96 | 0 | 0 | 0 | 0 | 0 | 0 | 0 | 0 | 0 | 0 | 0 | 0 | 0 | 0 | [34 empty] | 0 | 0 | 0 | 0 | 0 | 0
Split System single Tier 2- air cooled | 0 | 0 | ton | 100 |  | 0.274 | 668.56 |  | 406 | 15 | 0.96 | 0 | 0 | 0 | 0 | 0 | 0 | 0 | 0 | 0 | 0 | 0 | 0 | 0 | 0 | [34 empty] | 0 | 0 | 0 | 0 | 0 | 0
Package single Tier 3 - air cooled | 24 | 0 | ton | 140 |  | 0.311 | 758.84 |  | 421 | 15 | 0.96 | 0 | 0 | 0 | 0 | 0 | 0 | 0 | 0 | 0 | 0 | 0 | 0 | 0 | 0 | [34 empty] | 0 | 0 | 0 | 0 | 0 | 0
Split System Tier 3 - air cooled | 24 | 0 | ton | 140 |  | 0.308 | 751.52 |  | 541 | 15 | 0.96 | 0 | 0 | 0 | 0 | 0 | 0 | 0 | 0 | 0 | 0 | 0 | 0 | 0 | 0 | [34 empty] | 0 | 0 | 0 | 0 | 0 | 0
65-135kBTU air cooled, package or split Tier 2 | 0 | 0 | ton | 75 |  | 0.106 | 258.64 |  | 79 | 15 | 0.96 | 0 | 0 | 0 | 0 | 0 | 0 | 0 | 0 | 0 | 0 | 0 | 0 | 0 | 0 | [34 empty] | 0 | 0 | 0 | 0 | 0 | 0
65-135kBTU water/evap cooled, package or split Tier 2 | 0 | 0 | ton | 75 |  | 0.106 | 258.64 |  | 79 | 15 | 0.96 | 0 | 0 | 0 | 0 | 0 | 0 | 0 | 0 | 0 | 0 | 0 | 0 | 0 | 0 | [34 empty] | 0 | 0 | 0 | 0 | 0 | 0
135-240 kBTU air cooled, package or split Tier 2 | 0 | 0 | ton | 75 |  | 0.115 | 280.6 |  | 79 | 15 | 0.96 | 0 | 0 | 0 | 0 | 0 | 0 | 0 | 0 | 0 | 0 | 0 | 0 | 0 | 0 | [34 empty] | 0 | 0 | 0 | 0 | 0 | 0
135-240 kBTU water/evap cooled, package or split Tier 2 | 0 | 0 | ton | 113 |  | 0.115 | 280.6 |  | 79 | 15 | 0.96 | 0 | 0 | 0 | 0 | 0 | 0 | 0 | 0 | 0 | 0 | 0 | 0 | 0 | 0 | [34 empty] | 0 | 0 | 0 | 0 | 0 | 0
>240 kBTU air cooled, package or split Tier 2 | 0 | 0 | ton | 75 |  | 0.126 | 307.44 |  | 79 | 15 | 0.96 | 0 | 0 | 0 | 0 | 0 | 0 | 0 | 0 | 0 | 0 | 0 | 0 | 0 | 0 | [34 empty] | 0 | 0 | 0 | 0 | 0 | 0
Variable-Frequency Drives - HVAC Fans | 940 | 6 | hp | 80 |  | 0 | 753 |  | 202 | 15 | 0.96 | 480 | 0 | 1212 | 1163.52 | 0 | 0 | 4518 | 0 | 67770 | 0 | 4337.28 | 0 | 65059.2 | 0 | [34 empty] | 0 | 0 | 0 | 0 | 0 | 0
Setback Programmable Thermostats | 3440 | 25 | unit | 54 |  | 0 | 327 |  | 58 | 11 | 0.96 | 1350 | 0 | 1450 | 1392 | 0 | 0 | 8175 | 0 | 89925 | 0 | 7848 | 0 | 86328 | 0 | [34 empty] | 0 | 0 | 0 | 0 | 0 | 0
Reflective Window Film - Coastal | 4962 | 36 | ft2 | 1.35 |  | 0.003 | 13 |  | 1.79 | 10 | 0.96 | 48.6 | 0 | 64.44 | 61.8624 | 0.108 | 0.10368 | 468 | 0 | 4680 | 0 | 449.28 | 0 | 4492.8 | 0 | [34 empty] | 0 | 0 | 0 | 0 | 0 | 0
Reflective Window Film - Inland | 54568 | 398 | ft2 | 1.35 |  | 0.003 | 16 |  | 1.79 | 10 | 0.96 | 537.3 | 0 | 712.42 | 683.9232 | 1.194 | 1.1462 | 6368 | 0 | 63680 | 0 | 6113.28 | 0 | 61132.8 | 0 | [34 empty] | 0 | 0 | 0 | 0 | 0 | 0
Reflective Window Film - Desert | 10554 | 77 | ft2 | 1.35 |  | 0.003 | 24 |  | 1.79 | 10 | 0.96 | 103.95 | 0 | 137.83 | 132.3168 | 0.231 | 0.22176 | 1848 | 0 | 18480 | 0 | 1774.08 | 0 | 17740.8 | 0 | [34 empty] | 0 | 0 | 0 | 0 | 0 | 0
Evaporative Coolers | 150 | 1 | ton | 123 |  | 0.714 | 1075 |  | 127 | 15 | 0.96 | 123 | 0 | 127 | 121.92 | 0.714 | 0.68544 | 1075 | 0 | 16125 | 0 | 1032 | 0 | 15480 | 0 | [34 empty] | 0 | 0 | 0 | 0 | 0 | 0
Cool Roof | 2759810 | 20146 | ft2 | 0.1 |  | 0.00033 | 0.33 |  | 0.21 | 15 | 0.96 | 2014.6 | 0 | 4230.66 | 4061.4336 | 6.6482 | 6.3823 | 6648.18 | 0 | 99722.7 | 0 | 6382.2528 | 0 | 95733.792 | 0 | [34 empty] | 0 | 0 | 0 | 0 | 0 | 0
Lighting
Screw-in Compact Fluorescent Lamp, 5 - 13 watts | 4062 | 29 | lamp | 1.5 |  | 0.031 | 145.235 |  | 14.4 | 8 | 0.96 | 43.5 | 0 | 417.6 | 400.896 | 0.899 | 0.86304 | 4211.815 | 0 | 33694.52 | 0 | 4043.3424 | 0 | 32346.7392 | 0 | [34 empty] | 0 | 0 | 0 | 0 | 0 | 0
Screw-in Compact Fluorescent Lamp, 14-26 watts | 501468 | 3660 | lamp | 3.5 |  | 0.0495 | 231.9075 |  | 11.38 | 8 | 0.96 | 12810 | 0 | 41650.8 | 39984.768 | 181.17 | 173.9232 | 848781.45 | 0 | 6790251.6 | 0 | 814830.192 | 0 | 6518641.536 | 0 | [34 empty] | 0 | 0 | 0 | 0 | 0 | 0
Screw-in Compact Fluorescent Lamp, 14-26 watts w/ reflector | 20000 | 146 | lamp | 6 |  | 0.0495 | 231.9075 |  | 11.38 | 8 | 0.96 | 876 | 0 | 1661.48 | 1595.0208 | 7.227 | 6.9379 | 33858.495 | 0 | 270867.96 | 0 | 32504.1552 | 0 | 260033.2416 | 0 | [34 empty] | 0 | 0 | 0 | 0 | 0 | 0
Screw-in Compact Fluorescent Lamp, >=27watts | 59334 | 433 | lamp | 4.25 |  | 0.094 | 440.39 |  | 21 | 8 | 0.96 | 1840.25 | 0 | 9093 | 8729.28 | 40.702 | 39.0739 | 190688.87 | 0 | 1525510.96 | 0 | 183061.3152 | 0 | 1464490.5216 | 0 | [34 empty] | 0 | 0 | 0 | 0 | 0 | 0
Hardwired Fluorescent Fixture, 5-13 watts | 1826 | 13 | fixture | 9 |  | 0.045 | 210.825 |  | 37 | 16 | 0.96 | 117 | 0 | 481 | 461.76 | 0.585 | 0.5616 | 2740.725 | 0 | 43851.6 | 0 | 2631.096 | 0 | 42097.536 | 0 | [34 empty] | 0 | 0 | 0 | 0 | 0 | 0
Hardwired Fluorescent Fixture, 14-26 watts | 3868 | 28 | fixture | 11 |  | 0.074 | 346.69 |  | 44 | 16 | 0.96 | 308 | 0 | 1232 | 1182.72 | 2.072 | 1.9891 | 9707.32 | 0 | 155317.12 | 0 | 9319.0272 | 0 | 149104.4352 | 0 | [34 empty] | 0 | 0 | 0 | 0 | 0 | 0
Hardwired Fluorescent Fixture, 27-65 watts(incandescent basecase) | 2818 | 20 | fixture | 12.5 |  | 0.142 | 665.27 |  | 91 | 16 | 0.96 | 250 | 0 | 1820 | 1747.2 | 2.84 | 2.7264 | 13305.4 | 0 | 212886.4 | 0 | 12773.184 | 0 | 204370.944 | 0 | [34 empty] | 0 | 0 | 0 | 0 | 0 | 0
Hardwired Fluorescent Fixture, 27-65 watts(mercury vapor basecase) | 8000 | 58 | fixture | 11.5 |  | 0.067 | 313.895 |  | 91 | 16 | 0.96 | 667 | 0 | 5278 | 5066.88 | 3.886 | 3.7306 | 18205.91 | 0 | 291294.56 | 0 | 17477.6736 | 0 | 279642.7776 | 0 | [34 empty] | 0 | 0 | 0 | 0 | 0 | 0
Hardwired Fluorescent Fixture, 66-90 watts(incandescent base case) | 8000 | 58 | fixture | 18 |  | 0.216 | 1011.96 |  | 141 | 16 | 0.96 | 1044 | 0 | 8178 | 7850.88 | 12.528 | 12.0269 | 58693.68 | 0 | 939098.88 | 0 | 56345.9328 | 0 | 901534.9248 | 0 | [34 empty] | 0 | 0 | 0 | 0 | 0 | 0
Hardwired Fluorescent Fixture, 66-90 watts(mercury vapor base case) | 20 | 0 | fixture | 17 |  | 0.116 | 543.46 |  | 141 | 16 | 0.96 | 0 | 0 | 0 | 0 | 0 | 0 | 0 | 0 | 0 | 0 | 0 | 0 | 0 | 0 | [34 empty] | 0 | 0 | 0 | 0 | 0 | 0
Hardwired Fluorescent Fixture, >90 watts(incandescent base case) | 270 | 1 | fixture | 22.5 |  | 0.216 | 1011.96 |  | 141 | 16 | 0.96 | 22.5 | 0 | 141 | 135.36 | 0.216 | 0.20736 | 1011.96 | 0 | 16191.36 | 0 | 971.4816 | 0 | 15543.7056 | 0 | [34 empty] | 0 | 0 | 0 | 0 | 0 | 0
Hardwired Fluorescent Fixture, >90 watts(mercury vapor base case) | 0 | 0 | fixture | 21.5 |  | 0.116 | 543.46 |  | 141 | 16 | 0.96 | 0 | 0 | 0 | 0 | 0 | 0 | 0 | 0 | 0 | 0 | 0 | 0 | 0 | 0 | [34 empty] | 0 | 0 | 0 | 0 | 0 | 0
Induction Lamps and fixtures 55 - 100 watts | 20 | 0 | fixture | 35 |  | 0.18 | 843.3 |  | 295 | 16 | 0.96 | 0 | 0 | 0 | 0 | 0 | 0 | 0 | 0 | 0 | 0 | 0 | 0 | 0 | 0 | [34 empty] | 0 | 0 | 0 | 0 | 0 | 0
Induction Lamps and fixtures >100 watts | 0 | 0 | fixture | 50 |  | 0.343 | 1606.955 |  | 135 | 16 | 0.96 | 0 | 0 | 0 | 0 | 0 | 0 | 0 | 0 | 0 | 0 | 0 | 0 | 0 | 0 | [34 empty] | 0 | 0 | 0 | 0 | 0 | 0
LED Exit Sign | 8000 | 58 | fixture | 27 |  | 0.034 | 297.024 |  | 111 | 16 | 0.96 | 1566 | 0 | 6438 | 6180.48 | 1.972 | 1.8931 | 17227.392 | 0 | 275638.272 | 0 | 16538.2963 | 0 | 264612.7411 | 0 | [34 empty] | 0 | 0 | 0 | 0 | 0 | 0
LED Channel Signage (Red) indoor <2ft | 0 | 0 | foot | 4 |  | 0.01 | 43.68 |  | 18 | 16 | 0.96 | 0 | 0 | 0 | 0 | 0 | 0 | 0 | 0 | 0 | 0 | 0 | 0 | 0 | 0 | [34 empty] | 0 | 0 | 0 | 0 | 0 | 0
LED Channel Signage (Red) indoor >2ft | 0 | 0 | foot | 6 |  | 0.02 | 87.36 |  | 33 | 16 | 0.96 | 0 | 0 | 0 | 0 | 0 | 0 | 0 | 0 | 0 | 0 | 0 | 0 | 0 | 0 | [34 empty] | 0 | 0 | 0 | 0 | 0 | 0
LED Channel Signage (Red) outdoor <2ft | 0 | 0 | foot | 2 |  | 0 | 22 |  | 18 | 16 | 0.96 | 0 | 0 | 0 | 0 | 0 | 0 | 0 | 0 | 0 | 0 | 0 | 0 | 0 | 0 | [34 empty] | 0 | 0 | 0 | 0 | 0 | 0
LED Channel Signage (Red) outdoor >2ft | 4000 | 29 | foot | 3 |  | 0 | 43.8 |  | 33 | 16 | 0.96 | 87 | 0 | 957 | 918.72 | 0 | 0 | 1270.2 | 0 | 20323.2 | 0 | 1219.392 | 0 | 19510.272 | 0 | [34 empty] | 0 | 0 | 0 | 0 | 0 | 0
T-8 or T-5 Lamp and Electronic ballast - 2 foot Installed | 3338 | 24 | lamp | 3.5 |  | 0.0099 | 46.3815 |  | 21 | 16 | 0.96 | 84 | 0 | 504 | 483.84 | 0.2376 | 0.2281 | 1113.156 | 0 | 17810.496 | 0 | 1068.6298 | 0 | 17098.0762 | 0 | [34 empty] | 0 | 0 | 0 | 0 | 0 | 0
T-8 or T-5 Lamp and Electronic, 2-foot lamp removed | 300 | 2 | lamp | 4 |  | 0.0375 | 175.6875 |  | 19 | 16 | 0.96 | 8 | 0 | 38 | 36.48 | 0.075 | 0.072 | 351.375 | 0 | 5622 | 0 | 337.32 | 0 | 5397.12 | 0 | [34 empty] | 0 | 0 | 0 | 0 | 0 | 0
T-8 or T-5 Lamp and Electronic ballast - 3 foot Installed | 834 | 6 | lamp | 4.25 |  | 0.0116 | 54.346 |  | 21 | 16 | 0.96 | 25.5 | 0 | 126 | 120.96 | 0.0696 | 0.066816 | 326.076 | 0 | 5217.216 | 0 | 313.033 | 0 | 5008.5274 | 0 | [34 empty] | 0 | 0 | 0 | 0 | 0 | 0
T-8 or T-5 Lamp and Electronic, 3-foot lamp removed | 76 | 0 | lamp | 4 |  | 0.044 | 206.14 |  | 19 | 16 | 0.96 | 0 | 0 | 0 | 0 | 0 | 0 | 0 | 0 | 0 | 0 | 0 | 0 | 0 | 0 | [34 empty] | 0 | 0 | 0 | 0 | 0 | 0
T-8 or T-5 Lamp and Electronic ballast - 4 foot Installed | 451832 | 3298 | lamp | 4.25 |  | 0.0107 | 50.1295 |  | 4.49 | 16 | 0.96 | 14016.5 | 0 | 14808.02 | 14215.6992 | 35.2886 | 33.8771 | 165327.091 | 0 | 2645233.456 | 0 | 158714.0074 | 0 | 2539424.1178 | 0 | [34 empty] | 0 | 0 | 0 | 0 | 0 | 0
T-8 or T5 Lamp and Electronic, 4-foot lamp removed | 67998 | 496 | lamp | 6 |  | 0.043 | 201.455 |  | 35 | 16 | 0.96 | 2976 | 0 | 17360 | 16665.6 | 21.328 | 20.4749 | 99921.68 | 0 | 1598746.88 | 0 | 95924.8128 | 0 | 1534797.0048 | 0 | [34 empty] | 0 | 0 | 0 | 0 | 0 | 0
T-8 or T-5 Lamp and Electronic, 8-foot lamp installed | 18162 | 132 | lamp | 7.5 |  | 0.009 | 42.165 |  | 19.5 | 16 | 0.96 | 990 | 0 | 2574 | 2471.04 | 1.188 | 1.1405 | 5565.78 | 0 | 89052.48 | 0 | 5343.1488 | 0 | 85490.3808 | 0 | [34 empty] | 0 | 0 | 0 | 0 | 0 | 0
T-8 or T-5 Lamp and Electronic, 8-foot lamp removed | 2852 | 20 | lamp | 9 |  | 0.079 | 370.115 |  | 50 | 16 | 0.96 | 180 | 0 | 1000 | 960 | 1.58 | 1.5168 | 7402.3 | 0 | 118436.8 | 0 | 7106.208 | 0 | 113699.328 | 0 | [34 empty] | 0 | 0 | 0 | 0 | 0 | 0
Electronic Ballast, Non-Dimming | 774 | 5 | lamp controlled | 2 |  | 0.007 | 32.795 |  | 13 | 16 | 0.96 | 10 | 0 | 65 | 62.4 | 0.035 | 0.0336 | 163.975 | 0 | 2623.6 | 0 | 157.416 | 0 | 2518.656 | 0 | [34 empty] | 0 | 0 | 0 | 0 | 0 | 0
Electronic Ballast, Dimming(with daylighting) | 16456 | 120 | lamp controlled | 10 |  | 0.013 | 60.905 |  | 42 | 16 | 0.96 | 1200 | 0 | 5040 | 4838.4 | 1.56 | 1.4976 | 7308.6 | 0 | 116937.6 | 0 | 7016.256 | 0 | 112260.096 | 0 | [34 empty] | 0 | 0 | 0 | 0 | 0 | 0
Interior pulse start HID fixture 0-35 watts incandescent basecase | 0 | 0 | lamp | 18 |  | 0.055 | 257.675 |  | 133 | 16 | 0.96 | 0 | 0 | 0 | 0 | 0 | 0 | 0 | 0 | 0 | 0 | 0 | 0 | 0 | 0 | [34 empty] | 0 | 0 | 0 | 0 | 0 | 0
Interior pulse start HID fixture 0-35 watts mercury vapor basecase | 0 | 0 | lamp | 12.5 |  | 0.029 | 135.865 |  | 60 | 16 | 0.96 | 0 | 0 | 0 | 0 | 0 | 0 | 0 | 0 | 0 | 0 | 0 | 0 | 0 | 0 | [34 empty] | 0 | 0 | 0 | 0 | 0 | 0
Interior pulse start HID fixture 36-70 watts incandescent basecase | 0 | 0 | lamp | 25 |  | 0.11 | 515.35 |  | 171 | 16 | 0.96 | 0 | 0 | 0 | 0 | 0 | 0 | 0 | 0 | 0 | 0 | 0 | 0 | 0 | 0 | [34 empty] | 0 | 0 | 0 | 0 | 0 | 0
Interior pulse start HID fixture 36-70 watts mercury vapor basecase | 186 | 1 | lamp | 18 |  | 0.035 | 163.975 |  | 70 | 16 | 0.96 | 18 | 0 | 70 | 67.2 | 0.035 | 0.0336 | 163.975 | 0 | 2623.6 | 0 | 157.416 | 0 | 2518.656 | 0 | [34 empty] | 0 | 0 | 0 | 0 | 0 | 0
Interior pulse start HID fixture 71-100 watts incandescent basecase | 118 | 0 | lamp | 40 |  | 0.171 | 801.135 |  | 100 | 16 | 0.96 | 0 | 0 | 0 | 0 | 0 | 0 | 0 | 0 | 0 | 0 | 0 | 0 | 0 | 0 | [34 empty] | 0 | 0 | 0 | 0 | 0 | 0
Interior pulse start HID fixture 71-100 watts mercury vapor basecase | 22 | 0 | lamp | 38 |  | 0.071 | 332.635 |  | 80 | 16 | 0.96 | 0 | 0 | 0 | 0 | 0 | 0 | 0 | 0 | 0 | 0 | 0 | 0 | 0 | 0 | [34 empty] | 0 | 0 | 0 | 0 | 0 | 0
Interior pulse start HID fixture 101-175 watts incandescent basecase | 32 | 0 | lamp | 40 |  | 0.29 | 1358.65 |  | 32 | 16 | 0.96 | 0 | 0 | 0 | 0 | 0 | 0 | 0 | 0 | 0 | 0 | 0 | 0 | 0 | 0 | [34 empty] | 0 | 0 | 0 | 0 | 0 | 0
Interior pulse start HID fixture 101-175 watts mercury vapro basecase | 8 | 0 | lamp | 38 |  | 0.075 | 351.375 |  | 150 | 16 | 0.96 | 0 | 0 | 0 | 0 | 0 | 0 | 0 | 0 | 0 | 0 | 0 | 0 | 0 | 0 | [34 empty] | 0 | 0 | 0 | 0 | 0 | 0
Interior pulse start HID fixture 176 - 250 watts mercury vapro basecase | 120 | 0 | lamp | 38 |  | 0.182 | 852.67 |  | 150 | 16 | 0.96 | 0 | 0 | 0 | 0 | 0 | 0 | 0 | 0 | 0 | 0 | 0 | 0 | 0 | 0 | [34 empty] | 0 | 0 | 0 | 0 | 0 | 0
Interior pulse start HID fixture 176-250 watts incandescent basecase | 2000 | 14 | lamp | 40 |  | 0.462 | 2164.47 |  | 32 | 16 | 0.96 | 560 | 0 | 448 | 430.08 | 6.468 | 6.2093 | 30302.58 | 0 | 484841.28 | 0 | 29090.4768 | 0 | 465447.6288 | 0 | [34 empty] | 0 | 0 | 0 | 0 | 0 | 0
Interior pulse start HID fixture 251 - 400 watts mercury vapro basecase | 0 | 0 | lamp | 48 |  | 0.483 | 2262.855 |  | 150 | 16 | 0.96 | 0 | 0 | 0 | 0 | 0 | 0 | 0 | 0 | 0 | 0 | 0 | 0 | 0 | 0 | [34 empty] | 0 | 0 | 0 | 0 | 0 | 0
Interior pulse start HID fixture 251-400 watts incandescent basecase | 2000 | 14 | lamp | 50 |  | 0.634 | 2970.29 |  | 32 | 16 | 0.96 | 700 | 0 | 448 | 430.08 | 8.876 | 8.521 | 41584.06 | 0 | 665344.96 | 0 | 39920.6976 | 0 | 638731.1616 | 0 | [34 empty] | 0 | 0 | 0 | 0 | 0 | 0
Exterior pulse start HID fixture 0-100 watts incandescent basecase | 0 | 0 | lamp | 36 |  | 0.188 | 754.82 |  | 95 | 16 | 0.96 | 0 | 0 | 0 | 0 | 0 | 0 | 0 | 0 | 0 | 0 | 0 | 0 | 0 | 0 | [34 empty] | 0 | 0 | 0 | 0 | 0 | 0
Exterior pulse start HID fixture 0-100 watts mercury vapor basecase | 376 | 2 | lamp | 22 |  | 0.088 | 353.32 |  | 95 | 16 | 0.96 | 44 | 0 | 190 | 182.4 | 0.176 | 0.16896 | 706.64 | 0 | 11306.24 | 0 | 678.3744 | 0 | 10853.9904 | 0 | [34 empty] | 0 | 0 | 0 | 0 | 0 | 0
Exterior pulse start HID fixture 101-175 watts incandescent basecase | 0 | 0 | lamp | 64 |  | 0.33 | 1324.95 |  | 150 | 16 | 0.96 | 0 | 0 | 0 | 0 | 0 | 0 | 0 | 0 | 0 | 0 | 0 | 0 | 0 | 0 | [34 empty] | 0 | 0 | 0 | 0 | 0 | 0
Exterior pulse start HID fixture 101-175 watts mercury vapor basecas | 0 | 0 | lamp | 30 |  | 0.115 | 461.725 |  | 150 | 16 | 0.96 | 0 | 0 | 0 | 0 | 0 | 0 | 0 | 0 | 0 | 0 | 0 | 0 | 0 | 0 | [34 empty] | 0 | 0 | 0 | 0 | 0 | 0
Exterior pulse start HID fixture > 176 watts incandescent basecase | 500 | 3 | lamp | 100 |  | 0.482 | 1935.23 |  | 200 | 16 | 0.96 | 300 | 0 | 600 | 576 | 1.446 | 1.3882 | 5805.69 | 0 | 92891.04 | 0 | 5573.4624 | 0 | 89175.3984 | 0 | [34 empty] | 0 | 0 | 0 | 0 | 0 | 0
Exterior pulse start HID fixture > 176 watts mercury vapor basecase | 358 | 2 | lamp | 48 |  | 0.186 | 746.79 |  | 200 | 16 | 0.96 | 96 | 0 | 400 | 384 | 0.372 | 0.35712 | 1493.58 | 0 | 23897.28 | 0 | 1433.8368 | 0 | 22941.3888 | 0 | [34 empty] | 0 | 0 | 0 | 0 | 0 | 0
Ceramic Metal Halide (CMH) ,75 watts | 1000 | 7 | lamp | 25 |  | 0.0733 | 343 |  | 75 | 16 | 0.96 | 175 | 0 | 525 | 504 | 0.5131 | 0.49258 | 2401 | 0 | 38416 | 0 | 2304.96 | 0 | 36879.36 | 0 | [34 empty] | 0 | 0 | 0 | 0 | 0 | 0
Interior Pulse Start Metal Halide (400 W replacements) | 1000 | 7 | lamp | 45 |  | 0.111 | 444 |  | 128 | 10 | 0.96 | 315 | 0 | 896 | 860.16 | 0.777 | 0.74592 | 3108 | 0 | 31080 | 0 | 2983.68 | 0 | 29836.8 | 0 | [34 empty] | 0 | 0 | 0 | 0 | 0 | 0
Interior HO T-5 4 lamp fixture retrofits | 4000 | 29 | lamp | 75 |  | 0.224 | 896 |  | 252 | 16 | 0.96 | 2175 | 0 | 7308 | 7015.68 | 6.496 | 6.2362 | 25984 | 0 | 415744 | 0 | 24944.64 | 0 | 399114.24 | 0 | [34 empty] | 0 | 0 | 0 | 0 | 0 | 0
Occupancy Sensor wall mounted | 500 | 3 | sensor | 16.5 |  | 0.089 | 416.965 |  | 45 | 8 | 0.96 | 49.5 | 0 | 135 | 129.6 | 0.267 | 0.25632 | 1250.895 | 0 | 10007.16 | 0 | 1200.8592 | 0 | 9606.8736 | 0 | [34 empty] | 0 | 0 | 0 | 0 | 0 | 0
Occupancy Sensor ceiling mounted | 2216 | 16 | sensor | 44 |  | 0.305 | 1428.925 |  | 80 | 8 | 0.96 | 704 | 0 | 1280 | 1228.8 | 4.88 | 4.6848 | 22862.8 | 0 | 182902.4 | 0 | 21948.288 | 0 | 175586.304 | 0 | [34 empty] | 0 | 0 | 0 | 0 | 0 | 0
Plug Load sensor | 2994 | 21 | sensor | 15 |  | 0.099 | 463.815 |  | 20 | 8 | 0.96 | 315 | 0 | 420 | 403.2 | 2.079 | 1.9958 | 9740.115 | 0 | 77920.92 | 0 | 9350.5104 | 0 | 74804.0832 | 0 | [34 empty] | 0 | 0 | 0 | 0 | 0 | 0
Photocell | 604 | 4 | photocell | 7 |  | 0.38 | 1780.3 |  | 10 | 8 | 0.96 | 28 | 0 | 40 | 38.4 | 1.52 | 1.4592 | 7121.2 | 0 | 56969.6 | 0 | 6836.352 | 0 | 54690.816 | 0 | [34 empty] | 0 | 0 | 0 | 0 | 0 | 0
Timeclock | 108 | 0 | timeclock | 36 |  | 0.38 | 1780.3 |  | 31 | 8 | 0.96 | 0 | 0 | 0 | 0 | 0 | 0 | 0 | 0 | 0 | 0 | 0 | 0 | 0 | 0 | [34 empty] | 0 | 0 | 0 | 0 | 0 | 0
Refrigeration
Night Covers for Display Cases - med temp | 830 | 0 | linear ft | 9 |  | 0.1 | 148 |  | 9.25 | 5 | 0.96 | 0 | 0 | 0 | 0 | 0 | 0 | 0 | 0 | 0 | 0 | 0 | 0 | 0 | 0 | [34 empty] | 0 | 0 | 0 | 0 | 0 | 0
Night Covers for Display Cases - low temp | 1836 | 0 | linear ft | 9 |  | 0.04 | 59 |  | 9.25 | 5 | 0.96 | 0 | 0 | 0 | 0 | 0 | 0 | 0 | 0 | 0 | 0 | 0 | 0 | 0 | 0 | [34 empty] | 0 | 0 | 0 | 0 | 0 | 0
Infiltration Barrier for Walk-ins (strip curtains) | 4164 | 0 | ft2 | 3 |  | 0.0531 | 465 |  | 14 | 4 | 0.96 | 0 | 0 | 0 | 0 | 0 | 0 | 0 | 0 | 0 | 0 | 0 | 0 | 0 | 0 | [34 empty] | 0 | 0 | 0 | 0 | 0 | 0
Retrofit Glass doors on open vertical display cases (Low Temp) | 0 | 0 | door | 150 |  | 0.53 | 2812 |  | 400 | 12 | 0.96 | 0 | 0 | 0 | 0 | 0 | 0 | 0 | 0 | 0 | 0 | 0 | 0 | 0 | 0 | [34 empty] | 0 | 0 | 0 | 0 | 0 | 0
Retrofit Glass doors on open vertical display cases (Medium Case) | 96 | 0 | door | 75 |  | 0.24 | 1155 |  | 263 | 12 | 0.96 | 0 | 0 | 0 | 0 | 0 | 0 | 0 | 0 | 0 | 0 | 0 | 0 | 0 | 0 | [34 empty] | 0 | 0 | 0 | 0 | 0 | 0
Replace reach in case w/doors with hi eff case with special doors | 28 | 0 | linear ft | 200 |  | 0.16 | 1422 |  | 700 | 12 | 0.96 | 0 | 0 | 0 | 0 | 0 | 0 | 0 | 0 | 0 | 0 | 0 | 0 | 0 | 0 | [34 empty] | 0 | 0 | 0 | 0 | 0 | 0
New Low Temp reach in Display Case with doors( replace open) | 0 | 0 | linear ft | 200 |  | 0.22 | 1208 |  | 450 | 16 | 0.96 | 0 | 0 | 0 | 0 | 0 | 0 | 0 | 0 | 0 | 0 | 0 | 0 | 0 | 0 | [34 empty] | 0 | 0 | 0 | 0 | 0 | 0
New Medium Temp reach in Display Case with Doors (replace open) | 22 | 0 | linear ft | 150 |  | 0.11 | 581 |  | 450 | 16 | 0.96 | 0 | 0 | 0 | 0 | 0 | 0 | 0 | 0 | 0 | 0 | 0 | 0 | 0 | 0 | [34 empty] | 0 | 0 | 0 | 0 | 0 | 0
Special Doors with Low Anti-Sweat Heat low temp) | 0 | 0 | door | 175 |  | 0.09 | 749 |  | 300 | 12 | 0.96 | 0 | 0 | 0 | 0 | 0 | 0 | 0 | 0 | 0 | 0 | 0 | 0 | 0 | 0 | [34 empty] | 0 | 0 | 0 | 0 | 0 | 0
Anti-Sweat Heat Controller | 0 | 0 | linear ft | 14 |  | 0.04 | 343 |  | 56 | 8 | 0.96 | 0 | 0 | 0 | 0 | 0 | 0 | 0 | 0 | 0 | 0 | 0 | 0 | 0 | 0 | [34 empty] | 0 | 0 | 0 | 0 | 0 | 0
Insulate Bare Suction Pipes | 100 | 0 | linear ft | 1 |  | 0.0018 | 283 |  | 1.72 | 11 | 0.96 | 0 | 0 | 0 | 0 | 0 | 0 | 0 | 0 | 0 | 0 | 0 | 0 | 0 | 0 | [34 empty] | 0 | 0 | 0 | 0 | 0 | 0
Main door Cooler Door Gaskets (Walk-in) | 200 | 0 | linear ft | 4 |  | 0 | 418 |  | 5 | 4 | 0.96 | 0 | 0 | 0 | 0 | 0 | 0 | 0 | 0 | 0 | 0 | 0 | 0 | 0 | 0 | [34 empty] | 0 | 0 | 0 | 0 | 0 | 0
Main Door Freezer Door Gaskets( Walk-in) | 184 | 0 | linear ft | 4 |  | 0 | 1518 |  | 5 | 4 | 0.96 | 0 | 0 | 0 | 0 | 0 | 0 | 0 | 0 | 0 | 0 | 0 | 0 | 0 | 0 | [34 empty] | 0 | 0 | 0 | 0 | 0 | 0
Auto-closer for Coolers | 4 | 0 | closer | 40 |  | 0 | 1511 |  | 125 | 8 | 0.96 | 0 | 0 | 0 | 0 | 0 | 0 | 0 | 0 | 0 | 0 | 0 | 0 | 0 | 0 | [34 empty] | 0 | 0 | 0 | 0 | 0 | 0
Auto-closer for Freezers | 0 | 0 | closer | 50 |  | 0 | 2024 |  | 125 | 8 | 0.96 | 0 | 0 | 0 | 0 | 0 | 0 | 0 | 0 | 0 | 0 | 0 | 0 | 0 | 0 | [34 empty] | 0 | 0 | 0 | 0 | 0 | 0
Auto-closer for Glass Doors for Walk-In Coolers | 0 | 0 | closer | 40 |  | 0.57 | 3535 |  | 125 | 8 | 0.96 | 0 | 0 | 0 | 0 | 0 | 0 | 0 | 0 | 0 | 0 | 0 | 0 | 0 | 0 | [34 empty] | 0 | 0 | 0 | 0 | 0 | 0
Oversized Air Cooled Condenser | 90 | 0 | tons | 175 |  | 0.19 | 1559 |  | 350 | 16 | 0.96 | 0 | 0 | 0 | 0 | 0 | 0 | 0 | 0 | 0 | 0 | 0 | 0 | 0 | 0 | [34 empty] | 0 | 0 | 0 | 0 | 0 | 0
Oversized Evaporative Cooled Condenser | 90 | 0 | tons | 75 |  | 0.12 | 938 |  | 279 | 16 | 0.96 | 0 | 0 | 0 | 0 | 0 | 0 | 0 | 0 | 0 | 0 | 0 | 0 | 0 | 0 | [34 empty] | 0 | 0 | 0 | 0 | 0 | 0
Air cooled to Evaporative cooled condensers -conventional | 0 | 0 | tons | 195 |  | 0.48 | 2828 |  | 500 | 16 | 0.96 | 0 | 0 | 0 | 0 | 0 | 0 | 0 | 0 | 0 | 0 | 0 | 0 | 0 | 0 | [34 empty] | 0 | 0 | 0 | 0 | 0 | 0
Air cooled to Evaporative cooled condensers - multiplex | 0 | 0 | tons | 195 |  | 0.55 | 1900 |  | 390 | 16 | 0.96 | 0 | 0 | 0 | 0 | 0 | 0 | 0 | 0 | 0 | 0 | 0 | 0 | 0 | 0 | [34 empty] | 0 | 0 | 0 | 0 | 0 | 0
Multiplex Compressor System air cooled | 0 | 0 | tons | 300 |  | 0.3 | 2750 |  | 1750 | 12 | 0.96 | 0 | 0 | 0 | 0 | 0 | 0 | 0 | 0 | 0 | 0 | 0 | 0 | 0 | 0 | [34 empty] | 0 | 0 | 0 | 0 | 0 | 0
Multiplex Compressor System - evap cooled | 210 | 1 | tons | 300 |  | 0.15 | 1500 |  | 1750 | 12 | 0.96 | 300 | 0 | 1750 | 1680 | 0.15 | 0.144 | 1500 | 0 | 18000 | 0 | 1440 | 0 | 17280 | 0 | [34 empty] | 0 | 0 | 0 | 0 | 0 | 0
Multiplex Compressor System w/ eff cond - air cooled | 0 | 0 | tons | 300 |  | 0.3 | 2850 |  | 1750 | 12 | 0.96 | 0 | 0 | 0 | 0 | 0 | 0 | 0 | 0 | 0 | 0 | 0 | 0 | 0 | 0 | [34 empty] | 0 | 0 | 0 | 0 | 0 | 0
Multiplex Compressor System w/ eff cond - evap cooled | 0 | 0 | tons | 300 |  | 0.15 | 1500 |  | 1750 | 12 | 0.96 | 0 | 0 | 0 | 0 | 0 | 0 | 0 | 0 | 0 | 0 | 0 | 0 | 0 | 0 | [34 empty] | 0 | 0 | 0 | 0 | 0 | 0
Floating Head Pressure Controller - air cooled | 0 | 0 | tons | 70 |  | 0.12 | 900 |  | 279 | 16 | 0.96 | 0 | 0 | 0 | 0 | 0 | 0 | 0 | 0 | 0 | 0 | 0 | 0 | 0 | 0 | [34 empty] | 0 | 0 | 0 | 0 | 0 | 0
Floating Head Pressure Controller - evap cooled | 0 | 0 | tons | 70 |  | 0 | 420 |  | 300 | 16 | 0.96 | 0 | 0 | 0 | 0 | 0 | 0 | 0 | 0 | 0 | 0 | 0 | 0 | 0 | 0 | [34 empty] | 0 | 0 | 0 | 0 | 0 | 0
Efficient Evaporator Fan Motors (SHP to PSC) | 0 | 0 | motor | 20 |  | 0.011 | 336 |  | 76 | 16 | 0.96 | 0 | 0 | 0 | 0 | 0 | 0 | 0 | 0 | 0 | 0 | 0 | 0 | 0 | 0 | [34 empty] | 0 | 0 | 0 | 0 | 0 | 0
Efficient Evaporator Fan Motors (SHP to ECM) | 0 | 0 | motor | 15 |  | 0.021 | 673 |  | 76 | 16 | 0.96 | 0 | 0 | 0 | 0 | 0 | 0 | 0 | 0 | 0 | 0 | 0 | 0 | 0 | 0 | [34 empty] | 0 | 0 | 0 | 0 | 0 | 0
High Efficiency Compressor | 300 | 2 | tons | 75 |  | 0.16 | 1051 |  | 132 | 15 | 0.96 | 150 | 0 | 264 | 253.44 | 0.32 | 0.3072 | 2102 | 0 | 31530 | 0 | 2017.92 | 0 | 30268.8 | 0 | [34 empty] | 0 | 0 | 0 | 0 | 0 | 0
Evaporative Fan Controller | 30 | 0 | controller | 75 |  | 0 | 1109 |  | 300 | 5 | 0.96 | 0 | 0 | 0 | 0 | 0 | 0 | 0 | 0 | 0 | 0 | 0 | 0 | 0 | 0 | [34 empty] | 0 | 0 | 0 | 0 | 0 | 0
Vending Machine Controller | 1200 | 8 | controller | 90 |  | 0 | 1590 |  | 200 | 15 | 0.96 | 720 | 0 | 1600 | 1536 | 0 | 0 | 12720 | 0 | 190800 | 0 | 12211.2 | 0 | 183168 | 0 | [34 empty] | 0 | 0 | 0 | 0 | 0 | 0
Agricultural
Sprinkler to Micro-Irrigation conversion | 3104 | 776 | acre | 132 |  | 0.314 | 559 |  | 300 | 20 | 0.96 | 102432 | 0 | 232800 | 223488 | 243.664 | 233.9174 | 433784 | 0 | 8675680 | 0 | 416432.64 | 0 | 8328652.8 | 0 | [34 empty] | 0 | 0 | 0 | 0 | 0 | 0
Low pressure impact sprinkler nozzles( permanent) | 3412 | 1706 | nozzle | 0.35 |  | 0.0035 | 12 |  | 1.2 | 5 | 0.96 | 597.1 | 0 | 2047.2 | 1965.312 | 5.971 | 5.7322 | 20472 | 0 | 102360 | 0 | 19653.12 | 0 | 98265.6 | 0 | [34 empty] | 0 | 0 | 0 | 0 | 0 | 0
Low pressure impact sprinkler nozzles( portable) | 0 | 0 | nozzle | 0.35 |  | 0.0216 | 33.5 |  | 1.2 | 5 | 0.96 | 0 | 0 | 0 | 0 | 0 | 0 | 0 | 0 | 0 | 0 | 0 | 0 | 0 | 0 | [34 empty] | 0 | 0 | 0 | 0 | 0 | 0
Variable Frequency Drives for Injectin Molding Machines | 0 | 0 | hp | 100 |  | 0.22 | 1540 |  | 216 | 15 | 0.96 | 0 | 0 | 0 | 0 | 0 | 0 | 0 | 0 | 0 | 0 | 0 | 0 | 0 | 0 | [34 empty] | 0 | 0 | 0 | 0 | 0 | 0
Motors
Motors 1-200 HP | 5700 | 2850 | hp | 50 |  | 0.00192 | 9.2496 |  | 530 | 15 | 0.96 | 142500 | 0 | 1510500 | 1450080 | 5.472 | 5.2531 | 26361.36 | 0 | 395420.4 | 0 | 25306.9056 | 0 | 379603.584 | 0 | [34 empty] | 0 | 0 | 0 | 0 | 0 | 0
TOTALS - 2006 | [11 empty] | 379775.16 | 0 | 2055809.24 | 1931281.165 | 732.1224 | 674.9813 | 3013458.005 | 0 | 40406888.74 | 0 | 2679586.5648 | 0 | 35422005.3504 | 0 | 0 | 0 | 0 | 0 | 0 | 0 | 0 | 0 | 0 | 0 | 0 | 0 | 0 | 0 | 0 | 0 | 0 | 0 | 0 | 0 | 0 | 0 | 0 | 0 | 0 | 0 | 0 | 0 | 0 | 0 | 0 | 0 | 0 | 0 | 0 | 0 | 0 | 0 | 0 | 0
Program Impacts Estimation - Non-Specialized Equipment Energy-Efficiency Improvement | [59 empty] | LOAD INCREASES
2007: Percent of Original Goals Used = | 0.935% | [58 empty] | 0 | 0 | 0 | 0
MEASURE / ACTIVITY NAME Provide Measure Descriptions in Proposal Narrative | UNIT GOALS (Original) | UNIT GOALS (Revised for Ag Program) | UNIT DEFINITION | FINANCIAL INCENTIVE PER UNIT | INSTALLATION, SERVICE, AND REPAIR LABOR COSTS PER UNIT | GROSS COINCIDENT PEAK DEMAND REDUCTION PER UNIT (kW) | GROSS ANNUAL ENERGY SAVINGS PER UNIT (kWh) | GROSS ANNUAL ENERGY SAVINGS PER UNIT (THERMS) | GROSS IMC | EUL | NTG | FINANCIAL INCENTIVE PER MEASURE | INSTALLATION, SERVICE, AND REPAIR LABOR COSTS PER MEASURE | TOTAL GROSS INCREMENTAL MEASURE COST PER MEASURE | TOTAL NET INCREMENTAL MEASURE COST PER MEASURE | PROJECTED GROSS COINCIDENT PEAK DEMAND REDUCTION (KW) | PROJECTED NET COINCIDENT PEAK DEMAND REDUCTION (KW) | PROJECTED ANNUAL GROSS KWH SAVINGS | PROJECTED ANNUAL GROSS THERM SAVINGS | PROJECTED LIFECYCLE GROSS KWH SAVINGS | PROJECTED LIFECYCLE GROSS THERM SAVINGS | PROJECTED ANNUAL NET KWH SAVINGS | PROJECTED ANNUAL NET THERM SAVINGS | PROJECTED LIFECYCLE NET KWH SAVINGS | PROJECTED LIFECYCLE NET THERM SAVINGS | PRESENT VALUE OF ANNUALIZED ELECTRIC SAVINGS per KWH - TRC | PRESENT VALUE OF ANNUALIZED GAS SAVINGS per THERM - TRC | PG&E Res | PG&E Small Comm | PG&E Med Comm | PG&E Large Comm | PG&E Ag | SCE Res | SCE Small Comm | SCE Med Comm | SCE Large Comm | SCE Ag | SDGE Res | SDGE Small Comm | SDGE Med Comm | SDGE Large Comm | SDGE Ag | PRESENT VALUE OF ANNUALIZED ELECTRIC SAVINGS per KWH - PT | PG&E Res | PG&E Small Comm | PG&E Med Comm | PG&E Large Comm | PG&E Ag | SCG Res | SCG Small Comm | SCG Med Comm | SCG Large Comm | SCG Ag | SDGE Res | SDGE Small Comm | SDGE Med Comm | SDGE Large Comm | SDGE Ag | PRESENT VALUE OF ANNUALIZED GAS SAVINGS per THERM - PT | GROSS ELECTRICITY BENEFITS - PT | GROSS GAS BENEFITS - PT | NET ELECTRICITY BENEFITS - TRC | NET GAS BENEFITS -TRC | GROSS RESOURCE BENEFITS | NET RESOURCE BENEFITS
Standard Performance Contract
Air Conditioning
Com. Reduced Internal Cooling Load | 0 | 0 | kWh | 0.14 |  | 0.00013889 | 1 |  | 0.21584 | 15 | 0.7 | 0 | 0 | 0 | 0 | 0 | 0 | 0 | 0 | 0 | 0 | 0 | 0 | 0 | 0 | [34 empty] | 0 | 0 | 0 | 0 | 0 | 0
Com. Customized - Space Conditioning | 7848596.5481 | 73384 | kWh | 0.14 |  | 0.00013889 | 1 |  | 0.21584 | 15 | 0.7 | 10273.76 | 0 | 15838.9444 | 11087.2611 | 10.1922 | 7.1346 | 73384 | 0 | 1100760 | 0 | 51368.8 | 0 | 770532 | 0 | [34 empty] | 0 | 0 | 0 | 0 | 0 | 0
Com. EMS (Space Conditioning) | 574042.318 | 5367 | kWh | 0.14 |  | 0.00013889 | 1 |  | 0.21584 | 15 | 0.7 | 751.38 | 0 | 1158.3944 | 810.8761 | 0.74542 | 0.52179 | 5367 | 0 | 80505 | 0 | 3756.9 | 0 | 56353.5 | 0 | [34 empty] | 0 | 0 | 0 | 0 | 0 | 0
Com. Chillers | 12487296.3767 | 116756 | kWh | 0.14 |  | 0.00013889 | 1 |  | 0.10697 | 20 | 0.7 | 16345.84 | 0 | 12489.6445 | 8742.7512 | 16.2161 | 11.3513 | 116756 | 0 | 2335120 | 0 | 81729.2 | 0 | 1634584 | 0 | [34 empty] | 0 | 0 | 0 | 0 | 0 | 0
Com. Package Units Replacement | 407050.6715 | 3805 | kWh | 0.14 |  | 0.00013889 | 1 |  | 0.1553 | 15 | 0.7 | 532.7 | 0 | 590.9297 | 413.6508 | 0.52847 | 0.36993 | 3805 | 0 | 57075 | 0 | 2663.5 | 0 | 39952.5 | 0 | [34 empty] | 0 | 0 | 0 | 0 | 0 | 0
Ind. Reduced Internal Cooling Load | 0 | 0 | kWh | 0.14 |  | 0.00013889 | 1 |  | 0.21584 | 15 | 0.7 | 0 | 0 | 0 | 0 | 0 | 0 | 0 | 0 | 0 | 0 | 0 | 0 | 0 | 0 | [34 empty] | 0 | 0 | 0 | 0 | 0 | 0
Ind. Customized - Space Conditioning | 2626877.9639 | 24561 | kWh | 0.14 |  | 0.00013889 | 1 |  | 0.21584 | 15 | 0.7 | 3438.54 | 0 | 5301.1598 | 3710.8119 | 3.4112 | 2.3879 | 24561 | 0 | 368415 | 0 | 17192.7 | 0 | 257890.5 | 0 | [34 empty] | 0 | 0 | 0 | 0 | 0 | 0
Ind. Chillers | 4156136.1219 | 38859 | kWh | 0.14 |  | 0.00013889 | 1 |  | 0.10697 | 20 | 0.7 | 5440.26 | 0 | 4156.8322 | 2909.7825 | 5.3971 | 3.778 | 38859 | 0 | 777180 | 0 | 27201.3 | 0 | 544026 | 0 | [34 empty] | 0 | 0 | 0 | 0 | 0 | 0
Lighting
Com. Indoor Lighting Sys. Mod. | 903310.0143 | 8445 | kWh | 0.05 |  | 0.00014493 | 1 |  | 0.14418 | 16 | 0.7 | 422.25 | 0 | 1217.5678 | 852.2974 | 1.2239 | 0.85674 | 8445 | 0 | 135120 | 0 | 5911.5 | 0 | 94584 | 0 | [34 empty] | 0 | 0 | 0 | 0 | 0 | 0
Com. Indoor Lighting Sys. Repl. | 1550466.0051 | 14496 | kWh | 0.05 |  | 0.00014493 | 1 |  | 0.068618 | 16 | 0.7 | 724.8 | 0 | 994.6916 | 696.2841 | 2.1009 | 1.4706 | 14496 | 0 | 231936 | 0 | 10147.2 | 0 | 162355.2 | 0 | [34 empty] | 0 | 0 | 0 | 0 | 0 | 0
Com. Outdoor Lighting | 0 | 0 | kWh | 0.05 |  | 0.00014493 | 1 |  | 0.068618 | 16 | 0.7 | 0 | 0 | 0 | 0 | 0 | 0 | 0 | 0 | 0 | 0 | 0 | 0 | 0 | 0 | [34 empty] | 0 | 0 | 0 | 0 | 0 | 0
Com. Lighting Controls | 2645551.9189 | 24735 | kWh | 0.05 |  | 0.00014493 | 1 |  | 0.14418 | 16 | 0.7 | 1236.75 | 0 | 3566.1976 | 2496.3383 | 3.5848 | 2.5093 | 24735 | 0 | 395760 | 0 | 17314.5 | 0 | 277032 | 0 | [34 empty] | 0 | 0 | 0 | 0 | 0 | 0
Ind. Indoor Lighting Sys. Mod. | 0 | 0 | kWh | 0.05 |  | 0.00014493 | 1 |  | 0.14418 | 16 | 0.7 | 0 | 0 | 0 | 0 | 0 | 0 | 0 | 0 | 0 | 0 | 0 | 0 | 0 | 0 | [34 empty] | 0 | 0 | 0 | 0 | 0 | 0
Ind. Indoor Lighting Sys. Repl. | 520672.0617 | 4868 | kWh | 0.05 |  | 0.00014493 | 1 |  | 0.068618 | 16 | 0.7 | 243.4 | 0 | 334.0341 | 233.8239 | 0.70551 | 0.49386 | 4868 | 0 | 77888 | 0 | 3407.6 | 0 | 54521.6 | 0 | [34 empty] | 0 | 0 | 0 | 0 | 0 | 0
Ind. Outdoor Lighting Sys. Mod. | 0 | 0 | kWh | 0.05 |  | 0.00014493 | 1 |  | 0.14418 | 16 | 0.7 | 0 | 0 | 0 | 0 | 0 | 0 | 0 | 0 | 0 | 0 | 0 | 0 | 0 | 0 | [34 empty] | 0 | 0 | 0 | 0 | 0 | 0
Ind. Outdoor Lighting Sys. Repl. | 0 | 0 | kWh | 0.05 |  | 0.00014493 | 1 |  | 0.068618 | 16 | 0.7 | 0 | 0 | 0 | 0 | 0 | 0 | 0 | 0 | 0 | 0 | 0 | 0 | 0 | 0 | [34 empty] | 0 | 0 | 0 | 0 | 0 | 0
Ind. LED Lamps | 0 | 0 | kWh | 0.05 |  | 0.00014493 | 1 |  | 0.068618 | 16 | 0.7 | 0 | 0 | 0 | 0 | 0 | 0 | 0 | 0 | 0 | 0 | 0 | 0 | 0 | 0 | [34 empty] | 0 | 0 | 0 | 0 | 0 | 0
Other |  | 0
Com. Customized - Process | 41388988.6919 | 386987 | kWh | 0.08 |  | 0.00012658 | 1 |  | 0.22 | 15 | 0.7 | 30958.96 | 0 | 85137.14 | 59595.998 | 48.9857 | 34.29 | 386987 | 0 | 5804805 | 0 | 270890.9 | 0 | 4063363.5 | 0 | [34 empty] | 0 | 0 | 0 | 0 | 0 | 0
Com. Customized - Refrigeration | 3089073.1668 | 28882 | kWh | 0.08 |  | 0.00012658 | 1 |  | 0.25 | 15 | 0.7 | 2310.56 | 0 | 7220.5 | 5054.35 | 3.6559 | 2.5592 | 28882 | 0 | 433230 | 0 | 20217.4 | 0 | 303261 | 0 | [34 empty] | 0 | 0 | 0 | 0 | 0 | 0
Com. Customized - Pumping | 1224932.8476 | 11453 | kWh | 0.08 |  | 0.00012658 | 1 |  | 0.22 | 15 | 0.7 | 916.24 | 0 | 2519.66 | 1763.762 | 1.4497 | 1.0148 | 11453 | 0 | 171795 | 0 | 8017.1 | 0 | 120256.5 | 0 | [34 empty] | 0 | 0 | 0 | 0 | 0 | 0
Ind. Motors | 25825523.8093 | 241468 | kWh | 0.08 |  | 0.00012658 | 1 |  | 0.22 | 15 | 0.7 | 19317.44 | 0 | 53122.96 | 37186.072 | 30.5656 | 21.3959 | 241468 | 0 | 3622020 | 0 | 169027.6 | 0 | 2535414 | 0 | [34 empty] | 0 | 0 | 0 | 0 | 0 | 0
Ind. Adj. Speed Drive | 0 | 0 | kWh | 0.08 |  | 0.00012658 | 1 |  | 0.22 | 15 | 0.7 | 0 | 0 | 0 | 0 | 0 | 0 | 0 | 0 | 0 | 0 | 0 | 0 | 0 | 0 | [34 empty] | 0 | 0 | 0 | 0 | 0 | 0
Ind. Pump System Controls | 5538627.5912 | 51786 | kWh | 0.08 |  | 0.00012658 | 1 |  | 0.22 | 15 | 0.7 | 4142.88 | 0 | 11392.92 | 7975.044 | 6.5552 | 4.5886 | 51786 | 0 | 776790 | 0 | 36250.2 | 0 | 543753 | 0 | [34 empty] | 0 | 0 | 0 | 0 | 0 | 0
Ind. Cooling Towers | 0 | 0 | kWh | 0.08 |  | 0.00012658 | 1 |  | 0.22 | 15 | 0.7 | 0 | 0 | 0 | 0 | 0 | 0 | 0 | 0 | 0 | 0 | 0 | 0 | 0 | 0 | [34 empty] | 0 | 0 | 0 | 0 | 0 | 0
Ind. Customized - Process | 1612853.8932 | 15080 | kWh | 0.08 |  | 0.00012658 | 1 |  | 0.22 | 15 | 0.7 | 1206.4 | 0 | 3317.6 | 2322.32 | 1.9089 | 1.3362 | 15080 | 0 | 226200 | 0 | 10556 | 0 | 158340 | 0 | [34 empty] | 0 | 0 | 0 | 0 | 0 | 0
Express Efficiency Program
HVAC
Package Terminal Air Conditioners | 9836 | 91 | unit | 100 |  | 0.157 | 383.08 |  | 65 | 15 | 0.96 | 9100 | 0 | 5915 | 5678.4 | 14.287 | 13.7155 | 34860.28 | 0 | 522904.2 | 0 | 33465.8688 | 0 | 501988.032 | 0 | [34 empty] | 0 | 0 | 0 | 0 | 0 | 0
Package single Tier 1-air cooled | 0 | 0 | ton | 80 |  | 0.254 | 619.76 |  | 158 | 15 | 0.96 | 0 | 0 | 0 | 0 | 0 | 0 | 0 | 0 | 0 | 0 | 0 | 0 | 0 | 0 | [34 empty] | 0 | 0 | 0 | 0 | 0 | 0
Split System single Tier 1- air cooled | 0 | 0 | ton | 80 |  | 0.217 | 529.48 |  | 205 | 15 | 0.96 | 0 | 0 | 0 | 0 | 0 | 0 | 0 | 0 | 0 | 0 | 0 | 0 | 0 | 0 | [34 empty] | 0 | 0 | 0 | 0 | 0 | 0
Package single Tier 2 - air cooled | 0 | 0 | ton | 100 |  | 0.283 | 690.52 |  | 316 | 15 | 0.96 | 0 | 0 | 0 | 0 | 0 | 0 | 0 | 0 | 0 | 0 | 0 | 0 | 0 | 0 | [34 empty] | 0 | 0 | 0 | 0 | 0 | 0
Split System single Tier 2- air cooled | 0 | 0 | ton | 100 |  | 0.274 | 668.56 |  | 406 | 15 | 0.96 | 0 | 0 | 0 | 0 | 0 | 0 | 0 | 0 | 0 | 0 | 0 | 0 | 0 | 0 | [34 empty] | 0 | 0 | 0 | 0 | 0 | 0
Package single Tier 3 - air cooled | 24 | 0 | ton | 140 |  | 0.311 | 758.84 |  | 421 | 15 | 0.96 | 0 | 0 | 0 | 0 | 0 | 0 | 0 | 0 | 0 | 0 | 0 | 0 | 0 | 0 | [34 empty] | 0 | 0 | 0 | 0 | 0 | 0
Split System Tier 3 - air cooled | 24 | 0 | ton | 140 |  | 0.308 | 751.52 |  | 541 | 15 | 0.96 | 0 | 0 | 0 | 0 | 0 | 0 | 0 | 0 | 0 | 0 | 0 | 0 | 0 | 0 | [34 empty] | 0 | 0 | 0 | 0 | 0 | 0
65-135kBTU air cooled, package or split Tier 2 | 0 | 0 | ton | 75 |  | 0.106 | 258.64 |  | 79 | 15 | 0.96 | 0 | 0 | 0 | 0 | 0 | 0 | 0 | 0 | 0 | 0 | 0 | 0 | 0 | 0 | [34 empty] | 0 | 0 | 0 | 0 | 0 | 0
65-135kBTU water/evap cooled, package or split Tier 2 | 0 | 0 | ton | 75 |  | 0.106 | 258.64 |  | 79 | 15 | 0.96 | 0 | 0 | 0 | 0 | 0 | 0 | 0 | 0 | 0 | 0 | 0 | 0 | 0 | 0 | [34 empty] | 0 | 0 | 0 | 0 | 0 | 0
135-240 kBTU air cooled, package or split Tier 2 | 0 | 0 | ton | 75 |  | 0.115 | 280.6 |  | 79 | 15 | 0.96 | 0 | 0 | 0 | 0 | 0 | 0 | 0 | 0 | 0 | 0 | 0 | 0 | 0 | 0 | [34 empty] | 0 | 0 | 0 | 0 | 0 | 0
135-240 kBTU water/evap cooled, package or split Tier 2 | 0 | 0 | ton | 113 |  | 0.115 | 280.6 |  | 79 | 15 | 0.96 | 0 | 0 | 0 | 0 | 0 | 0 | 0 | 0 | 0 | 0 | 0 | 0 | 0 | 0 | [34 empty] | 0 | 0 | 0 | 0 | 0 | 0
>240 kBTU air cooled, package or split Tier 2 | 0 | 0 | ton | 75 |  | 0.126 | 307.44 |  | 79 | 15 | 0.96 | 0 | 0 | 0 | 0 | 0 | 0 | 0 | 0 | 0 | 0 | 0 | 0 | 0 | 0 | [34 empty] | 0 | 0 | 0 | 0 | 0 | 0
Variable-Frequency Drives - HVAC Fans | 940 | 8 | hp | 80 |  | 0 | 753 |  | 202 | 15 | 0.96 | 640 | 0 | 1616 | 1551.36 | 0 | 0 | 6024 | 0 | 90360 | 0 | 5783.04 | 0 | 86745.6 | 0 | [34 empty] | 0 | 0 | 0 | 0 | 0 | 0
Setback Programmable Thermostats | 3440 | 32 | unit | 54 |  | 0 | 327 |  | 58 | 11 | 0.96 | 1728 | 0 | 1856 | 1781.76 | 0 | 0 | 10464 | 0 | 115104 | 0 | 10045.44 | 0 | 110499.84 | 0 | [34 empty] | 0 | 0 | 0 | 0 | 0 | 0
Reflective Window Film - Coastal | 4962 | 46 | ft2 | 1.35 |  | 0.003 | 13 |  | 1.79 | 10 | 0.96 | 62.1 | 0 | 82.34 | 79.0464 | 0.138 | 0.13248 | 598 | 0 | 5980 | 0 | 574.08 | 0 | 5740.8 | 0 | [34 empty] | 0 | 0 | 0 | 0 | 0 | 0
Reflective Window Film - Inland | 54568 | 510 | ft2 | 1.35 |  | 0.003 | 16 |  | 1.79 | 10 | 0.96 | 688.5 | 0 | 912.9 | 876.384 | 1.53 | 1.4688 | 8160 | 0 | 81600 | 0 | 7833.6 | 0 | 78336 | 0 | [34 empty] | 0 | 0 | 0 | 0 | 0 | 0
Reflective Window Film - Desert | 10554 | 98 | ft2 | 1.35 |  | 0.003 | 24 |  | 1.79 | 10 | 0.96 | 132.3 | 0 | 175.42 | 168.4032 | 0.294 | 0.28224 | 2352 | 0 | 23520 | 0 | 2257.92 | 0 | 22579.2 | 0 | [34 empty] | 0 | 0 | 0 | 0 | 0 | 0
Evaporative Coolers | 150 | 1 | ton | 123 |  | 0.714 | 1075 |  | 127 | 15 | 0.96 | 123 | 0 | 127 | 121.92 | 0.714 | 0.68544 | 1075 | 0 | 16125 | 0 | 1032 | 0 | 15480 | 0 | [34 empty] | 0 | 0 | 0 | 0 | 0 | 0
Cool Roof | 2759810 | 25804 | ft2 | 0.1 |  | 0.00033 | 0.33 |  | 0.21 | 15 | 0.96 | 2580.4 | 0 | 5418.84 | 5202.0864 | 8.5153 | 8.1747 | 8515.32 | 0 | 127729.8 | 0 | 8174.7072 | 0 | 122620.608 | 0 | [34 empty] | 0 | 0 | 0 | 0 | 0 | 0
Lighting
Screw-in Compact Fluorescent Lamp, 5 - 13 watts | 4062 | 37 | lamp | 1.5 |  | 0.031 | 145.235 |  | 14.4 | 8 | 0.96 | 55.5 | 0 | 532.8 | 511.488 | 1.147 | 1.1011 | 5373.695 | 0 | 42989.56 | 0 | 5158.7472 | 0 | 41269.9776 | 0 | [34 empty] | 0 | 0 | 0 | 0 | 0 | 0
Screw-in Compact Fluorescent Lamp, 14-26 watts | 501468 | 4688 | lamp | 3.5 |  | 0.0495 | 231.9075 |  | 11.38 | 8 | 0.96 | 16408 | 0 | 53349.44 | 51215.4624 | 232.056 | 222.7738 | 1087182.36 | 0 | 8697458.88 | 0 | 1043695.0656 | 0 | 8349560.5248 | 0 | [34 empty] | 0 | 0 | 0 | 0 | 0 | 0
Screw-in Compact Fluorescent Lamp, 14-26 watts w/ reflector | 20000 | 187 | lamp | 6 |  | 0.0495 | 231.9075 |  | 11.38 | 8 | 0.96 | 1122 | 0 | 2128.06 | 2042.9376 | 9.2565 | 8.8862 | 43366.7025 | 0 | 346933.62 | 0 | 41632.0344 | 0 | 333056.2752 | 0 | [34 empty] | 0 | 0 | 0 | 0 | 0 | 0
Screw-in Compact Fluorescent Lamp, >=27watts | 59334 | 554 | lamp | 4.25 |  | 0.094 | 440.39 |  | 21 | 8 | 0.96 | 2354.5 | 0 | 11634 | 11168.64 | 52.076 | 49.993 | 243976.06 | 0 | 1951808.48 | 0 | 234217.0176 | 0 | 1873736.1408 | 0 | [34 empty] | 0 | 0 | 0 | 0 | 0 | 0
Hardwired Fluorescent Fixture, 5-13 watts | 1826 | 17 | fixture | 9 |  | 0.045 | 210.825 |  | 37 | 16 | 0.96 | 153 | 0 | 629 | 603.84 | 0.765 | 0.7344 | 3584.025 | 0 | 57344.4 | 0 | 3440.664 | 0 | 55050.624 | 0 | [34 empty] | 0 | 0 | 0 | 0 | 0 | 0
Hardwired Fluorescent Fixture, 14-26 watts | 3868 | 36 | fixture | 11 |  | 0.074 | 346.69 |  | 44 | 16 | 0.96 | 396 | 0 | 1584 | 1520.64 | 2.664 | 2.5574 | 12480.84 | 0 | 199693.44 | 0 | 11981.6064 | 0 | 191705.7024 | 0 | [34 empty] | 0 | 0 | 0 | 0 | 0 | 0
Hardwired Fluorescent Fixture, 27-65 watts(incandescent basecase) | 2818 | 26 | fixture | 12.5 |  | 0.142 | 665.27 |  | 91 | 16 | 0.96 | 325 | 0 | 2366 | 2271.36 | 3.692 | 3.5443 | 17297.02 | 0 | 276752.32 | 0 | 16605.1392 | 0 | 265682.2272 | 0 | [34 empty] | 0 | 0 | 0 | 0 | 0 | 0
Hardwired Fluorescent Fixture, 27-65 watts(mercury vapor basecase) | 8000 | 74 | fixture | 11.5 |  | 0.067 | 313.895 |  | 91 | 16 | 0.96 | 851 | 0 | 6734 | 6464.64 | 4.958 | 4.7597 | 23228.23 | 0 | 371651.68 | 0 | 22299.1008 | 0 | 356785.6128 | 0 | [34 empty] | 0 | 0 | 0 | 0 | 0 | 0
Hardwired Fluorescent Fixture, 66-90 watts(incandescent base case) | 8000 | 74 | fixture | 18 |  | 0.216 | 1011.96 |  | 141 | 16 | 0.96 | 1332 | 0 | 10434 | 10016.64 | 15.984 | 15.3446 | 74885.04 | 0 | 1198160.64 | 0 | 71889.6384 | 0 | 1150234.2144 | 0 | [34 empty] | 0 | 0 | 0 | 0 | 0 | 0
Hardwired Fluorescent Fixture, 66-90 watts(mercury vapor base case) | 20 | 0 | fixture | 17 |  | 0.116 | 543.46 |  | 141 | 16 | 0.96 | 0 | 0 | 0 | 0 | 0 | 0 | 0 | 0 | 0 | 0 | 0 | 0 | 0 | 0 | [34 empty] | 0 | 0 | 0 | 0 | 0 | 0
Hardwired Fluorescent Fixture, >90 watts(incandescent base case) | 270 | 2 | fixture | 22.5 |  | 0.216 | 1011.96 |  | 141 | 16 | 0.96 | 45 | 0 | 282 | 270.72 | 0.432 | 0.41472 | 2023.92 | 0 | 32382.72 | 0 | 1942.9632 | 0 | 31087.4112 | 0 | [34 empty] | 0 | 0 | 0 | 0 | 0 | 0
Hardwired Fluorescent Fixture, >90 watts(mercury vapor base case) | 0 | 0 | fixture | 21.5 |  | 0.116 | 543.46 |  | 141 | 16 | 0.96 | 0 | 0 | 0 | 0 | 0 | 0 | 0 | 0 | 0 | 0 | 0 | 0 | 0 | 0 | [34 empty] | 0 | 0 | 0 | 0 | 0 | 0
Induction Lamps and fixtures 55 - 100 watts | 20 | 0 | fixture | 35 |  | 0.18 | 843.3 |  | 295 | 16 | 0.96 | 0 | 0 | 0 | 0 | 0 | 0 | 0 | 0 | 0 | 0 | 0 | 0 | 0 | 0 | [34 empty] | 0 | 0 | 0 | 0 | 0 | 0
Induction Lamps and fixtures >100 watts | 0 | 0 | fixture | 50 |  | 0.343 | 1606.955 |  | 135 | 16 | 0.96 | 0 | 0 | 0 | 0 | 0 | 0 | 0 | 0 | 0 | 0 | 0 | 0 | 0 | 0 | [34 empty] | 0 | 0 | 0 | 0 | 0 | 0
LED Exit Sign | 8000 | 74 | fixture | 27 |  | 0.034 | 297.024 |  | 111 | 16 | 0.96 | 1998 | 0 | 8214 | 7885.44 | 2.516 | 2.4154 | 21979.776 | 0 | 351676.416 | 0 | 21100.585 | 0 | 337609.3594 | 0 | [34 empty] | 0 | 0 | 0 | 0 | 0 | 0
LED Channel Signage (Red) indoor <2ft | 0 | 0 | foot | 4 |  | 0.01 | 43.68 |  | 18 | 16 | 0.96 | 0 | 0 | 0 | 0 | 0 | 0 | 0 | 0 | 0 | 0 | 0 | 0 | 0 | 0 | [34 empty] | 0 | 0 | 0 | 0 | 0 | 0
LED Channel Signage (Red) indoor >2ft | 0 | 0 | foot | 6 |  | 0.02 | 87.36 |  | 33 | 16 | 0.96 | 0 | 0 | 0 | 0 | 0 | 0 | 0 | 0 | 0 | 0 | 0 | 0 | 0 | 0 | [34 empty] | 0 | 0 | 0 | 0 | 0 | 0
LED Channel Signage (Red) outdoor <2ft | 0 | 0 | foot | 2 |  | 0 | 22 |  | 18 | 16 | 0.96 | 0 | 0 | 0 | 0 | 0 | 0 | 0 | 0 | 0 | 0 | 0 | 0 | 0 | 0 | [34 empty] | 0 | 0 | 0 | 0 | 0 | 0
LED Channel Signage (Red) outdoor >2ft | 4000 | 37 | foot | 3 |  | 0 | 43.8 |  | 33 | 16 | 0.96 | 111 | 0 | 1221 | 1172.16 | 0 | 0 | 1620.6 | 0 | 25929.6 | 0 | 1555.776 | 0 | 24892.416 | 0 | [34 empty] | 0 | 0 | 0 | 0 | 0 | 0
T-8 or T-5 Lamp and Electronic ballast - 2 foot Installed | 3338 | 31 | lamp | 3.5 |  | 0.0099 | 46.3815 |  | 21 | 16 | 0.96 | 108.5 | 0 | 651 | 624.96 | 0.3069 | 0.29462 | 1437.8265 | 0 | 23005.224 | 0 | 1380.3134 | 0 | 22085.015 | 0 | [34 empty] | 0 | 0 | 0 | 0 | 0 | 0
T-8 or T-5 Lamp and Electronic, 2-foot lamp removed | 300 | 2 | lamp | 4 |  | 0.0375 | 175.6875 |  | 19 | 16 | 0.96 | 8 | 0 | 38 | 36.48 | 0.075 | 0.072 | 351.375 | 0 | 5622 | 0 | 337.32 | 0 | 5397.12 | 0 | [34 empty] | 0 | 0 | 0 | 0 | 0 | 0
T-8 or T-5 Lamp and Electronic ballast - 3 foot Installed | 834 | 7 | lamp | 4.25 |  | 0.0116 | 54.346 |  | 21 | 16 | 0.96 | 29.75 | 0 | 147 | 141.12 | 0.0812 | 0.077952 | 380.422 | 0 | 6086.752 | 0 | 365.2051 | 0 | 5843.2819 | 0 | [34 empty] | 0 | 0 | 0 | 0 | 0 | 0
T-8 or T-5 Lamp and Electronic, 3-foot lamp removed | 76 | 0 | lamp | 4 |  | 0.044 | 206.14 |  | 19 | 16 | 0.96 | 0 | 0 | 0 | 0 | 0 | 0 | 0 | 0 | 0 | 0 | 0 | 0 | 0 | 0 | [34 empty] | 0 | 0 | 0 | 0 | 0 | 0
T-8 or T-5 Lamp and Electronic ballast - 4 foot Installed | 451832 | 4224 | lamp | 4.25 |  | 0.0107 | 50.1295 |  | 4.49 | 16 | 0.96 | 17952 | 0 | 18965.76 | 18207.1296 | 45.1968 | 43.3889 | 211747.008 | 0 | 3387952.128 | 0 | 203277.1277 | 0 | 3252434.0429 | 0 | [34 empty] | 0 | 0 | 0 | 0 | 0 | 0
T-8 or T5 Lamp and Electronic, 4-foot lamp removed | 67998 | 635 | lamp | 6 |  | 0.043 | 201.455 |  | 35 | 16 | 0.96 | 3810 | 0 | 22225 | 21336 | 27.305 | 26.2128 | 127923.925 | 0 | 2046782.8 | 0 | 122806.968 | 0 | 1964911.488 | 0 | [34 empty] | 0 | 0 | 0 | 0 | 0 | 0
T-8 or T-5 Lamp and Electronic, 8-foot lamp installed | 18162 | 169 | lamp | 7.5 |  | 0.009 | 42.165 |  | 19.5 | 16 | 0.96 | 1267.5 | 0 | 3295.5 | 3163.68 | 1.521 | 1.4602 | 7125.885 | 0 | 114014.16 | 0 | 6840.8496 | 0 | 109453.5936 | 0 | [34 empty] | 0 | 0 | 0 | 0 | 0 | 0
T-8 or T-5 Lamp and Electronic, 8-foot lamp removed | 2852 | 26 | lamp | 9 |  | 0.079 | 370.115 |  | 50 | 16 | 0.96 | 234 | 0 | 1300 | 1248 | 2.054 | 1.9718 | 9622.99 | 0 | 153967.84 | 0 | 9238.0704 | 0 | 147809.1264 | 0 | [34 empty] | 0 | 0 | 0 | 0 | 0 | 0
Electronic Ballast, Non-Dimming | 774 | 7 | lamp controlled | 2 |  | 0.007 | 32.795 |  | 13 | 16 | 0.96 | 14 | 0 | 91 | 87.36 | 0.049 | 0.04704 | 229.565 | 0 | 3673.04 | 0 | 220.3824 | 0 | 3526.1184 | 0 | [34 empty] | 0 | 0 | 0 | 0 | 0 | 0
Electronic Ballast, Dimming(with daylighting) | 16456 | 153 | lamp controlled | 10 |  | 0.013 | 60.905 |  | 42 | 16 | 0.96 | 1530 | 0 | 6426 | 6168.96 | 1.989 | 1.9094 | 9318.465 | 0 | 149095.44 | 0 | 8945.7264 | 0 | 143131.6224 | 0 | [34 empty] | 0 | 0 | 0 | 0 | 0 | 0
Interior pulse start HID fixture 0-35 watts incandescent basecase | 0 | 0 | lamp | 18 |  | 0.055 | 257.675 |  | 133 | 16 | 0.96 | 0 | 0 | 0 | 0 | 0 | 0 | 0 | 0 | 0 | 0 | 0 | 0 | 0 | 0 | [34 empty] | 0 | 0 | 0 | 0 | 0 | 0
Interior pulse start HID fixture 0-35 watts mercury vapor basecase | 0 | 0 | lamp | 12.5 |  | 0.029 | 135.865 |  | 60 | 16 | 0.96 | 0 | 0 | 0 | 0 | 0 | 0 | 0 | 0 | 0 | 0 | 0 | 0 | 0 | 0 | [34 empty] | 0 | 0 | 0 | 0 | 0 | 0
Interior pulse start HID fixture 36-70 watts incandescent basecase | 0 | 0 | lamp | 25 |  | 0.11 | 515.35 |  | 171 | 16 | 0.96 | 0 | 0 | 0 | 0 | 0 | 0 | 0 | 0 | 0 | 0 | 0 | 0 | 0 | 0 | [34 empty] | 0 | 0 | 0 | 0 | 0 | 0
Interior pulse start HID fixture 36-70 watts mercury vapor basecase | 186 | 1 | lamp | 18 |  | 0.035 | 163.975 |  | 70 | 16 | 0.96 | 18 | 0 | 70 | 67.2 | 0.035 | 0.0336 | 163.975 | 0 | 2623.6 | 0 | 157.416 | 0 | 2518.656 | 0 | [34 empty] | 0 | 0 | 0 | 0 | 0 | 0
Interior pulse start HID fixture 71-100 watts incandescent basecase | 118 | 1 | lamp | 40 |  | 0.171 | 801.135 |  | 100 | 16 | 0.96 | 40 | 0 | 100 | 96 | 0.171 | 0.16416 | 801.135 | 0 | 12818.16 | 0 | 769.0896 | 0 | 12305.4336 | 0 | [34 empty] | 0 | 0 | 0 | 0 | 0 | 0
Interior pulse start HID fixture 71-100 watts mercury vapor basecase | 22 | 0 | lamp | 38 |  | 0.071 | 332.635 |  | 80 | 16 | 0.96 | 0 | 0 | 0 | 0 | 0 | 0 | 0 | 0 | 0 | 0 | 0 | 0 | 0 | 0 | [34 empty] | 0 | 0 | 0 | 0 | 0 | 0
Interior pulse start HID fixture 101-175 watts incandescent basecase | 32 | 0 | lamp | 40 |  | 0.29 | 1358.65 |  | 32 | 16 | 0.96 | 0 | 0 | 0 | 0 | 0 | 0 | 0 | 0 | 0 | 0 | 0 | 0 | 0 | 0 | [34 empty] | 0 | 0 | 0 | 0 | 0 | 0
Interior pulse start HID fixture 101-175 watts mercury vapro basecase | 8 | 0 | lamp | 38 |  | 0.075 | 351.375 |  | 150 | 16 | 0.96 | 0 | 0 | 0 | 0 | 0 | 0 | 0 | 0 | 0 | 0 | 0 | 0 | 0 | 0 | [34 empty] | 0 | 0 | 0 | 0 | 0 | 0
Interior pulse start HID fixture 176 - 250 watts mercury vapro basecase | 120 | 1 | lamp | 38 |  | 0.182 | 852.67 |  | 150 | 16 | 0.96 | 38 | 0 | 150 | 144 | 0.182 | 0.17472 | 852.67 | 0 | 13642.72 | 0 | 818.5632 | 0 | 13097.0112 | 0 | [34 empty] | 0 | 0 | 0 | 0 | 0 | 0
Interior pulse start HID fixture 176-250 watts incandescent basecase | 2000 | 18 | lamp | 40 |  | 0.462 | 2164.47 |  | 32 | 16 | 0.96 | 720 | 0 | 576 | 552.96 | 8.316 | 7.9834 | 38960.46 | 0 | 623367.36 | 0 | 37402.0416 | 0 | 598432.6656 | 0 | [34 empty] | 0 | 0 | 0 | 0 | 0 | 0
Interior pulse start HID fixture 251 - 400 watts mercury vapro basecase | 0 | 0 | lamp | 48 |  | 0.483 | 2262.855 |  | 150 | 16 | 0.96 | 0 | 0 | 0 | 0 | 0 | 0 | 0 | 0 | 0 | 0 | 0 | 0 | 0 | 0 | [34 empty] | 0 | 0 | 0 | 0 | 0 | 0
Interior pulse start HID fixture 251-400 watts incandescent basecase | 2000 | 18 | lamp | 50 |  | 0.634 | 2970.29 |  | 32 | 16 | 0.96 | 900 | 0 | 576 | 552.96 | 11.412 | 10.9555 | 53465.22 | 0 | 855443.52 | 0 | 51326.6112 | 0 | 821225.7792 | 0 | [34 empty] | 0 | 0 | 0 | 0 | 0 | 0
Exterior pulse start HID fixture 0-100 watts incandescent basecase | 0 | 0 | lamp | 36 |  | 0.188 | 754.82 |  | 95 | 16 | 0.96 | 0 | 0 | 0 | 0 | 0 | 0 | 0 | 0 | 0 | 0 | 0 | 0 | 0 | 0 | [34 empty] | 0 | 0 | 0 | 0 | 0 | 0
Exterior pulse start HID fixture 0-100 watts mercury vapor basecase | 376 | 3 | lamp | 22 |  | 0.088 | 353.32 |  | 95 | 16 | 0.96 | 66 | 0 | 285 | 273.6 | 0.264 | 0.25344 | 1059.96 | 0 | 16959.36 | 0 | 1017.5616 | 0 | 16280.9856 | 0 | [34 empty] | 0 | 0 | 0 | 0 | 0 | 0
Exterior pulse start HID fixture 101-175 watts incandescent basecase | 0 | 0 | lamp | 64 |  | 0.33 | 1324.95 |  | 150 | 16 | 0.96 | 0 | 0 | 0 | 0 | 0 | 0 | 0 | 0 | 0 | 0 | 0 | 0 | 0 | 0 | [34 empty] | 0 | 0 | 0 | 0 | 0 | 0
Exterior pulse start HID fixture 101-175 watts mercury vapor basecas | 0 | 0 | lamp | 30 |  | 0.115 | 461.725 |  | 150 | 16 | 0.96 | 0 | 0 | 0 | 0 | 0 | 0 | 0 | 0 | 0 | 0 | 0 | 0 | 0 | 0 | [34 empty] | 0 | 0 | 0 | 0 | 0 | 0
Exterior pulse start HID fixture > 176 watts incandescent basecase | 500 | 4 | lamp | 100 |  | 0.482 | 1935.23 |  | 200 | 16 | 0.96 | 400 | 0 | 800 | 768 | 1.928 | 1.8509 | 7740.92 | 0 | 123854.72 | 0 | 7431.2832 | 0 | 118900.5312 | 0 | [34 empty] | 0 | 0 | 0 | 0 | 0 | 0
Exterior pulse start HID fixture > 176 watts mercury vapor basecase | 358 | 3 | lamp | 48 |  | 0.186 | 746.79 |  | 200 | 16 | 0.96 | 144 | 0 | 600 | 576 | 0.558 | 0.53568 | 2240.37 | 0 | 35845.92 | 0 | 2150.7552 | 0 | 34412.0832 | 0 | [34 empty] | 0 | 0 | 0 | 0 | 0 | 0
Ceramic Metal Halide (CMH) ,75 watts | 1000 | 9 | lamp | 25 |  | 0.0733 | 343 |  | 75 | 16 | 0.96 | 225 | 0 | 675 | 648 | 0.6597 | 0.63331 | 3087 | 0 | 49392 | 0 | 2963.52 | 0 | 47416.32 | 0 | [34 empty] | 0 | 0 | 0 | 0 | 0 | 0
Interior Pulse Start Metal Halide (400 W replacements) | 1000 | 9 | lamp | 45 |  | 0.111 | 444 |  | 128 | 10 | 0.96 | 405 | 0 | 1152 | 1105.92 | 0.999 | 0.95904 | 3996 | 0 | 39960 | 0 | 3836.16 | 0 | 38361.6 | 0 | [34 empty] | 0 | 0 | 0 | 0 | 0 | 0
Interior HO T-5 4 lamp fixture retrofits | 4000 | 37 | lamp | 75 |  | 0.224 | 896 |  | 252 | 16 | 0.96 | 2775 | 0 | 9324 | 8951.04 | 8.288 | 7.9565 | 33152 | 0 | 530432 | 0 | 31825.92 | 0 | 509214.72 | 0 | [34 empty] | 0 | 0 | 0 | 0 | 0 | 0
Occupancy Sensor wall mounted | 500 | 4 | sensor | 16.5 |  | 0.089 | 416.965 |  | 45 | 8 | 0.96 | 66 | 0 | 180 | 172.8 | 0.356 | 0.34176 | 1667.86 | 0 | 13342.88 | 0 | 1601.1456 | 0 | 12809.1648 | 0 | [34 empty] | 0 | 0 | 0 | 0 | 0 | 0
Occupancy Sensor ceiling mounted | 2216 | 20 | sensor | 44 |  | 0.305 | 1428.925 |  | 80 | 8 | 0.96 | 880 | 0 | 1600 | 1536 | 6.1 | 5.856 | 28578.5 | 0 | 228628 | 0 | 27435.36 | 0 | 219482.88 | 0 | [34 empty] | 0 | 0 | 0 | 0 | 0 | 0
Plug Load sensor | 2994 | 27 | sensor | 15 |  | 0.099 | 463.815 |  | 20 | 8 | 0.96 | 405 | 0 | 540 | 518.4 | 2.673 | 2.5661 | 12523.005 | 0 | 100184.04 | 0 | 12022.0848 | 0 | 96176.6784 | 0 | [34 empty] | 0 | 0 | 0 | 0 | 0 | 0
Photocell | 604 | 5 | photocell | 7 |  | 0.38 | 1780.3 |  | 10 | 8 | 0.96 | 35 | 0 | 50 | 48 | 1.9 | 1.824 | 8901.5 | 0 | 71212 | 0 | 8545.44 | 0 | 68363.52 | 0 | [34 empty] | 0 | 0 | 0 | 0 | 0 | 0
Timeclock | 108 | 1 | timeclock | 36 |  | 0.38 | 1780.3 |  | 31 | 8 | 0.96 | 36 | 0 | 31 | 29.76 | 0.38 | 0.3648 | 1780.3 | 0 | 14242.4 | 0 | 1709.088 | 0 | 13672.704 | 0 | [34 empty] | 0 | 0 | 0 | 0 | 0 | 0
Refrigeration
Night Covers for Display Cases - med temp | 830 | 0 | linear ft | 9 |  | 0.1 | 148 |  | 9.25 | 5 | 0.96 | 0 | 0 | 0 | 0 | 0 | 0 | 0 | 0 | 0 | 0 | 0 | 0 | 0 | 0 | [34 empty] | 0 | 0 | 0 | 0 | 0 | 0
Night Covers for Display Cases - low temp | 1836 | 0 | linear ft | 9 |  | 0.04 | 59 |  | 9.25 | 5 | 0.96 | 0 | 0 | 0 | 0 | 0 | 0 | 0 | 0 | 0 | 0 | 0 | 0 | 0 | 0 | [34 empty] | 0 | 0 | 0 | 0 | 0 | 0
Infiltration Barrier for Walk-ins (strip curtains) | 4164 | 0 | ft2 | 3 |  | 0.0531 | 465 |  | 14 | 4 | 0.96 | 0 | 0 | 0 | 0 | 0 | 0 | 0 | 0 | 0 | 0 | 0 | 0 | 0 | 0 | [34 empty] | 0 | 0 | 0 | 0 | 0 | 0
Retrofit Glass doors on open vertical display cases (Low Temp) | 0 | 0 | door | 150 |  | 0.53 | 2812 |  | 400 | 12 | 0.96 | 0 | 0 | 0 | 0 | 0 | 0 | 0 | 0 | 0 | 0 | 0 | 0 | 0 | 0 | [34 empty] | 0 | 0 | 0 | 0 | 0 | 0
Retrofit Glass doors on open vertical display cases (Medium Case) | 96 | 0 | door | 75 |  | 0.24 | 1155 |  | 263 | 12 | 0.96 | 0 | 0 | 0 | 0 | 0 | 0 | 0 | 0 | 0 | 0 | 0 | 0 | 0 | 0 | [34 empty] | 0 | 0 | 0 | 0 | 0 | 0
Replace reach in case w/doors with hi eff case with special doors | 28 | 0 | linear ft | 200 |  | 0.16 | 1422 |  | 700 | 12 | 0.96 | 0 | 0 | 0 | 0 | 0 | 0 | 0 | 0 | 0 | 0 | 0 | 0 | 0 | 0 | [34 empty] | 0 | 0 | 0 | 0 | 0 | 0
New Low Temp reach in Display Case with doors( replace open) | 0 | 0 | linear ft | 200 |  | 0.22 | 1208 |  | 450 | 16 | 0.96 | 0 | 0 | 0 | 0 | 0 | 0 | 0 | 0 | 0 | 0 | 0 | 0 | 0 | 0 | [34 empty] | 0 | 0 | 0 | 0 | 0 | 0
New Medium Temp reach in Display Case with Doors (replace open) | 22 | 0 | linear ft | 150 |  | 0.11 | 581 |  | 450 | 16 | 0.96 | 0 | 0 | 0 | 0 | 0 | 0 | 0 | 0 | 0 | 0 | 0 | 0 | 0 | 0 | [34 empty] | 0 | 0 | 0 | 0 | 0 | 0
Special Doors with Low Anti-Sweat Heat low temp) | 0 | 0 | door | 175 |  | 0.09 | 749 |  | 300 | 12 | 0.96 | 0 | 0 | 0 | 0 | 0 | 0 | 0 | 0 | 0 | 0 | 0 | 0 | 0 | 0 | [34 empty] | 0 | 0 | 0 | 0 | 0 | 0
Anti-Sweat Heat Controller | 0 | 0 | linear ft | 14 |  | 0.04 | 343 |  | 56 | 8 | 0.96 | 0 | 0 | 0 | 0 | 0 | 0 | 0 | 0 | 0 | 0 | 0 | 0 | 0 | 0 | [34 empty] | 0 | 0 | 0 | 0 | 0 | 0
Insulate Bare Suction Pipes | 100 | 0 | linear ft | 1 |  | 0.0018 | 283 |  | 1.72 | 11 | 0.96 | 0 | 0 | 0 | 0 | 0 | 0 | 0 | 0 | 0 | 0 | 0 | 0 | 0 | 0 | [34 empty] | 0 | 0 | 0 | 0 | 0 | 0
Main door Cooler Door Gaskets (Walk-in) | 200 | 0 | linear ft | 4 |  | 0 | 418 |  | 5 | 4 | 0.96 | 0 | 0 | 0 | 0 | 0 | 0 | 0 | 0 | 0 | 0 | 0 | 0 | 0 | 0 | [34 empty] | 0 | 0 | 0 | 0 | 0 | 0
Main Door Freezer Door Gaskets( Walk-in) | 184 | 0 | linear ft | 4 |  | 0 | 1518 |  | 5 | 4 | 0.96 | 0 | 0 | 0 | 0 | 0 | 0 | 0 | 0 | 0 | 0 | 0 | 0 | 0 | 0 | [34 empty] | 0 | 0 | 0 | 0 | 0 | 0
Auto-closer for Coolers | 4 | 0 | closer | 40 |  | 0 | 1511 |  | 125 | 8 | 0.96 | 0 | 0 | 0 | 0 | 0 | 0 | 0 | 0 | 0 | 0 | 0 | 0 | 0 | 0 | [34 empty] | 0 | 0 | 0 | 0 | 0 | 0
Auto-closer for Freezers | 0 | 0 | closer | 50 |  | 0 | 2024 |  | 125 | 8 | 0.96 | 0 | 0 | 0 | 0 | 0 | 0 | 0 | 0 | 0 | 0 | 0 | 0 | 0 | 0 | [34 empty] | 0 | 0 | 0 | 0 | 0 | 0
Auto-closer for Glass Doors for Walk-In Coolers | 0 | 0 | closer | 40 |  | 0.57 | 3535 |  | 125 | 8 | 0.96 | 0 | 0 | 0 | 0 | 0 | 0 | 0 | 0 | 0 | 0 | 0 | 0 | 0 | 0 | [34 empty] | 0 | 0 | 0 | 0 | 0 | 0
Oversized Air Cooled Condenser | 90 | 0 | tons | 175 |  | 0.19 | 1559 |  | 350 | 16 | 0.96 | 0 | 0 | 0 | 0 | 0 | 0 | 0 | 0 | 0 | 0 | 0 | 0 | 0 | 0 | [34 empty] | 0 | 0 | 0 | 0 | 0 | 0
Oversized Evaporative Cooled Condenser | 90 | 0 | tons | 75 |  | 0.12 | 938 |  | 279 | 16 | 0.96 | 0 | 0 | 0 | 0 | 0 | 0 | 0 | 0 | 0 | 0 | 0 | 0 | 0 | 0 | [34 empty] | 0 | 0 | 0 | 0 | 0 | 0
Air cooled to Evaporative cooled condensers -conventional | 0 | 0 | tons | 195 |  | 0.48 | 2828 |  | 500 | 16 | 0.96 | 0 | 0 | 0 | 0 | 0 | 0 | 0 | 0 | 0 | 0 | 0 | 0 | 0 | 0 | [34 empty] | 0 | 0 | 0 | 0 | 0 | 0
Air cooled to Evaporative cooled condensers - multiplex | 0 | 0 | tons | 195 |  | 0.55 | 1900 |  | 390 | 16 | 0.96 | 0 | 0 | 0 | 0 | 0 | 0 | 0 | 0 | 0 | 0 | 0 | 0 | 0 | 0 | [34 empty] | 0 | 0 | 0 | 0 | 0 | 0
Multiplex Compressor System air cooled | 0 | 0 | tons | 300 |  | 0.3 | 2750 |  | 1750 | 12 | 0.96 | 0 | 0 | 0 | 0 | 0 | 0 | 0 | 0 | 0 | 0 | 0 | 0 | 0 | 0 | [34 empty] | 0 | 0 | 0 | 0 | 0 | 0
Multiplex Compressor System - evap cooled | 210 | 1 | tons | 300 |  | 0.15 | 1500 |  | 1750 | 12 | 0.96 | 300 | 0 | 1750 | 1680 | 0.15 | 0.144 | 1500 | 0 | 18000 | 0 | 1440 | 0 | 17280 | 0 | [34 empty] | 0 | 0 | 0 | 0 | 0 | 0
Multiplex Compressor System w/ eff cond - air cooled | 0 | 0 | tons | 300 |  | 0.3 | 2850 |  | 1750 | 12 | 0.96 | 0 | 0 | 0 | 0 | 0 | 0 | 0 | 0 | 0 | 0 | 0 | 0 | 0 | 0 | [34 empty] | 0 | 0 | 0 | 0 | 0 | 0
Multiplex Compressor System w/ eff cond - evap cooled | 0 | 0 | tons | 300 |  | 0.15 | 1500 |  | 1750 | 12 | 0.96 | 0 | 0 | 0 | 0 | 0 | 0 | 0 | 0 | 0 | 0 | 0 | 0 | 0 | 0 | [34 empty] | 0 | 0 | 0 | 0 | 0 | 0
Floating Head Pressure Controller - air cooled | 0 | 0 | tons | 70 |  | 0.12 | 900 |  | 279 | 16 | 0.96 | 0 | 0 | 0 | 0 | 0 | 0 | 0 | 0 | 0 | 0 | 0 | 0 | 0 | 0 | [34 empty] | 0 | 0 | 0 | 0 | 0 | 0
Floating Head Pressure Controller - evap cooled | 0 | 0 | tons | 70 |  | 0 | 420 |  | 300 | 16 | 0.96 | 0 | 0 | 0 | 0 | 0 | 0 | 0 | 0 | 0 | 0 | 0 | 0 | 0 | 0 | [34 empty] | 0 | 0 | 0 | 0 | 0 | 0
Efficient Evaporator Fan Motors (SHP to PSC) | 0 | 0 | motor | 20 |  | 0.011 | 336 |  | 76 | 16 | 0.96 | 0 | 0 | 0 | 0 | 0 | 0 | 0 | 0 | 0 | 0 | 0 | 0 | 0 | 0 | [34 empty] | 0 | 0 | 0 | 0 | 0 | 0
Efficient Evaporator Fan Motors (SHP to ECM) | 0 | 0 | motor | 15 |  | 0.021 | 673 |  | 76 | 16 | 0.96 | 0 | 0 | 0 | 0 | 0 | 0 | 0 | 0 | 0 | 0 | 0 | 0 | 0 | 0 | [34 empty] | 0 | 0 | 0 | 0 | 0 | 0
High Efficiency Compressor | 300 | 2 | tons | 75 |  | 0.16 | 1051 |  | 132 | 15 | 0.96 | 150 | 0 | 264 | 253.44 | 0.32 | 0.3072 | 2102 | 0 | 31530 | 0 | 2017.92 | 0 | 30268.8 | 0 | [34 empty] | 0 | 0 | 0 | 0 | 0 | 0
Evaporative Fan Controller | 30 | 0 | controller | 75 |  | 0 | 1109 |  | 300 | 5 | 0.96 | 0 | 0 | 0 | 0 | 0 | 0 | 0 | 0 | 0 | 0 | 0 | 0 | 0 | 0 | [34 empty] | 0 | 0 | 0 | 0 | 0 | 0
Vending Machine Controller | 1200 | 11 | controller | 90 |  | 0 | 1590 |  | 200 | 15 | 0.96 | 990 | 0 | 2200 | 2112 | 0 | 0 | 17490 | 0 | 262350 | 0 | 16790.4 | 0 | 251856 | 0 | [34 empty] | 0 | 0 | 0 | 0 | 0 | 0
Agricultural
Sprinkler to Micro-Irrigation conversion | 3104 | 776 | acre | 132 |  | 0.314 | 559 |  | 300 | 20 | 0.96 | 102432 | 0 | 232800 | 223488 | 243.664 | 233.9174 | 433784 | 0 | 8675680 | 0 | 416432.64 | 0 | 8328652.8 | 0 | [34 empty] | 0 | 0 | 0 | 0 | 0 | 0
Low pressure impact sprinkler nozzles( permanent) | 3412 | 1706 | nozzle | 0.35 |  | 0.0035 | 12 |  | 1.2 | 5 | 0.96 | 597.1 | 0 | 2047.2 | 1965.312 | 5.971 | 5.7322 | 20472 | 0 | 102360 | 0 | 19653.12 | 0 | 98265.6 | 0 | [34 empty] | 0 | 0 | 0 | 0 | 0 | 0
Low pressure impact sprinkler nozzles( portable) | 0 | 0 | nozzle | 0.35 |  | 0.0216 | 33.5 |  | 1.2 | 5 | 0.96 | 0 | 0 | 0 | 0 | 0 | 0 | 0 | 0 | 0 | 0 | 0 | 0 | 0 | 0 | [34 empty] | 0 | 0 | 0 | 0 | 0 | 0
Variable Frequency Drives for Injectin Molding Machines | 0 | 0 | hp | 100 |  | 0.22 | 1540 |  | 216 | 15 | 0.96 | 0 | 0 | 0 | 0 | 0 | 0 | 0 | 0 | 0 | 0 | 0 | 0 | 0 | 0 | [34 empty] | 0 | 0 | 0 | 0 | 0 | 0
Motors
Motors 1-200 HP | 5700 | 2850 | hp | 50 |  | 0.00192 | 9.2496 |  | 530 | 15 | 0.96 | 142500 | 0 | 1510500 | 1450080 | 5.472 | 5.2531 | 26361.36 | 0 | 395420.4 | 0 | 25306.9056 | 0 | 379603.584 | 0 | [34 empty] | 0 | 0 | 0 | 0 | 0 | 0
TOTALS - 2007 | [11 empty] | 417543.31 | 0 | 2142980.436 | 2003087.8328 | 866.6281 | 796.284 | 3728796.565 | 0 | 49238192.22 | 0 | 3306402.3824 | 0 | 42954068.7912 | 0 | 0 | 0 | 0 | 0 | 0 | 0 | 0 | 0 | 0 | 0 | 0 | 0 | 0 | 0 | 0 | 0 | 0 | 0 | 0 | 0 | 0 | 0 | 0 | 0 | 0 | 0 | 0 | 0 | 0 | 0 | 0 | 0 | 0 | 0 | 0 | 0 | 0 | 0 | 0 | 0
Program Impacts Estimation - Non-Specialized Equipment Energy-Efficiency Improvement | [59 empty] | LOAD INCREASES
2008: Percent of Original Goals Used = | 1.048% | [58 empty] | 0 | 0 | 0 | 0
MEASURE / ACTIVITY NAME Provide Measure Descriptions in Proposal Narrative | UNIT GOALS (Original) | UNIT GOALS (Revised for Ag Program) | UNIT DEFINITION | FINANCIAL INCENTIVE PER UNIT | INSTALLATION, SERVICE, AND REPAIR LABOR COSTS PER UNIT | GROSS COINCIDENT PEAK DEMAND REDUCTION PER UNIT (kW) | GROSS ANNUAL ENERGY SAVINGS PER UNIT (kWh) | GROSS ANNUAL ENERGY SAVINGS PER UNIT (THERMS) | GROSS IMC | EUL | NTG | FINANCIAL INCENTIVE PER MEASURE | INSTALLATION, SERVICE, AND REPAIR LABOR COSTS PER MEASURE | TOTAL GROSS INCREMENTAL MEASURE COST PER MEASURE | TOTAL NET INCREMENTAL MEASURE COST PER MEASURE | PROJECTED GROSS COINCIDENT PEAK DEMAND REDUCTION (KW) | PROJECTED NET COINCIDENT PEAK DEMAND REDUCTION (KW) | PROJECTED ANNUAL GROSS KWH SAVINGS | PROJECTED ANNUAL GROSS THERM SAVINGS | PROJECTED LIFECYCLE GROSS KWH SAVINGS | PROJECTED LIFECYCLE GROSS THERM SAVINGS | PROJECTED ANNUAL NET KWH SAVINGS | PROJECTED ANNUAL NET THERM SAVINGS | PROJECTED LIFECYCLE NET KWH SAVINGS | PROJECTED LIFECYCLE NET THERM SAVINGS | PRESENT VALUE OF ANNUALIZED ELECTRIC SAVINGS per KWH - TRC | PRESENT VALUE OF ANNUALIZED GAS SAVINGS per THERM - TRC | PG&E Res | PG&E Small Comm | PG&E Med Comm | PG&E Large Comm | PG&E Ag | SCE Res | SCE Small Comm | SCE Med Comm | SCE Large Comm | SCE Ag | SDGE Res | SDGE Small Comm | SDGE Med Comm | SDGE Large Comm | SDGE Ag | PRESENT VALUE OF ANNUALIZED ELECTRIC SAVINGS per KWH - PT | PG&E Res | PG&E Small Comm | PG&E Med Comm | PG&E Large Comm | PG&E Ag | SCG Res | SCG Small Comm | SCG Med Comm | SCG Large Comm | SCG Ag | SDGE Res | SDGE Small Comm | SDGE Med Comm | SDGE Large Comm | SDGE Ag | PRESENT VALUE OF ANNUALIZED GAS SAVINGS per THERM - PT | GROSS ELECTRICITY BENEFITS - PT | GROSS GAS BENEFITS - PT | NET ELECTRICITY BENEFITS - TRC | NET GAS BENEFITS -TRC | GROSS RESOURCE BENEFITS | NET RESOURCE BENEFITS
Standard Performance Contract
Air Conditioning
Com. Reduced Internal Cooling Load | 0 | 0 | kWh | 0.14 |  | 0.00013889 | 1 |  | 0.21584 | 15 | 0.7 | 0 | 0 | 0 | 0 | 0 | 0 | 0 | 0 | 0 | 0 | 0 | 0 | 0 | 0 | [34 empty] | 0 | 0 | 0 | 0 | 0 | 0
Com. Customized - Space Conditioning | 7848596.5481 | 82253 | kWh | 0.14 |  | 0.00013889 | 1 |  | 0.21584 | 15 | 0.7 | 11515.42 | 0 | 17753.1981 | 12427.2387 | 11.424 | 7.9968 | 82253 | 0 | 1233795 | 0 | 57577.1 | 0 | 863656.5 | 0 | [34 empty] | 0 | 0 | 0 | 0 | 0 | 0
Com. EMS (Space Conditioning) | 574042.318 | 6015 | kWh | 0.14 |  | 0.00013889 | 1 |  | 0.21584 | 15 | 0.7 | 842.1 | 0 | 1298.2564 | 908.7795 | 0.83542 | 0.58479 | 6015 | 0 | 90225 | 0 | 4210.5 | 0 | 63157.5 | 0 | [34 empty] | 0 | 0 | 0 | 0 | 0 | 0
Com. Chillers | 12487296.3767 | 130866 | kWh | 0.14 |  | 0.00013889 | 1 |  | 0.10697 | 20 | 0.7 | 18321.24 | 0 | 13999.0221 | 9799.3155 | 18.1758 | 12.7231 | 130866 | 0 | 2617320 | 0 | 91606.2 | 0 | 1832124 | 0 | [34 empty] | 0 | 0 | 0 | 0 | 0 | 0
Com. Package Units Replacement | 407050.6715 | 4265 | kWh | 0.14 |  | 0.00013889 | 1 |  | 0.1553 | 15 | 0.7 | 597.1 | 0 | 662.3693 | 463.6585 | 0.59236 | 0.41465 | 4265 | 0 | 63975 | 0 | 2985.5 | 0 | 44782.5 | 0 | [34 empty] | 0 | 0 | 0 | 0 | 0 | 0
Ind. Reduced Internal Cooling Load | 0 | 0 | kWh | 0.14 |  | 0.00013889 | 1 |  | 0.21584 | 15 | 0.7 | 0 | 0 | 0 | 0 | 0 | 0 | 0 | 0 | 0 | 0 | 0 | 0 | 0 | 0 | [34 empty] | 0 | 0 | 0 | 0 | 0 | 0
Ind. Customized - Space Conditioning | 2626877.9639 | 27529 | kWh | 0.14 |  | 0.00013889 | 1 |  | 0.21584 | 15 | 0.7 | 3854.06 | 0 | 5941.7625 | 4159.2337 | 3.8235 | 2.6764 | 27529 | 0 | 412935 | 0 | 19270.3 | 0 | 289054.5 | 0 | [34 empty] | 0 | 0 | 0 | 0 | 0 | 0
Ind. Chillers | 4156136.1219 | 43556 | kWh | 0.14 |  | 0.00013889 | 1 |  | 0.10697 | 20 | 0.7 | 6097.84 | 0 | 4659.2805 | 3261.4964 | 6.0494 | 4.2346 | 43556 | 0 | 871120 | 0 | 30489.2 | 0 | 609784 | 0 | [34 empty] | 0 | 0 | 0 | 0 | 0 | 0
Lighting
Com. Indoor Lighting Sys. Mod. | 903310.0143 | 9466 | kWh | 0.05 |  | 0.00014493 | 1 |  | 0.14418 | 16 | 0.7 | 473.3 | 0 | 1364.7716 | 955.3401 | 1.3719 | 0.96032 | 9466 | 0 | 151456 | 0 | 6626.2 | 0 | 106019.2 | 0 | [34 empty] | 0 | 0 | 0 | 0 | 0 | 0
Com. Indoor Lighting Sys. Repl. | 1550466.0051 | 16248 | kWh | 0.05 |  | 0.00014493 | 1 |  | 0.068618 | 16 | 0.7 | 812.4 | 0 | 1114.9109 | 780.4377 | 2.3548 | 1.6483 | 16248 | 0 | 259968 | 0 | 11373.6 | 0 | 181977.6 | 0 | [34 empty] | 0 | 0 | 0 | 0 | 0 | 0
Com. Outdoor Lighting | 0 | 0 | kWh | 0.05 |  | 0.00014493 | 1 |  | 0.068618 | 16 | 0.7 | 0 | 0 | 0 | 0 | 0 | 0 | 0 | 0 | 0 | 0 | 0 | 0 | 0 | 0 | [34 empty] | 0 | 0 | 0 | 0 | 0 | 0
Com. Lighting Controls | 2645551.9189 | 27725 | kWh | 0.05 |  | 0.00014493 | 1 |  | 0.14418 | 16 | 0.7 | 1386.25 | 0 | 3997.2843 | 2798.099 | 4.0181 | 2.8127 | 27725 | 0 | 443600 | 0 | 19407.5 | 0 | 310520 | 0 | [34 empty] | 0 | 0 | 0 | 0 | 0 | 0
Ind. Indoor Lighting Sys. Mod. | 0 | 0 | kWh | 0.05 |  | 0.00014493 | 1 |  | 0.14418 | 16 | 0.7 | 0 | 0 | 0 | 0 | 0 | 0 | 0 | 0 | 0 | 0 | 0 | 0 | 0 | 0 | [34 empty] | 0 | 0 | 0 | 0 | 0 | 0
Ind. Indoor Lighting Sys. Repl. | 520672.0617 | 5456 | kWh | 0.05 |  | 0.00014493 | 1 |  | 0.068618 | 16 | 0.7 | 272.8 | 0 | 374.3817 | 262.0672 | 0.79072 | 0.55351 | 5456 | 0 | 87296 | 0 | 3819.2 | 0 | 61107.2 | 0 | [34 empty] | 0 | 0 | 0 | 0 | 0 | 0
Ind. Outdoor Lighting Sys. Mod. | 0 | 0 | kWh | 0.05 |  | 0.00014493 | 1 |  | 0.14418 | 16 | 0.7 | 0 | 0 | 0 | 0 | 0 | 0 | 0 | 0 | 0 | 0 | 0 | 0 | 0 | 0 | [34 empty] | 0 | 0 | 0 | 0 | 0 | 0
Ind. Outdoor Lighting Sys. Repl. | 0 | 0 | kWh | 0.05 |  | 0.00014493 | 1 |  | 0.068618 | 16 | 0.7 | 0 | 0 | 0 | 0 | 0 | 0 | 0 | 0 | 0 | 0 | 0 | 0 | 0 | 0 | [34 empty] | 0 | 0 | 0 | 0 | 0 | 0
Ind. LED Lamps | 0 | 0 | kWh | 0.05 |  | 0.00014493 | 1 |  | 0.068618 | 16 | 0.7 | 0 | 0 | 0 | 0 | 0 | 0 | 0 | 0 | 0 | 0 | 0 | 0 | 0 | 0 | [34 empty] | 0 | 0 | 0 | 0 | 0 | 0
Other |  | 0
Com. Customized - Process | 41388988.6919 | 433756 | kWh | 0.08 |  | 0.00012658 | 1 |  | 0.22 | 15 | 0.7 | 34700.48 | 0 | 95426.32 | 66798.424 | 54.9058 | 38.4341 | 433756 | 0 | 6506340 | 0 | 303629.2 | 0 | 4554438 | 0 | [34 empty] | 0 | 0 | 0 | 0 | 0 | 0
Com. Customized - Refrigeration | 3089073.1668 | 32373 | kWh | 0.08 |  | 0.00012658 | 1 |  | 0.25 | 15 | 0.7 | 2589.84 | 0 | 8093.25 | 5665.275 | 4.0978 | 2.8685 | 32373 | 0 | 485595 | 0 | 22661.1 | 0 | 339916.5 | 0 | [34 empty] | 0 | 0 | 0 | 0 | 0 | 0
Com. Customized - Pumping | 1224932.8476 | 12837 | kWh | 0.08 |  | 0.00012658 | 1 |  | 0.22 | 15 | 0.7 | 1026.96 | 0 | 2824.14 | 1976.898 | 1.6249 | 1.1375 | 12837 | 0 | 192555 | 0 | 8985.9 | 0 | 134788.5 | 0 | [34 empty] | 0 | 0 | 0 | 0 | 0 | 0
Ind. Motors | 25825523.8093 | 270651 | kWh | 0.08 |  | 0.00012658 | 1 |  | 0.22 | 15 | 0.7 | 21652.08 | 0 | 59543.22 | 41680.254 | 34.2596 | 23.9817 | 270651 | 0 | 4059765 | 0 | 189455.7 | 0 | 2841835.5 | 0 | [34 empty] | 0 | 0 | 0 | 0 | 0 | 0
Ind. Adj. Speed Drive | 0 | 0 | kWh | 0.08 |  | 0.00012658 | 1 |  | 0.22 | 15 | 0.7 | 0 | 0 | 0 | 0 | 0 | 0 | 0 | 0 | 0 | 0 | 0 | 0 | 0 | 0 | [34 empty] | 0 | 0 | 0 | 0 | 0 | 0
Ind. Pump System Controls | 5538627.5912 | 58044 | kWh | 0.08 |  | 0.00012658 | 1 |  | 0.22 | 15 | 0.7 | 4643.52 | 0 | 12769.68 | 8938.776 | 7.3473 | 5.1431 | 58044 | 0 | 870660 | 0 | 40630.8 | 0 | 609462 | 0 | [34 empty] | 0 | 0 | 0 | 0 | 0 | 0
Ind. Cooling Towers | 0 | 0 | kWh | 0.08 |  | 0.00012658 | 1 |  | 0.22 | 15 | 0.7 | 0 | 0 | 0 | 0 | 0 | 0 | 0 | 0 | 0 | 0 | 0 | 0 | 0 | 0 | [34 empty] | 0 | 0 | 0 | 0 | 0 | 0
Ind. Customized - Process | 1612853.8932 | 16902 | kWh | 0.08 |  | 0.00012658 | 1 |  | 0.22 | 15 | 0.7 | 1352.16 | 0 | 3718.44 | 2602.908 | 2.1395 | 1.4976 | 16902 | 0 | 253530 | 0 | 11831.4 | 0 | 177471 | 0 | [34 empty] | 0 | 0 | 0 | 0 | 0 | 0
Express Efficiency Program
HVAC
Package Terminal Air Conditioners | 9836 | 103 | unit | 100 |  | 0.157 | 383.08 |  | 65 | 15 | 0.96 | 10300 | 0 | 6695 | 6427.2 | 16.171 | 15.5242 | 39457.24 | 0 | 591858.6 | 0 | 37878.9504 | 0 | 568184.256 | 0 | [34 empty] | 0 | 0 | 0 | 0 | 0 | 0
Package single Tier 1-air cooled | 0 | 0 | ton | 80 |  | 0.254 | 619.76 |  | 158 | 15 | 0.96 | 0 | 0 | 0 | 0 | 0 | 0 | 0 | 0 | 0 | 0 | 0 | 0 | 0 | 0 | [34 empty] | 0 | 0 | 0 | 0 | 0 | 0
Split System single Tier 1- air cooled | 0 | 0 | ton | 80 |  | 0.217 | 529.48 |  | 205 | 15 | 0.96 | 0 | 0 | 0 | 0 | 0 | 0 | 0 | 0 | 0 | 0 | 0 | 0 | 0 | 0 | [34 empty] | 0 | 0 | 0 | 0 | 0 | 0
Package single Tier 2 - air cooled | 0 | 0 | ton | 100 |  | 0.283 | 690.52 |  | 316 | 15 | 0.96 | 0 | 0 | 0 | 0 | 0 | 0 | 0 | 0 | 0 | 0 | 0 | 0 | 0 | 0 | [34 empty] | 0 | 0 | 0 | 0 | 0 | 0
Split System single Tier 2- air cooled | 0 | 0 | ton | 100 |  | 0.274 | 668.56 |  | 406 | 15 | 0.96 | 0 | 0 | 0 | 0 | 0 | 0 | 0 | 0 | 0 | 0 | 0 | 0 | 0 | 0 | [34 empty] | 0 | 0 | 0 | 0 | 0 | 0
Package single Tier 3 - air cooled | 24 | 0 | ton | 140 |  | 0.311 | 758.84 |  | 421 | 15 | 0.96 | 0 | 0 | 0 | 0 | 0 | 0 | 0 | 0 | 0 | 0 | 0 | 0 | 0 | 0 | [34 empty] | 0 | 0 | 0 | 0 | 0 | 0
Split System Tier 3 - air cooled | 24 | 0 | ton | 140 |  | 0.308 | 751.52 |  | 541 | 15 | 0.96 | 0 | 0 | 0 | 0 | 0 | 0 | 0 | 0 | 0 | 0 | 0 | 0 | 0 | 0 | [34 empty] | 0 | 0 | 0 | 0 | 0 | 0
65-135kBTU air cooled, package or split Tier 2 | 0 | 0 | ton | 75 |  | 0.106 | 258.64 |  | 79 | 15 | 0.96 | 0 | 0 | 0 | 0 | 0 | 0 | 0 | 0 | 0 | 0 | 0 | 0 | 0 | 0 | [34 empty] | 0 | 0 | 0 | 0 | 0 | 0
65-135kBTU water/evap cooled, package or split Tier 2 | 0 | 0 | ton | 75 |  | 0.106 | 258.64 |  | 79 | 15 | 0.96 | 0 | 0 | 0 | 0 | 0 | 0 | 0 | 0 | 0 | 0 | 0 | 0 | 0 | 0 | [34 empty] | 0 | 0 | 0 | 0 | 0 | 0
135-240 kBTU air cooled, package or split Tier 2 | 0 | 0 | ton | 75 |  | 0.115 | 280.6 |  | 79 | 15 | 0.96 | 0 | 0 | 0 | 0 | 0 | 0 | 0 | 0 | 0 | 0 | 0 | 0 | 0 | 0 | [34 empty] | 0 | 0 | 0 | 0 | 0 | 0
135-240 kBTU water/evap cooled, package or split Tier 2 | 0 | 0 | ton | 113 |  | 0.115 | 280.6 |  | 79 | 15 | 0.96 | 0 | 0 | 0 | 0 | 0 | 0 | 0 | 0 | 0 | 0 | 0 | 0 | 0 | 0 | [34 empty] | 0 | 0 | 0 | 0 | 0 | 0
>240 kBTU air cooled, package or split Tier 2 | 0 | 0 | ton | 75 |  | 0.126 | 307.44 |  | 79 | 15 | 0.96 | 0 | 0 | 0 | 0 | 0 | 0 | 0 | 0 | 0 | 0 | 0 | 0 | 0 | 0 | [34 empty] | 0 | 0 | 0 | 0 | 0 | 0
Variable-Frequency Drives - HVAC Fans | 940 | 9 | hp | 80 |  | 0 | 753 |  | 202 | 15 | 0.96 | 720 | 0 | 1818 | 1745.28 | 0 | 0 | 6777 | 0 | 101655 | 0 | 6505.92 | 0 | 97588.8 | 0 | [34 empty] | 0 | 0 | 0 | 0 | 0 | 0
Setback Programmable Thermostats | 3440 | 36 | unit | 54 |  | 0 | 327 |  | 58 | 11 | 0.96 | 1944 | 0 | 2088 | 2004.48 | 0 | 0 | 11772 | 0 | 129492 | 0 | 11301.12 | 0 | 124312.32 | 0 | [34 empty] | 0 | 0 | 0 | 0 | 0 | 0
Reflective Window Film - Coastal | 4962 | 52 | ft2 | 1.35 |  | 0.003 | 13 |  | 1.79 | 10 | 0.96 | 70.2 | 0 | 93.08 | 89.3568 | 0.156 | 0.14976 | 676 | 0 | 6760 | 0 | 648.96 | 0 | 6489.6 | 0 | [34 empty] | 0 | 0 | 0 | 0 | 0 | 0
Reflective Window Film - Inland | 54568 | 571 | ft2 | 1.35 |  | 0.003 | 16 |  | 1.79 | 10 | 0.96 | 770.85 | 0 | 1022.09 | 981.2064 | 1.713 | 1.6445 | 9136 | 0 | 91360 | 0 | 8770.56 | 0 | 87705.6 | 0 | [34 empty] | 0 | 0 | 0 | 0 | 0 | 0
Reflective Window Film - Desert | 10554 | 110 | ft2 | 1.35 |  | 0.003 | 24 |  | 1.79 | 10 | 0.96 | 148.5 | 0 | 196.9 | 189.024 | 0.33 | 0.3168 | 2640 | 0 | 26400 | 0 | 2534.4 | 0 | 25344 | 0 | [34 empty] | 0 | 0 | 0 | 0 | 0 | 0
Evaporative Coolers | 150 | 1 | ton | 123 |  | 0.714 | 1075 |  | 127 | 15 | 0.96 | 123 | 0 | 127 | 121.92 | 0.714 | 0.68544 | 1075 | 0 | 16125 | 0 | 1032 | 0 | 15480 | 0 | [34 empty] | 0 | 0 | 0 | 0 | 0 | 0
Cool Roof | 2759810 | 28922 | ft2 | 0.1 |  | 0.00033 | 0.33 |  | 0.21 | 15 | 0.96 | 2892.2 | 0 | 6073.62 | 5830.6752 | 9.5443 | 9.1625 | 9544.26 | 0 | 143163.9 | 0 | 9162.4896 | 0 | 137437.344 | 0 | [34 empty] | 0 | 0 | 0 | 0 | 0 | 0
Lighting
Screw-in Compact Fluorescent Lamp, 5 - 13 watts | 4062 | 42 | lamp | 1.5 |  | 0.031 | 145.235 |  | 14.4 | 8 | 0.96 | 63 | 0 | 604.8 | 580.608 | 1.302 | 1.2499 | 6099.87 | 0 | 48798.96 | 0 | 5855.8752 | 0 | 46847.0016 | 0 | [34 empty] | 0 | 0 | 0 | 0 | 0 | 0
Screw-in Compact Fluorescent Lamp, 14-26 watts | 501468 | 5255 | lamp | 3.5 |  | 0.0495 | 231.9075 |  | 11.38 | 8 | 0.96 | 18392.5 | 0 | 59801.9 | 57409.824 | 260.1225 | 249.7176 | 1218673.9125 | 0 | 9749391.3 | 0 | 1169926.956 | 0 | 9359415.648 | 0 | [34 empty] | 0 | 0 | 0 | 0 | 0 | 0
Screw-in Compact Fluorescent Lamp, 14-26 watts w/ reflector | 20000 | 209 | lamp | 6 |  | 0.0495 | 231.9075 |  | 11.38 | 8 | 0.96 | 1254 | 0 | 2378.42 | 2283.2832 | 10.3455 | 9.9317 | 48468.6675 | 0 | 387749.34 | 0 | 46529.9208 | 0 | 372239.3664 | 0 | [34 empty] | 0 | 0 | 0 | 0 | 0 | 0
Screw-in Compact Fluorescent Lamp, >=27watts | 59334 | 621 | lamp | 4.25 |  | 0.094 | 440.39 |  | 21 | 8 | 0.96 | 2639.25 | 0 | 13041 | 12519.36 | 58.374 | 56.039 | 273482.19 | 0 | 2187857.52 | 0 | 262542.9024 | 0 | 2100343.2192 | 0 | [34 empty] | 0 | 0 | 0 | 0 | 0 | 0
Hardwired Fluorescent Fixture, 5-13 watts | 1826 | 19 | fixture | 9 |  | 0.045 | 210.825 |  | 37 | 16 | 0.96 | 171 | 0 | 703 | 674.88 | 0.855 | 0.8208 | 4005.675 | 0 | 64090.8 | 0 | 3845.448 | 0 | 61527.168 | 0 | [34 empty] | 0 | 0 | 0 | 0 | 0 | 0
Hardwired Fluorescent Fixture, 14-26 watts | 3868 | 40 | fixture | 11 |  | 0.074 | 346.69 |  | 44 | 16 | 0.96 | 440 | 0 | 1760 | 1689.6 | 2.96 | 2.8416 | 13867.6 | 0 | 221881.6 | 0 | 13312.896 | 0 | 213006.336 | 0 | [34 empty] | 0 | 0 | 0 | 0 | 0 | 0
Hardwired Fluorescent Fixture, 27-65 watts(incandescent basecase) | 2818 | 29 | fixture | 12.5 |  | 0.142 | 665.27 |  | 91 | 16 | 0.96 | 362.5 | 0 | 2639 | 2533.44 | 4.118 | 3.9533 | 19292.83 | 0 | 308685.28 | 0 | 18521.1168 | 0 | 296337.8688 | 0 | [34 empty] | 0 | 0 | 0 | 0 | 0 | 0
Hardwired Fluorescent Fixture, 27-65 watts(mercury vapor basecase) | 8000 | 83 | fixture | 11.5 |  | 0.067 | 313.895 |  | 91 | 16 | 0.96 | 954.5 | 0 | 7553 | 7250.88 | 5.561 | 5.3386 | 26053.285 | 0 | 416852.56 | 0 | 25011.1536 | 0 | 400178.4576 | 0 | [34 empty] | 0 | 0 | 0 | 0 | 0 | 0
Hardwired Fluorescent Fixture, 66-90 watts(incandescent base case) | 8000 | 83 | fixture | 18 |  | 0.216 | 1011.96 |  | 141 | 16 | 0.96 | 1494 | 0 | 11703 | 11234.88 | 17.928 | 17.2109 | 83992.68 | 0 | 1343882.88 | 0 | 80632.9728 | 0 | 1290127.5648 | 0 | [34 empty] | 0 | 0 | 0 | 0 | 0 | 0
Hardwired Fluorescent Fixture, 66-90 watts(mercury vapor base case) | 20 | 0 | fixture | 17 |  | 0.116 | 543.46 |  | 141 | 16 | 0.96 | 0 | 0 | 0 | 0 | 0 | 0 | 0 | 0 | 0 | 0 | 0 | 0 | 0 | 0 | [34 empty] | 0 | 0 | 0 | 0 | 0 | 0
Hardwired Fluorescent Fixture, >90 watts(incandescent base case) | 270 | 2 | fixture | 22.5 |  | 0.216 | 1011.96 |  | 141 | 16 | 0.96 | 45 | 0 | 282 | 270.72 | 0.432 | 0.41472 | 2023.92 | 0 | 32382.72 | 0 | 1942.9632 | 0 | 31087.4112 | 0 | [34 empty] | 0 | 0 | 0 | 0 | 0 | 0
Hardwired Fluorescent Fixture, >90 watts(mercury vapor base case) | 0 | 0 | fixture | 21.5 |  | 0.116 | 543.46 |  | 141 | 16 | 0.96 | 0 | 0 | 0 | 0 | 0 | 0 | 0 | 0 | 0 | 0 | 0 | 0 | 0 | 0 | [34 empty] | 0 | 0 | 0 | 0 | 0 | 0
Induction Lamps and fixtures 55 - 100 watts | 20 | 0 | fixture | 35 |  | 0.18 | 843.3 |  | 295 | 16 | 0.96 | 0 | 0 | 0 | 0 | 0 | 0 | 0 | 0 | 0 | 0 | 0 | 0 | 0 | 0 | [34 empty] | 0 | 0 | 0 | 0 | 0 | 0
Induction Lamps and fixtures >100 watts | 0 | 0 | fixture | 50 |  | 0.343 | 1606.955 |  | 135 | 16 | 0.96 | 0 | 0 | 0 | 0 | 0 | 0 | 0 | 0 | 0 | 0 | 0 | 0 | 0 | 0 | [34 empty] | 0 | 0 | 0 | 0 | 0 | 0
LED Exit Sign | 8000 | 83 | fixture | 27 |  | 0.034 | 297.024 |  | 111 | 16 | 0.96 | 2241 | 0 | 9213 | 8844.48 | 2.822 | 2.7091 | 24652.992 | 0 | 394447.872 | 0 | 23666.8723 | 0 | 378669.9571 | 0 | [34 empty] | 0 | 0 | 0 | 0 | 0 | 0
LED Channel Signage (Red) indoor <2ft | 0 | 0 | foot | 4 |  | 0.01 | 43.68 |  | 18 | 16 | 0.96 | 0 | 0 | 0 | 0 | 0 | 0 | 0 | 0 | 0 | 0 | 0 | 0 | 0 | 0 | [34 empty] | 0 | 0 | 0 | 0 | 0 | 0
LED Channel Signage (Red) indoor >2ft | 0 | 0 | foot | 6 |  | 0.02 | 87.36 |  | 33 | 16 | 0.96 | 0 | 0 | 0 | 0 | 0 | 0 | 0 | 0 | 0 | 0 | 0 | 0 | 0 | 0 | [34 empty] | 0 | 0 | 0 | 0 | 0 | 0
LED Channel Signage (Red) outdoor <2ft | 0 | 0 | foot | 2 |  | 0 | 22 |  | 18 | 16 | 0.96 | 0 | 0 | 0 | 0 | 0 | 0 | 0 | 0 | 0 | 0 | 0 | 0 | 0 | 0 | [34 empty] | 0 | 0 | 0 | 0 | 0 | 0
LED Channel Signage (Red) outdoor >2ft | 4000 | 41 | foot | 3 |  | 0 | 43.8 |  | 33 | 16 | 0.96 | 123 | 0 | 1353 | 1298.88 | 0 | 0 | 1795.8 | 0 | 28732.8 | 0 | 1723.968 | 0 | 27583.488 | 0 | [34 empty] | 0 | 0 | 0 | 0 | 0 | 0
T-8 or T-5 Lamp and Electronic ballast - 2 foot Installed | 3338 | 34 | lamp | 3.5 |  | 0.0099 | 46.3815 |  | 21 | 16 | 0.96 | 119 | 0 | 714 | 685.44 | 0.3366 | 0.32314 | 1576.971 | 0 | 25231.536 | 0 | 1513.8922 | 0 | 24222.2746 | 0 | [34 empty] | 0 | 0 | 0 | 0 | 0 | 0
T-8 or T-5 Lamp and Electronic, 2-foot lamp removed | 300 | 3 | lamp | 4 |  | 0.0375 | 175.6875 |  | 19 | 16 | 0.96 | 12 | 0 | 57 | 54.72 | 0.1125 | 0.108 | 527.0625 | 0 | 8433 | 0 | 505.98 | 0 | 8095.68 | 0 | [34 empty] | 0 | 0 | 0 | 0 | 0 | 0
T-8 or T-5 Lamp and Electronic ballast - 3 foot Installed | 834 | 8 | lamp | 4.25 |  | 0.0116 | 54.346 |  | 21 | 16 | 0.96 | 34 | 0 | 168 | 161.28 | 0.0928 | 0.089088 | 434.768 | 0 | 6956.288 | 0 | 417.3773 | 0 | 6678.0365 | 0 | [34 empty] | 0 | 0 | 0 | 0 | 0 | 0
T-8 or T-5 Lamp and Electronic, 3-foot lamp removed | 76 | 0 | lamp | 4 |  | 0.044 | 206.14 |  | 19 | 16 | 0.96 | 0 | 0 | 0 | 0 | 0 | 0 | 0 | 0 | 0 | 0 | 0 | 0 | 0 | 0 | [34 empty] | 0 | 0 | 0 | 0 | 0 | 0
T-8 or T-5 Lamp and Electronic ballast - 4 foot Installed | 451832 | 4735 | lamp | 4.25 |  | 0.0107 | 50.1295 |  | 4.49 | 16 | 0.96 | 20123.75 | 0 | 21260.15 | 20409.744 | 50.6645 | 48.6379 | 237363.1825 | 0 | 3797810.92 | 0 | 227868.6552 | 0 | 3645898.4832 | 0 | [34 empty] | 0 | 0 | 0 | 0 | 0 | 0
T-8 or T5 Lamp and Electronic, 4-foot lamp removed | 67998 | 712 | lamp | 6 |  | 0.043 | 201.455 |  | 35 | 16 | 0.96 | 4272 | 0 | 24920 | 23923.2 | 30.616 | 29.3914 | 143435.96 | 0 | 2294975.36 | 0 | 137698.5216 | 0 | 2203176.3456 | 0 | [34 empty] | 0 | 0 | 0 | 0 | 0 | 0
T-8 or T-5 Lamp and Electronic, 8-foot lamp installed | 18162 | 190 | lamp | 7.5 |  | 0.009 | 42.165 |  | 19.5 | 16 | 0.96 | 1425 | 0 | 3705 | 3556.8 | 1.71 | 1.6416 | 8011.35 | 0 | 128181.6 | 0 | 7690.896 | 0 | 123054.336 | 0 | [34 empty] | 0 | 0 | 0 | 0 | 0 | 0
T-8 or T-5 Lamp and Electronic, 8-foot lamp removed | 2852 | 29 | lamp | 9 |  | 0.079 | 370.115 |  | 50 | 16 | 0.96 | 261 | 0 | 1450 | 1392 | 2.291 | 2.1994 | 10733.335 | 0 | 171733.36 | 0 | 10304.0016 | 0 | 164864.0256 | 0 | [34 empty] | 0 | 0 | 0 | 0 | 0 | 0
Electronic Ballast, Non-Dimming | 774 | 8 | lamp controlled | 2 |  | 0.007 | 32.795 |  | 13 | 16 | 0.96 | 16 | 0 | 104 | 99.84 | 0.056 | 0.05376 | 262.36 | 0 | 4197.76 | 0 | 251.8656 | 0 | 4029.8496 | 0 | [34 empty] | 0 | 0 | 0 | 0 | 0 | 0
Electronic Ballast, Dimming(with daylighting) | 16456 | 172 | lamp controlled | 10 |  | 0.013 | 60.905 |  | 42 | 16 | 0.96 | 1720 | 0 | 7224 | 6935.04 | 2.236 | 2.1466 | 10475.66 | 0 | 167610.56 | 0 | 10056.6336 | 0 | 160906.1376 | 0 | [34 empty] | 0 | 0 | 0 | 0 | 0 | 0
Interior pulse start HID fixture 0-35 watts incandescent basecase | 0 | 0 | lamp | 18 |  | 0.055 | 257.675 |  | 133 | 16 | 0.96 | 0 | 0 | 0 | 0 | 0 | 0 | 0 | 0 | 0 | 0 | 0 | 0 | 0 | 0 | [34 empty] | 0 | 0 | 0 | 0 | 0 | 0
Interior pulse start HID fixture 0-35 watts mercury vapor basecase | 0 | 0 | lamp | 12.5 |  | 0.029 | 135.865 |  | 60 | 16 | 0.96 | 0 | 0 | 0 | 0 | 0 | 0 | 0 | 0 | 0 | 0 | 0 | 0 | 0 | 0 | [34 empty] | 0 | 0 | 0 | 0 | 0 | 0
Interior pulse start HID fixture 36-70 watts incandescent basecase | 0 | 0 | lamp | 25 |  | 0.11 | 515.35 |  | 171 | 16 | 0.96 | 0 | 0 | 0 | 0 | 0 | 0 | 0 | 0 | 0 | 0 | 0 | 0 | 0 | 0 | [34 empty] | 0 | 0 | 0 | 0 | 0 | 0
Interior pulse start HID fixture 36-70 watts mercury vapor basecase | 186 | 1 | lamp | 18 |  | 0.035 | 163.975 |  | 70 | 16 | 0.96 | 18 | 0 | 70 | 67.2 | 0.035 | 0.0336 | 163.975 | 0 | 2623.6 | 0 | 157.416 | 0 | 2518.656 | 0 | [34 empty] | 0 | 0 | 0 | 0 | 0 | 0
Interior pulse start HID fixture 71-100 watts incandescent basecase | 118 | 1 | lamp | 40 |  | 0.171 | 801.135 |  | 100 | 16 | 0.96 | 40 | 0 | 100 | 96 | 0.171 | 0.16416 | 801.135 | 0 | 12818.16 | 0 | 769.0896 | 0 | 12305.4336 | 0 | [34 empty] | 0 | 0 | 0 | 0 | 0 | 0
Interior pulse start HID fixture 71-100 watts mercury vapor basecase | 22 | 0 | lamp | 38 |  | 0.071 | 332.635 |  | 80 | 16 | 0.96 | 0 | 0 | 0 | 0 | 0 | 0 | 0 | 0 | 0 | 0 | 0 | 0 | 0 | 0 | [34 empty] | 0 | 0 | 0 | 0 | 0 | 0
Interior pulse start HID fixture 101-175 watts incandescent basecase | 32 | 0 | lamp | 40 |  | 0.29 | 1358.65 |  | 32 | 16 | 0.96 | 0 | 0 | 0 | 0 | 0 | 0 | 0 | 0 | 0 | 0 | 0 | 0 | 0 | 0 | [34 empty] | 0 | 0 | 0 | 0 | 0 | 0
Interior pulse start HID fixture 101-175 watts mercury vapro basecase | 8 | 0 | lamp | 38 |  | 0.075 | 351.375 |  | 150 | 16 | 0.96 | 0 | 0 | 0 | 0 | 0 | 0 | 0 | 0 | 0 | 0 | 0 | 0 | 0 | 0 | [34 empty] | 0 | 0 | 0 | 0 | 0 | 0
Interior pulse start HID fixture 176 - 250 watts mercury vapro basecase | 120 | 1 | lamp | 38 |  | 0.182 | 852.67 |  | 150 | 16 | 0.96 | 38 | 0 | 150 | 144 | 0.182 | 0.17472 | 852.67 | 0 | 13642.72 | 0 | 818.5632 | 0 | 13097.0112 | 0 | [34 empty] | 0 | 0 | 0 | 0 | 0 | 0
Interior pulse start HID fixture 176-250 watts incandescent basecase | 2000 | 20 | lamp | 40 |  | 0.462 | 2164.47 |  | 32 | 16 | 0.96 | 800 | 0 | 640 | 614.4 | 9.24 | 8.8704 | 43289.4 | 0 | 692630.4 | 0 | 41557.824 | 0 | 664925.184 | 0 | [34 empty] | 0 | 0 | 0 | 0 | 0 | 0
Interior pulse start HID fixture 251 - 400 watts mercury vapro basecase | 0 | 0 | lamp | 48 |  | 0.483 | 2262.855 |  | 150 | 16 | 0.96 | 0 | 0 | 0 | 0 | 0 | 0 | 0 | 0 | 0 | 0 | 0 | 0 | 0 | 0 | [34 empty] | 0 | 0 | 0 | 0 | 0 | 0
Interior pulse start HID fixture 251-400 watts incandescent basecase | 2000 | 20 | lamp | 50 |  | 0.634 | 2970.29 |  | 32 | 16 | 0.96 | 1000 | 0 | 640 | 614.4 | 12.68 | 12.1728 | 59405.8 | 0 | 950492.8 | 0 | 57029.568 | 0 | 912473.088 | 0 | [34 empty] | 0 | 0 | 0 | 0 | 0 | 0
Exterior pulse start HID fixture 0-100 watts incandescent basecase | 0 | 0 | lamp | 36 |  | 0.188 | 754.82 |  | 95 | 16 | 0.96 | 0 | 0 | 0 | 0 | 0 | 0 | 0 | 0 | 0 | 0 | 0 | 0 | 0 | 0 | [34 empty] | 0 | 0 | 0 | 0 | 0 | 0
Exterior pulse start HID fixture 0-100 watts mercury vapor basecase | 376 | 3 | lamp | 22 |  | 0.088 | 353.32 |  | 95 | 16 | 0.96 | 66 | 0 | 285 | 273.6 | 0.264 | 0.25344 | 1059.96 | 0 | 16959.36 | 0 | 1017.5616 | 0 | 16280.9856 | 0 | [34 empty] | 0 | 0 | 0 | 0 | 0 | 0
Exterior pulse start HID fixture 101-175 watts incandescent basecase | 0 | 0 | lamp | 64 |  | 0.33 | 1324.95 |  | 150 | 16 | 0.96 | 0 | 0 | 0 | 0 | 0 | 0 | 0 | 0 | 0 | 0 | 0 | 0 | 0 | 0 | [34 empty] | 0 | 0 | 0 | 0 | 0 | 0
Exterior pulse start HID fixture 101-175 watts mercury vapor basecas | 0 | 0 | lamp | 30 |  | 0.115 | 461.725 |  | 150 | 16 | 0.96 | 0 | 0 | 0 | 0 | 0 | 0 | 0 | 0 | 0 | 0 | 0 | 0 | 0 | 0 | [34 empty] | 0 | 0 | 0 | 0 | 0 | 0
Exterior pulse start HID fixture > 176 watts incandescent basecase | 500 | 5 | lamp | 100 |  | 0.482 | 1935.23 |  | 200 | 16 | 0.96 | 500 | 0 | 1000 | 960 | 2.41 | 2.3136 | 9676.15 | 0 | 154818.4 | 0 | 9289.104 | 0 | 148625.664 | 0 | [34 empty] | 0 | 0 | 0 | 0 | 0 | 0
Exterior pulse start HID fixture > 176 watts mercury vapor basecase | 358 | 3 | lamp | 48 |  | 0.186 | 746.79 |  | 200 | 16 | 0.96 | 144 | 0 | 600 | 576 | 0.558 | 0.53568 | 2240.37 | 0 | 35845.92 | 0 | 2150.7552 | 0 | 34412.0832 | 0 | [34 empty] | 0 | 0 | 0 | 0 | 0 | 0
Ceramic Metal Halide (CMH) ,75 watts | 1000 | 10 | lamp | 25 |  | 0.0733 | 343 |  | 75 | 16 | 0.96 | 250 | 0 | 750 | 720 | 0.733 | 0.70368 | 3430 | 0 | 54880 | 0 | 3292.8 | 0 | 52684.8 | 0 | [34 empty] | 0 | 0 | 0 | 0 | 0 | 0
Interior Pulse Start Metal Halide (400 W replacements) | 1000 | 10 | lamp | 45 |  | 0.111 | 444 |  | 128 | 10 | 0.96 | 450 | 0 | 1280 | 1228.8 | 1.11 | 1.0656 | 4440 | 0 | 44400 | 0 | 4262.4 | 0 | 42624 | 0 | [34 empty] | 0 | 0 | 0 | 0 | 0 | 0
Interior HO T-5 4 lamp fixture retrofits | 4000 | 41 | lamp | 75 |  | 0.224 | 896 |  | 252 | 16 | 0.96 | 3075 | 0 | 10332 | 9918.72 | 9.184 | 8.8166 | 36736 | 0 | 587776 | 0 | 35266.56 | 0 | 564264.96 | 0 | [34 empty] | 0 | 0 | 0 | 0 | 0 | 0
Occupancy Sensor wall mounted | 500 | 5 | sensor | 16.5 |  | 0.089 | 416.965 |  | 45 | 8 | 0.96 | 82.5 | 0 | 225 | 216 | 0.445 | 0.4272 | 2084.825 | 0 | 16678.6 | 0 | 2001.432 | 0 | 16011.456 | 0 | [34 empty] | 0 | 0 | 0 | 0 | 0 | 0
Occupancy Sensor ceiling mounted | 2216 | 23 | sensor | 44 |  | 0.305 | 1428.925 |  | 80 | 8 | 0.96 | 1012 | 0 | 1840 | 1766.4 | 7.015 | 6.7344 | 32865.275 | 0 | 262922.2 | 0 | 31550.664 | 0 | 252405.312 | 0 | [34 empty] | 0 | 0 | 0 | 0 | 0 | 0
Plug Load sensor | 2994 | 31 | sensor | 15 |  | 0.099 | 463.815 |  | 20 | 8 | 0.96 | 465 | 0 | 620 | 595.2 | 3.069 | 2.9462 | 14378.265 | 0 | 115026.12 | 0 | 13803.1344 | 0 | 110425.0752 | 0 | [34 empty] | 0 | 0 | 0 | 0 | 0 | 0
Photocell | 604 | 6 | photocell | 7 |  | 0.38 | 1780.3 |  | 10 | 8 | 0.96 | 42 | 0 | 60 | 57.6 | 2.28 | 2.1888 | 10681.8 | 0 | 85454.4 | 0 | 10254.528 | 0 | 82036.224 | 0 | [34 empty] | 0 | 0 | 0 | 0 | 0 | 0
Timeclock | 108 | 1 | timeclock | 36 |  | 0.38 | 1780.3 |  | 31 | 8 | 0.96 | 36 | 0 | 31 | 29.76 | 0.38 | 0.3648 | 1780.3 | 0 | 14242.4 | 0 | 1709.088 | 0 | 13672.704 | 0 | [34 empty] | 0 | 0 | 0 | 0 | 0 | 0
Refrigeration
Night Covers for Display Cases - med temp | 830 | 0 | linear ft | 9 |  | 0.1 | 148 |  | 9.25 | 5 | 0.96 | 0 | 0 | 0 | 0 | 0 | 0 | 0 | 0 | 0 | 0 | 0 | 0 | 0 | 0 | [34 empty] | 0 | 0 | 0 | 0 | 0 | 0
Night Covers for Display Cases - low temp | 1836 | 0 | linear ft | 9 |  | 0.04 | 59 |  | 9.25 | 5 | 0.96 | 0 | 0 | 0 | 0 | 0 | 0 | 0 | 0 | 0 | 0 | 0 | 0 | 0 | 0 | [34 empty] | 0 | 0 | 0 | 0 | 0 | 0
Infiltration Barrier for Walk-ins (strip curtains) | 4164 | 0 | ft2 | 3 |  | 0.0531 | 465 |  | 14 | 4 | 0.96 | 0 | 0 | 0 | 0 | 0 | 0 | 0 | 0 | 0 | 0 | 0 | 0 | 0 | 0 | [34 empty] | 0 | 0 | 0 | 0 | 0 | 0
Retrofit Glass doors on open vertical display cases (Low Temp) | 0 | 0 | door | 150 |  | 0.53 | 2812 |  | 400 | 12 | 0.96 | 0 | 0 | 0 | 0 | 0 | 0 | 0 | 0 | 0 | 0 | 0 | 0 | 0 | 0 | [34 empty] | 0 | 0 | 0 | 0 | 0 | 0
Retrofit Glass doors on open vertical display cases (Medium Case) | 96 | 0 | door | 75 |  | 0.24 | 1155 |  | 263 | 12 | 0.96 | 0 | 0 | 0 | 0 | 0 | 0 | 0 | 0 | 0 | 0 | 0 | 0 | 0 | 0 | [34 empty] | 0 | 0 | 0 | 0 | 0 | 0
Replace reach in case w/doors with hi eff case with special doors | 28 | 0 | linear ft | 200 |  | 0.16 | 1422 |  | 700 | 12 | 0.96 | 0 | 0 | 0 | 0 | 0 | 0 | 0 | 0 | 0 | 0 | 0 | 0 | 0 | 0 | [34 empty] | 0 | 0 | 0 | 0 | 0 | 0
New Low Temp reach in Display Case with doors( replace open) | 0 | 0 | linear ft | 200 |  | 0.22 | 1208 |  | 450 | 16 | 0.96 | 0 | 0 | 0 | 0 | 0 | 0 | 0 | 0 | 0 | 0 | 0 | 0 | 0 | 0 | [34 empty] | 0 | 0 | 0 | 0 | 0 | 0
New Medium Temp reach in Display Case with Doors (replace open) | 22 | 0 | linear ft | 150 |  | 0.11 | 581 |  | 450 | 16 | 0.96 | 0 | 0 | 0 | 0 | 0 | 0 | 0 | 0 | 0 | 0 | 0 | 0 | 0 | 0 | [34 empty] | 0 | 0 | 0 | 0 | 0 | 0
Special Doors with Low Anti-Sweat Heat low temp) | 0 | 0 | door | 175 |  | 0.09 | 749 |  | 300 | 12 | 0.96 | 0 | 0 | 0 | 0 | 0 | 0 | 0 | 0 | 0 | 0 | 0 | 0 | 0 | 0 | [34 empty] | 0 | 0 | 0 | 0 | 0 | 0
Anti-Sweat Heat Controller | 0 | 0 | linear ft | 14 |  | 0.04 | 343 |  | 56 | 8 | 0.96 | 0 | 0 | 0 | 0 | 0 | 0 | 0 | 0 | 0 | 0 | 0 | 0 | 0 | 0 | [34 empty] | 0 | 0 | 0 | 0 | 0 | 0
Insulate Bare Suction Pipes | 100 | 0 | linear ft | 1 |  | 0.0018 | 283 |  | 1.72 | 11 | 0.96 | 0 | 0 | 0 | 0 | 0 | 0 | 0 | 0 | 0 | 0 | 0 | 0 | 0 | 0 | [34 empty] | 0 | 0 | 0 | 0 | 0 | 0
Main door Cooler Door Gaskets (Walk-in) | 200 | 0 | linear ft | 4 |  | 0 | 418 |  | 5 | 4 | 0.96 | 0 | 0 | 0 | 0 | 0 | 0 | 0 | 0 | 0 | 0 | 0 | 0 | 0 | 0 | [34 empty] | 0 | 0 | 0 | 0 | 0 | 0
Main Door Freezer Door Gaskets( Walk-in) | 184 | 0 | linear ft | 4 |  | 0 | 1518 |  | 5 | 4 | 0.96 | 0 | 0 | 0 | 0 | 0 | 0 | 0 | 0 | 0 | 0 | 0 | 0 | 0 | 0 | [34 empty] | 0 | 0 | 0 | 0 | 0 | 0
Auto-closer for Coolers | 4 | 0 | closer | 40 |  | 0 | 1511 |  | 125 | 8 | 0.96 | 0 | 0 | 0 | 0 | 0 | 0 | 0 | 0 | 0 | 0 | 0 | 0 | 0 | 0 | [34 empty] | 0 | 0 | 0 | 0 | 0 | 0
Auto-closer for Freezers | 0 | 0 | closer | 50 |  | 0 | 2024 |  | 125 | 8 | 0.96 | 0 | 0 | 0 | 0 | 0 | 0 | 0 | 0 | 0 | 0 | 0 | 0 | 0 | 0 | [34 empty] | 0 | 0 | 0 | 0 | 0 | 0
Auto-closer for Glass Doors for Walk-In Coolers | 0 | 0 | closer | 40 |  | 0.57 | 3535 |  | 125 | 8 | 0.96 | 0 | 0 | 0 | 0 | 0 | 0 | 0 | 0 | 0 | 0 | 0 | 0 | 0 | 0 | [34 empty] | 0 | 0 | 0 | 0 | 0 | 0
Oversized Air Cooled Condenser | 90 | 0 | tons | 175 |  | 0.19 | 1559 |  | 350 | 16 | 0.96 | 0 | 0 | 0 | 0 | 0 | 0 | 0 | 0 | 0 | 0 | 0 | 0 | 0 | 0 | [34 empty] | 0 | 0 | 0 | 0 | 0 | 0
Oversized Evaporative Cooled Condenser | 90 | 0 | tons | 75 |  | 0.12 | 938 |  | 279 | 16 | 0.96 | 0 | 0 | 0 | 0 | 0 | 0 | 0 | 0 | 0 | 0 | 0 | 0 | 0 | 0 | [34 empty] | 0 | 0 | 0 | 0 | 0 | 0
Air cooled to Evaporative cooled condensers -conventional | 0 | 0 | tons | 195 |  | 0.48 | 2828 |  | 500 | 16 | 0.96 | 0 | 0 | 0 | 0 | 0 | 0 | 0 | 0 | 0 | 0 | 0 | 0 | 0 | 0 | [34 empty] | 0 | 0 | 0 | 0 | 0 | 0
Air cooled to Evaporative cooled condensers - multiplex | 0 | 0 | tons | 195 |  | 0.55 | 1900 |  | 390 | 16 | 0.96 | 0 | 0 | 0 | 0 | 0 | 0 | 0 | 0 | 0 | 0 | 0 | 0 | 0 | 0 | [34 empty] | 0 | 0 | 0 | 0 | 0 | 0
Multiplex Compressor System air cooled | 0 | 0 | tons | 300 |  | 0.3 | 2750 |  | 1750 | 12 | 0.96 | 0 | 0 | 0 | 0 | 0 | 0 | 0 | 0 | 0 | 0 | 0 | 0 | 0 | 0 | [34 empty] | 0 | 0 | 0 | 0 | 0 | 0
Multiplex Compressor System - evap cooled | 210 | 2 | tons | 300 |  | 0.15 | 1500 |  | 1750 | 12 | 0.96 | 600 | 0 | 3500 | 3360 | 0.3 | 0.288 | 3000 | 0 | 36000 | 0 | 2880 | 0 | 34560 | 0 | [34 empty] | 0 | 0 | 0 | 0 | 0 | 0
Multiplex Compressor System w/ eff cond - air cooled | 0 | 0 | tons | 300 |  | 0.3 | 2850 |  | 1750 | 12 | 0.96 | 0 | 0 | 0 | 0 | 0 | 0 | 0 | 0 | 0 | 0 | 0 | 0 | 0 | 0 | [34 empty] | 0 | 0 | 0 | 0 | 0 | 0
Multiplex Compressor System w/ eff cond - evap cooled | 0 | 0 | tons | 300 |  | 0.15 | 1500 |  | 1750 | 12 | 0.96 | 0 | 0 | 0 | 0 | 0 | 0 | 0 | 0 | 0 | 0 | 0 | 0 | 0 | 0 | [34 empty] | 0 | 0 | 0 | 0 | 0 | 0
Floating Head Pressure Controller - air cooled | 0 | 0 | tons | 70 |  | 0.12 | 900 |  | 279 | 16 | 0.96 | 0 | 0 | 0 | 0 | 0 | 0 | 0 | 0 | 0 | 0 | 0 | 0 | 0 | 0 | [34 empty] | 0 | 0 | 0 | 0 | 0 | 0
Floating Head Pressure Controller - evap cooled | 0 | 0 | tons | 70 |  | 0 | 420 |  | 300 | 16 | 0.96 | 0 | 0 | 0 | 0 | 0 | 0 | 0 | 0 | 0 | 0 | 0 | 0 | 0 | 0 | [34 empty] | 0 | 0 | 0 | 0 | 0 | 0
Efficient Evaporator Fan Motors (SHP to PSC) | 0 | 0 | motor | 20 |  | 0.011 | 336 |  | 76 | 16 | 0.96 | 0 | 0 | 0 | 0 | 0 | 0 | 0 | 0 | 0 | 0 | 0 | 0 | 0 | 0 | [34 empty] | 0 | 0 | 0 | 0 | 0 | 0
Efficient Evaporator Fan Motors (SHP to ECM) | 0 | 0 | motor | 15 |  | 0.021 | 673 |  | 76 | 16 | 0.96 | 0 | 0 | 0 | 0 | 0 | 0 | 0 | 0 | 0 | 0 | 0 | 0 | 0 | 0 | [34 empty] | 0 | 0 | 0 | 0 | 0 | 0
High Efficiency Compressor | 300 | 3 | tons | 75 |  | 0.16 | 1051 |  | 132 | 15 | 0.96 | 225 | 0 | 396 | 380.16 | 0.48 | 0.4608 | 3153 | 0 | 47295 | 0 | 3026.88 | 0 | 45403.2 | 0 | [34 empty] | 0 | 0 | 0 | 0 | 0 | 0
Evaporative Fan Controller | 30 | 0 | controller | 75 |  | 0 | 1109 |  | 300 | 5 | 0.96 | 0 | 0 | 0 | 0 | 0 | 0 | 0 | 0 | 0 | 0 | 0 | 0 | 0 | 0 | [34 empty] | 0 | 0 | 0 | 0 | 0 | 0
Vending Machine Controller | 1200 | 12 | controller | 90 |  | 0 | 1590 |  | 200 | 15 | 0.96 | 1080 | 0 | 2400 | 2304 | 0 | 0 | 19080 | 0 | 286200 | 0 | 18316.8 | 0 | 274752 | 0 | [34 empty] | 0 | 0 | 0 | 0 | 0 | 0
Agricultural
Sprinkler to Micro-Irrigation conversion | 3104 | 931.2 | acre | 132 |  | 0.314 | 559 |  | 300 | 20 | 0.96 | 122918.4 | 0 | 279360 | 268185.6 | 292.3968 | 280.7009 | 520540.8 | 0 | 10410816 | 0 | 499719.168 | 0 | 9994383.36 | 0 | [34 empty] | 0 | 0 | 0 | 0 | 0 | 0
Low pressure impact sprinkler nozzles( permanent) | 3412 | 1706 | nozzle | 0.35 |  | 0.0035 | 12 |  | 1.2 | 5 | 0.96 | 597.1 | 0 | 2047.2 | 1965.312 | 5.971 | 5.7322 | 20472 | 0 | 102360 | 0 | 19653.12 | 0 | 98265.6 | 0 | [34 empty] | 0 | 0 | 0 | 0 | 0 | 0
Low pressure impact sprinkler nozzles( portable) | 0 | 0 | nozzle | 0.35 |  | 0.0216 | 33.5 |  | 1.2 | 5 | 0.96 | 0 | 0 | 0 | 0 | 0 | 0 | 0 | 0 | 0 | 0 | 0 | 0 | 0 | 0 | [34 empty] | 0 | 0 | 0 | 0 | 0 | 0
Variable Frequency Drives for Injectin Molding Machines | 0 | 0 | hp | 100 |  | 0.22 | 1540 |  | 216 | 15 | 0.96 | 0 | 0 | 0 | 0 | 0 | 0 | 0 | 0 | 0 | 0 | 0 | 0 | 0 | 0 | [34 empty] | 0 | 0 | 0 | 0 | 0 | 0
Motors
Motors 1-200 HP | 5700 | 2850 | hp | 50 |  | 0.00192 | 9.2496 |  | 530 | 15 | 0.96 | 142500 | 0 | 1510500 | 1450080 | 5.472 | 5.2531 | 26361.36 | 0 | 395420.4 | 0 | 25306.9056 | 0 | 379603.584 | 0 | [34 empty] | 0 | 0 | 0 | 0 | 0 | 0
TOTALS - 2008 | [11 empty] | 459207.8 | 0 | 2239114.4476 | 2088829.3949 | 989.7506 | 910.1697 | 4210742.656 | 0 | 55836135.996 | 0 | 3736048.0298 | 0 | 48766655.4562 | 0 | 0 | 0 | 0 | 0 | 0 | 0 | 0 | 0 | 0 | 0 | 0 | 0 | 0 | 0 | 0 | 0 | 0 | 0 | 0 | 0 | 0 | 0 | 0 | 0 | 0 | 0 | 0 | 0 | 0 | 0 | 0 | 0 | 0 | 0 | 0 | 0 | 0 | 0 | 0 | 0

## Non-Special Equip (Summary)
Program Impacts Estimation - Non-Specialized Equipment Energy-Efficiency Improvement
Summary Table:
| 2006 | 2007 | 2008 | Total
Financial Incentives
HVAC | 40475.23 | 51836.78 | 58196.51 | 150508.52
Lighting | 46651.95 | 59884.95 | 67125.75 | 173662.65
Refrigeration | 1170 | 1440 | 1905 | 4515
Irrigation | 103029.1 | 103029.1 | 123515.5 | 329573.7
Motors | 142500 | 142500 | 142500 | 427500
Other | 45948.88 | 58852.48 | 65965.04 | 170766.4
Total Financial Incentives | 379775.16 | 417543.31 | 459207.8 | 1256526.27
Gross kWh/yr savings
HVAC | 261425.86 | 334780.6 | 375561.5 | 971767.96
Lighting | 1680731.785 | 2156650.605 | 2418010.996 | 6255393.386
Refrigeration | 16322 | 21092 | 25233 | 62647
Irrigation | 454256 | 454256 | 541012.8 | 1449524.8
Motors | 26361.36 | 26361.36 | 26361.36 | 79084.08
Other | 574361 | 735656 | 824563 | 2134580
Total Gross kWh/yr savings | 3013458.005 | 3728796.565 | 4210742.656 | 10952997.226
Gross kW reduction
HVAC | 48.532 | 61.9689 | 69.5288 | 180.0297
Lighting | 355.3094 | 455.9612 | 511.2269 | 1322.4975
Refrigeration | 0.47 | 0.47 | 0.78 | 1.72
Irrigation | 249.635 | 249.635 | 298.3678 | 797.6378
Motors | 5.472 | 5.472 | 5.472 | 16.416
Other | 72.7039 | 93.121 | 104.3751 | 270.2
Total Gross kW reduction | 732.1224 | 866.6281 | 989.7506 | 2588.501
Net kWh/yr savings
HVAC | 197635.8056 | 253079.056 | 283973.2 | 734688.0616
Lighting | 1602836.2736 | 2056723.1408 | 2305977.8562 | 5965537.2706
Refrigeration | 15669.12 | 20248.32 | 24223.68 | 60141.12
Irrigation | 436085.76 | 436085.76 | 519372.288 | 1391543.808
Motors | 25306.9056 | 25306.9056 | 25306.9056 | 75920.7168
Other | 402052.7 | 514959.2 | 577194.1 | 1494206
Total Net kWh/yr savings | 2679586.5648 | 3306402.3824 | 3736048.0298 | 9722036.977
Net kW reduction
HVAC | 39.1834 | 50.0026 | 56.1135 | 145.2995
Lighting | 339.5512 | 435.7428 | 488.5586 | 1263.8526
Refrigeration | 0.4512 | 0.4512 | 0.7488 | 1.6512
Irrigation | 239.6496 | 239.6496 | 286.4331 | 765.7323
Motors | 5.2531 | 5.2531 | 5.2531 | 15.7594
Other | 50.8927 | 65.1847 | 73.0625 | 189.14
Total Net kW reduction | 674.9813 | 796.284 | 910.1697 | 2381.4349
Notes:
The complete list of measures comprising this program initiative is detailed in the worksheet
titled "Non-Special Equip". This list was taken directly from the program workbooks for the
Standard Performance Contract and Express Efficiency programs. The number of each type
of measure receiving incentives in each of the program years (2006-2008) is also detailed in
the worksheet titled "Non-Special Equip".

## DR Bidding
Program Impacts Estimation - Voluntary Demand Response Bidding
Program Impacts and Incentives Evaluation:
|  | 2006 | 2007 | 2008 | Notes
| Total # of participants | 4.5179 | 16.8566 | 18.5423
| Available kW per participant | 2000 | 2000 | 2000 | 1
| % of kW actually avail. for curtailment | 10% | 10% | 10% | 2
| Total gross kW curtailable load | 903.57 | 3371.33 | 3708.47
| Incentive per kW curtailed | 70 | 70 | 70 | 3
| Total incentives paid to participants | 63249.9 | 235993.1 | 259592.9
| Incentives paid per participant | 14000 | 14000 | 14000
Notes:
(1) It is assumed that only a few large agricultural customers with an average demand of 2 MW are targeted in this
program. These customers are assumed to have interval meters, and thus there are no additional program
costs for meter installation.
(2) From Global Energy Partners' experience with implementing DR programs for the CEC during 2001-2002,
approximately 10% of large customers' total loads are actually curtailable.
(3) The incentive payment of $70 per kW curtailed is typical of the CEC DR programs implemented by
Global Energy Partners during 2001-2002.