## Plant Total by Account
SOUTHERN CALIFORNIA EDISON COMPANY
Transmission/Distribution ISO Facilities Study
12-31-2018 Facilities
$
Transmission
| Total Plant FERC Form 1 | Total Plant | ISO Plant | ISO % of Total
Land (Substation and Line)
350 | 343230095 | 343230095.29 | 252614637.2445 | 73.6%
Substation
352 | 983751073 | 983751072.6502 | 643675309.5516 | 65.43%
353 | 6072137167 | 6072137167.2038 | 3459763553.0065 | 56.98%
Total Substation | 7055888240 | 7055888239.854 | 4103438862.5581 | 58.16%
Lines
354 | 2355779001 | 2355779001.33 | 2284709794.5615 | 96.98%
355 | 1500195881 | 1500195880.66 | 386542291.4989 | 25.77%
356 | 1653093431 | 1653093431.11 | 1311509387.2982 | 79.34%
357 | 271487039 | 271487039.29 | 190891202.2258 | 70.31%
358 | 399339545 | 399339545.29 | 83989219.4172 | 21.03%
359 | 195497058 | 195497057.65 | 173783602.5068 | 88.89%
Total Lines | 6375391955 | 6375391955.33 | 4431425497.5084 | 69.51%
Total Transmission | 13774510290 | 13774510290.474 | 8787478997.311 | 63.8%
Distribution
| Total Plant FERC Form 1 | Total Plant | ISO Plant | ISO % of Total
Land:
360 | 126028197 | 126028197.32 | 0 | 0%
Structures:
361 | 696502262 | 696502261.59 | 0 | 0%
362 | 2727819402 | 2727819402.23 | 0 | 0%
Total Structures | 3424321664 | 3424321663.82 | 0 | 0%
Total Distribution | 3550349861 | 3550349861.14 | 0 | 0%
Total Transmission & Distribution | 17324860151 | 17324860151.614 | 8787478997.311 | 50.72%

## High-Low Volt Summary
Southern California Edison Company
Summary of ISO Facility Gross Plant | Summary of Transmission Facility Gross Plant | Summary of Transmission Facility Gross Plant | Summary of Transmission Facility Gross Plant | Summary of Transmission Facility Gross Plant | Summary of Transmission Facility Gross Plant | Summary of Transmission Facility Gross Plant | Summary of Transmission Facility Gross Plant | Summary of Transmission Facility Gross Plant | Summary of Transmission Facility Gross Plant
High/Low Voltage Split
12-31-2018 Facilities
($)
Total ISO Plant |  |  |  |  | Gross ISO Plant Split into High Voltage, Low Voltage, and Transformers that Straddle HV/LV
ISO Transmission and Distribution Facility | Total ISO Gross Plant | Land | Structures |  | Land HV | Land LV | Structures HV | Structures LV | Transformers HV/LV
Transmission Lines:
1000 kV T Lines | 81074966.51 | 0 | 81074966.51 |  | 0 | 0 | 81074966.51 | 0 | 0
500 kV T Lines | 2572155033.3131 | 124558704.88 | 2447596328.4331 |  | 124558704.88 | 0 | 2447596328.4331 | 0 | 0
230 kV T Lines | 1882010490.5507 | 82584027.3982 | 1799426463.1525 |  | 82584027.3982 | 0 | 1799426463.1525 | 0 | 0
161 kV T Lines | 3139418.2 | 33310 | 3106108.2 |  | 0 | 33310 | 0 | 3106108.2 | 0
115 kV T Lines | 85387046.073 | 5163949.8934 | 80223096.1796 |  | 0 | 5163949.8934 | 0 | 80223096.1796 | 0
66 kV T Lines | 9009255.6176 | 226189.6012 | 8783066.0164 |  | 0 | 226189.6012 | 0 | 8783066.0164 | 0
55 kV T Lines | 11353950.2973 | 138481.2805 | 11215469.0168 |  | 0 | 138481.2805 | 0 | 11215469.0168 | 0
Total Transmission Lines | 4644130160.5618 | 212704663.0534 | 4431425497.5084 |  | 207142732.2782 | 5561930.7752 | 4328097758.0955 | 103327739.4129 | 0
Substations: |  | Check
High Voltage Substations (750 kV, 500kV, 220kV) | 3635804185.7312 | 39571602.2543 | 3596232583.4769 |  | 39571602.2543 | 0 | 3596232583.4769 | 0 | 0
Straddle Substations:
Antelope | 212520725.0533 | 21981.7796 | 212498743.2738 |  | 19447.5977 | 2534.1818 | 179074676.5577 | 23334902.0061 | 10089164.71
Bailey | 41401971.45 | 111063.36 | 41290908.09 |  | 54160.3489 | 56903.0111 | 17430916.0663 | 18313611.8737 | 5546380.15
Eagle Mountain | 9660431.3152 | 0 | 9660431.3152 |  | 0 | 0 | 1599356.3803 | 185251.0181 | 7875823.9168
Kramer | 43842096.4022 | 38992.015 | 43803104.3872 |  | 26657.0642 | 12334.9508 | 20843448.8568 | 9644832.3947 | 13314823.1357
Ivanpah | 46168309.9149 | 0 | 46168309.9149 |  | 0 | 0 | 18804131.412 | 21777563.2828 | 5586615.22
Victor | 110510537.2381 | 19578.0608 | 110490959.1773 |  | 7343.9881 | 12234.0726 | 34117320.9766 | 56834757.2808 | 19538880.9199
Total Straddle Substations | 464104071.3737 | 191615.2153 | 463912456.1584 |  | 107608.999 | 84006.2163 | 271869850.2497 | 130090917.8563 | 61951688.0524
Low Voltage Substations (Less Than 220kV) | 43440579.6443 | 146756.7214 | 43293822.9228 |  | 0 | 146756.7214 | 0 | 43293822.9228 | 0
Total Substations | 4143348836.7492 | 39909974.1911 | 4103438862.5581 |  | 39679211.2533 | 230762.9377 | 3868102433.7266 | 173384740.7791 | 61951688.0524
Total Lines and Substations | 8787478997 | 252614637 | 8534864360.0665 |  | 246821943.5316 | 5792693.7129 | 8196200191.8221 | 276712480.192 | 61951688.0524
Plant Total by Account | 8787478997 | 252614637 | 8534864360.0665
0 | 0 | 0 | 0
Determination of High Voltage/Low Voltage Gross Plant Percentage of SCE ISO Transmission Facilities
Gross Plant Percentage Determined Pursuant to ISO Tariff Section 12
Gross Plant that can be determined HV/LV | High Voltage | Low Voltage | Total
Land | 246821943.5316 | 5792693.7129 | 252614637.2445
Structures | 8196200191.8221 | 276712480.192 | 8472912672.0141
Total Determined HV/LV | 8443022135.3537 | 282505173.9049 | 8725527309.2586
Percentage: | 96.76% | 3.238% | 100%
Transformers | 59945886.9372 | 2005801.1151 | 61951688.0524
Total HV & LV Gross Plant | 8502968021.99 | 284510975.01 | 8787478997 |  | Okay

## High_Low Voltage Mix Summary
Southern California Edison Company
Summary of ISO Facility Gross Plant
High/Low Voltage Mix Summary
12-31-2018 Facilities
($)
Facility: | Location # | Land HV | Land LV | Structures HV | Structures LV | Transformers HV/LV | Total
220 kV Substations
Antelope | 5052 | 19447.5977 | 2534.1818 | 179074676.5577 | 23334902.0061 | 10089164.71 | 212520725.0533
Bailey | 5059 | 54160.3489 | 56903.0111 | 17430916.0663 | 18313611.8737 | 5546380.15 | 41401971.45
Eagle Mountain | 5040 | 0 | 0 | 1599356.3803 | 185251.0181 | 7875823.9168 | 9660431.3152
Ivanpah | 8363 | 0 | 0 | 18804131.412 | 21777563.2828 | 5586615.22 | 46168309.9149
Kramer | 5042 & 8046 | 26657.0642 | 12334.9508 | 20843448.8568 | 9644832.3947 | 13314823.1357 | 43842096.4022
Victor | 8049 | 7343.9881 | 12234.0726 | 34117320.9766 | 56834757.2808 | 19538880.9199 | 110510537.2381
Total Straddle Stations |  | 107608.999 | 84006.2163 | 271869850.2497 | 130090917.8563 | 61951688.0524 | 464104071.3737

## Comparison 2017 vs 2018
SOUTHERN CALIFORNIA EDISON COMPANY
Transmission/Distribution ISO Facilities Study
12-31-2018 Facilities
|  | 2018 Year-End | [5 empty] | 2017 Year-End |  | Delta
Transmission | Total Plant FERC Form 1 | Total Plant | ISO Plant | ISO % of Total | Does FF1 Total Equal Plant Study total |  | Total Plant | ISO Plant | ISO % of Total | Total Plant | ISO Plant | ISO % of Total
Land (Substation and Line)
350 |  | 343230095.29 | 252614637.2445 | 73.6% | Check | -343230095.29 | 343195020.41 | 252777320.8182 | 73.65% | 35074.88 | -162683.5738 | -0.05492%
Substation
352 |  | 983751072.6502 | 643675309.5516 | 65.43% | Check | -983751072.6502 | 879621909.9202 | 569698022.8255 | 64.77% | 104129162.73 | 73977286.7261 | 0.6645%
353 |  | 6072137167.2038 | 3459763553.0065 | 56.98% | Check | -6072137167.2038 | 5902949228.2438 | 3409447773.6593 | 57.76% | 169187938.96 | 50315779.3472 | -0.7807%
Total Substation | 0 | 7055888239.854 | 4103438862.5581 | 58.16% | Check | -7055888239.854 | 6782571138.164 | 3979145796.4849 | 58.67% | 273317101.69 | 124293066.0733 | -0.511%
Lines
354 |  | 2355779001.33 | 2284709794.5615 | 96.98% | Check | -2355779001.33 | 2343145352.04 | 2283380921.6604 | 97.45% | 12633649.29 | 1328872.9011 | -0.4662%
355 |  | 1500195880.66 | 386542291.4989 | 25.77% | #REF! | -1500195880.66 | 1292702466.86 | 364424080.3984 | 28.19% | 207493413.8 | 22118211.1005 | -2.425%
356 |  | 1653093431.11 | 1311509387.2982 | 79.34% | Check | -1653093431.11 | 1524531166.86 | 1245933686.101 | 81.73% | 128562264.25 | 65575701.1971 | -2.389%
357 |  | 271487039.29 | 190891202.2258 | 70.31% | Check | -271487039.29 | 256348021.36 | 190222488.7227 | 74.2% | 15139017.93 | 668713.5031 | -3.892%
358 |  | 399339545.29 | 83989219.4172 | 21.03% | Check | -399339545.29 | 376710003.55 | 84920373.9666 | 22.54% | 22629541.74 | -931154.5494 | -1.511%
359 |  | 195497057.65 | 173783602.5068 | 88.89% | Check | -195497057.65 | 193773411.15 | 172640884.9314 | 89.09% | 1723646.5 | 1142717.5754 | -0.201%
Total Lines | 0 | 6375391955.33 | 4431425497.5084 | 69.51% |  |  | 5987210421.82 | 4341522435.7806 | 72.51% | 388181533.51 | 89903061.7278 | -3.005%
Total Transmission | 0 | 13774510290.474 | 8787478997.311 | 63.8% |  |  | 13112976580.394 | 8573445553.0837 | 65.38% | 661533710.08 | 214033444.2273 | -1.586%
Distribution | Total Plant FERC Form 1 | Total Plant | ISO Plant | ISO % of Total |  |  | Total Plant | ISO Plant | ISO % of Total | Total Plant | ISO Plant | ISO % of Total
Land:
360 |  | 126028197.32 | 0 | 0% | Check | -126028197.32 | 125242448.72 | 0 | 0% | 785748.6 | 0 | 0%
Structures:
361 |  | 696502261.59 | 0 | 0% | Check | -696502261.59 | 644469719.94 | 0 | 0% | 52032541.65 | 0 | 0%
362 |  | 2727819402.23 | 0 | 0% | Check | -2727819402.23 | 2539477720.04 | 0 | 0% | 188341682.19 | 0 | 0%
Total Structures | 0 | 3424321663.82 | 0 | 0% | Check | -3424321663.82 | 3183947439.98 | 0 | 0% | 240374223.84 | 0 | 0%
0%
Total Distribution | 0 | 3550349861.14 | 0 | 0% | Check | -3550349861.14 | 3309189888.7 | 0 | 0% | 241159972.44 | 0 | 0%
Total Transmission & Distribution | 0 | 17324860151.614 | 8787478997.311 | 50.72% |  |  | 16422166469.094 | 8573445553.0837 | 52.21% | 902693682.52 | 214033444.2273 | -1.485%

## Assumptions
ISO Study Assumptions
The following assumptions have been made in completing this analysis.
1. Devers-Mirage System
Beginning in the 2009 CPUC GRC and the 2009 FERC rate case, the Devers-Mirage system split was assumed to be completed and all 115kV facilities transferred from ISO to non-ISO. This assumption was consistent with the plant forecast that was utilized in the cases. The physical work is complete and CAISO relinquished operational control of the Devers-Mirage 115kV system effective June 1, 2013. The facilities assumed transferred control for purposes of the Transmission Plant Study include: 220/115kV transformation at Devers and Mirage Substations, the 115kV buses at Devers and Mirage Substation, Farrell, Garnet, Eisenhower, Thornhill, Tamarisk, Santa Rosa, Indian Wells, Concho 115kV substations, and all 115kV lines interconnecting these substations that were under ISO Operational Control.
2. East Kern Wind Resource Area and Future Project (Antelope-Bailey System)
The 2012 Transmission Plant Study maintained the ability to adjust for the Antelope-Bailey 66kV System split as part of the EKWRA project by maintaining the EKWRA Reconfiguration Option in the Study. The EKWRA project was forecast for 2014, therefore it was assumed in the development of the Transmission Plant Study for the 2015 CPUC GRC to be completed. CAISO relinquished operational control of the Antelope-Bailey 66kV system effective December 15, 2013, but the EKWRA project's physical work was completed in early 2015. As a result of the EKWRA project the existing Antelope-Bailey will be split into three radial 66kV systems -- one radiating from Bailey, one radiating from Antelope, and a third radiating from a new 500/220/66kV Windhub substation. Post EKWRA, the Bailey-Neenach and Neenach-Antelope 66kV lines will still remain operated in parallel with the CAISO controlled 230kV lines connecting Bailey and Antelope Substations. The following substations and interconnecting 66kV lines were impacted by the EKWRA project:
Substations affected EKWRA include:
|  | 2313 Kern River 1 | 2313 | Shift from Mixed to Non-ISO
|  | 5079 Wind Hub | 5079 | Shift from ISO to Mixed
|  | 5357 Cummings | 5357 | Shift from Mixed to Non-ISO
|  | 5358 Monolith | 5358 | Shift from Mixed to Non-ISO
|  | 5365 Acton | 5365 | Shift from Mixed to Non-ISO
|  | 5508 Del Sur | 5508 | Shift from Mixed to Non-ISO
|  | 5511 Goldtown | 5511 | Shift from Mixed to Non-ISO
|  | 5512 Gorman | 5512 | Shift from Mixed to Non-ISO
|  | 5514 Lancaster | 5514 | Shift from Mixed to Non-ISO
|  | 5518 Little Rock | 5518 | Shift from Mixed to Non-ISO
|  | 5522 Shuttle | 5522 | Shift from Mixed to Non-ISO
|  | 5530 Redman | 5530 | Shift from Mixed to Non-ISO
|  | 5539 Anaverde | 5539 | Shift from Mixed to Non-ISO
|  | 5541 Rosamond | 5541 | Shift from Mixed to Non-ISO
|  | 5545 Piute | 5545 | Shift from Mixed to Non-ISO
|  | 5547 Corum | 5547 | Shift from Mixed to Non-ISO
|  | 5548 Oasis | 5548 | Shift from Mixed to Non-ISO
|  | 5553 Cal Cement | 5553 | Shift from Mixed to Non-ISO
|  | 5564 Palmdale | 5564 | Shift from Mixed to Non-ISO
|  | 5566 Quartz Hill | 5566 | Shift from Mixed to Non-ISO
|  | 5599 Helijet | 5599 | Shift from Mixed to Non-ISO
|  | 8504 Ritter Ranch | 8504 | Shift from Mixed to Non-ISO
For purpose of the 2012 Plant Study, the study assumed that EKWRA facilities were under ISO Operational Control during 2012. This study no longer maintains the ISO to Non-ISO reconfiguration option for EKWRA.
3. Current FERC methodology for transformer bank circuit breakers
Pursuant to the Commission's ruling in the Whitewater case (Docket No. ER02-2189), FERC's current methodology classifies all circuit breakers that connect both ISO controlled operating buses as FERC jurisdiction (either in double breaker or breaker and half scheme). SCE has not implemented this methodology for those circuit breakers classified in the original 1998 split of the transmission system into ISO and non-ISO. This study reflects the current single-line diagram classification and the ISO register.
4. Classification of Distribution Plant
In the 2011 Transmission Plant Study, a more thorough review of ISO distribution plant was instituted. At all substations, unless specific distribution voltage facilities could be identified as ISO controlled, no allocation of distribution plant was made. An exception to this general rule is those substation locations where ISO facilities are clearly identifiable by review of the single line diagrams and ISO register, however only distribution plant is recorded at the location. It these cases, distribution plant will be assigned or allocated consistent with the methodology for determining substation investment.

## TS by Location
SOUTHERN CALIFORNIA EDISON COMPANY
12-31-2018 Facilities
TRANSMISSION SUBSTATION FACILITIES
| LOCATION NUMBER |  |  | TRANSMISSION ACCOUNTS |  |  |  | ISO RELATED |  |  | NON-ISO RELATED PLANT
DESCRIPTION |  |  | A/C 350 | A/C 352 | A/C 353 | A/C 350-353 | A/C 350 | A/C 352 | A/C 353 | A/C 350 | A/C 352 | A/C 353
|  | Voltage | Land & Land Rights | Structures & Improvements | Station Equipment | TOTAL | Land & Land Rights | Structures & Improvements | Station Equipment | Land & Land Rights | Structures & Improvements | Station Equipment | ISO/Non-ISO/Mix/Trans Line | High / Low / Straddle Voltage
BIG CREEK NO.4 | 2236 | 220kV | 0 | 43064.15 | 4684167.63 | 4727231.78 | 0 | 43064.15 | 4684167.63 | 0 | 0 | 0 | ISO | High
INYO | 2570 | 220kV | 0 | 287755.16 | 4197276.42 | 4485031.58 | 0 | 287755.16 | 4197276.42 | 0 | 0 | 0 | ISO | High
METRO GOM MAINT | 5001 | 500kV | 0 | 0 | 31531833.51 | 31531833.51 | 0 | 0 | 31531833.51 | 0 | 0 | 0 | ISO | High
HARBORGEN SUB | 5019 | 220kV | 0 | 18729.02 | 3991930.37 | 4010659.39 | 0 | 18729.02 | 3991930.37 | 0 | 0 | 0 | ISO | High
EL SEGUNDO SWITCHRACK SUB | 5026 | 220kV | 12469.81 | 102004.96 | 2244645.29 | 2359120.06 | 12469.81 | 102004.96 | 2244645.29 | 0 | 0 | 0 | ISO | High
MIDWAY SUB | 5032 | 500kV | 0 | 396678.57 | 190211.47 | 586890.04 | 0 | 396678.57 | 190211.47 | 0 | 0 | 0 | ISO | High
PASTORIA SUB | 5036 | 220kV | 21435.44 | 1279909.22 | 12338955.22 | 13640299.88 | 21435.44 | 1279909.22 | 12338955.22 | 0 | 0 | 0 | ISO | High
CLWTR SWITCHRACKS 1,2 | 5044 | 115kV | 0 | 0 | 1476689.84 | 1476689.84 | 0 | 0 | 1476689.84 | 0 | 0 | 0 | ISO | Low
MOHAVE SWITCHRACK | 5045 | 500kV | 0 | 3417989.55 | 8435508.33 | 11853497.88 | 0 | 3417989.55 | 8435508.33 | 0 | 0 | 0 | ISO | High
RANCHO VISTA SUB | 5047 | 500kV | 1844367.42 | 22798974 | 154023684.06 | 178667025.48 | 1844367.42 | 22798974 | 154023684.06 | 0 | 0 | 0 | ISO | High
SYLMAR SUB | 5058 | 220kV | 0 | 19757.18 | 1948140.91 | 1967898.09 | 0 | 19757.18 | 1948140.91 | 0 | 0 | 0 | ISO | High
LUGO SUB | 5061 | 500kV | 90981.11 | 23677879.14 | 150236368.71 | 174005228.96 | 90981.11 | 23677879.14 | 150236368.71 | 0 | 0 | 0 | ISO | High
PISGAH SUB | 5065 | 220kV | 0 | 556209.1 | 4722904.68 | 5279113.78 | 0 | 556209.1 | 4722904.68 | 0 | 0 | 0 | ISO | High
GENE SUB | 5066 | 220kV | 0 | 30049.74 | 2168141.88 | 2198191.62 | 0 | 0 | 0 | 0 | 30049.74 | 2168141.88 | Non-ISO
WINDHUB SUB | 5079 | 500kV | 1231925.62 | 31901424.72 | 211759753.77 | 244893104.11 | 1095246.9605 | 28362051.9718 | 188265608.6576 | 136678.6595 | 3539372.7482 | 23494145.1124 | MIX | High
SERRANO SUB | 5080 | 500kV | 1226474.65 | 28476677.87 | 193625629.28 | 223328781.8 | 1226474.65 | 28476677.87 | 193625629.28 | 0 | 0 | 0 | ISO | High
LEWIS SUB | 5089 | 220kV | 1444.25 | 192579.89 | 5383835.09 | 5577859.23 | 1444.25 | 192579.89 | 5383835.09 | 0 | 0 | 0 | ISO | High
EL DORADO SUB(NEVADA) | 5090 | 500kV | 13182.65 | 35514014.15 | 196185875 | 231713071.8 | 13182.65 | 35514014.15 | 196185875 | 0 | 0 | 0 | ISO | High
MEAD SUB | 5091 | 500kV | 0 | 0 | 12305.99 | 12305.99 | 0 | 0 | 12305.99 | 0 | 0 | 0 | ISO | High
MOENKOPI SUB | 5092 | 500kV | 0 | 0 | 1516885.03 | 1516885.03 | 0 | 0 | 1516885.03 | 0 | 0 | 0 | ISO | High
WEST SERIES CAPACITORS | 5093 | 500kV | 0 | 1782299.88 | 45897215.21 | 47679515.09 | 0 | 1782299.88 | 45897215.21 | 0 | 0 | 0 | ISO | High
EAST SERIES CAPACITORS 1 | 5094 | 500kV | 0 | 857212.01 | 8323790.08 | 9181002.09 | 0 | 857212.01 | 8323790.08 | 0 | 0 | 0 | ISO | High
PALO VERDE SWITCHRACK SUB | 5097 | 500kV | 0 | 486322.68 | 7815158.13 | 8301480.81 | 0 | 486322.68 | 7815158.13 | 0 | 0 | 0 | ISO | High
MIDWAY-PAC INTERTIE | 8932 | 500kV | 0 | 162585.25 | 13930692.69 | 14093277.94 | 0 | 162585.25 | 13930692.69 | 0 | 0 | 0 | ISO | High
PARDEE-PAC INTERTIE | 8950 | 220kV | 0 | 55268.53 | 942130.02 | 997398.55 | 0 | 55268.53 | 942130.02 | 0 | 0 | 0 | ISO | High
SYLMAR-PAC INTERTIE | 8958 | 220kV | 51663.37 | 7758498.28 | 120773732.88 | 128583894.53 | 51663.37 | 7758498.28 | 120773732.88 | 0 | 0 | 0 | ISO | High
RP&AS,LND&ESMNT REQUIS | 9219 | 220kV | 8633705.8 | 45882.73 | 0 | 8679588.53 | 8633705.8 | 45882.73 | 0 | 0 | 0 | 0 | ISO | High
EDISON ITAC | 1451 | Misc | 0 |  | 35854.54 | 35854.54 | 0 | 0 | 0 | 0 | 0 | 35854.54 | Non-ISO
SAN ONOFRE-COMMON 1,2,3 | 1808 | 220kV | 0 | 0 | 0 | 0 | 0 | 0 | 0 | 0 | 0 | 0 | Non-ISO
SAN ONOFRE-COMMON 2,3 | 1809 | 220kV | 0 | 0 | 0 | 0 | 0 | 0 | 0 | 0 | 0 | 0 | Non-ISO
SAN ONOFRE-UNIT 1 | 1810 | 220kV | 0 | 0 | 0 | 0 | 0 | 0 | 0 | 0 | 0 | 0 | Non-ISO
SAN ONOFRE-UNIT 2 | 1812 | 220kV | 0 | 0 | 0 | 0 | 0 | 0 | 0 | 0 | 0 | 0 | Non-ISO
SAN ONOFRE-UNIT 3 | 1818 | 220kV | 0 | 0 | 0 | 0 | 0 | 0 | 0 | 0 | 0 | 0 | Non-ISO
SONGS 2,3 SPARE PARTS | 1824 | 220kV | 0 | 0 | 0 | 0 | 0 | 0 | 0 | 0 | 0 | 0 | Non-ISO
SONGS COMMON 2 & 3- (INC) | 1839 | 220kV | 0 | 0 | 0 | 0 | 0 | 0 | 0 | 0 | 0 | 0 | Non-ISO
PALOVERDE NUCL GEN PLT-U1 | 1860 | 500kV | 0 | 0 | 2597299.38 | 2597299.38 | 0 | 0 | 0 | 0 | 0 | 2597299.38 | Non-ISO
PALO VERDE-UNIT 2 | 1864 | 500kV | 0 | 0 | 2488613.54 | 2488613.54 | 0 | 0 | 0 | 0 | 0 | 2488613.54 | Non-ISO
PALO VERDE-UNIT 3 | 1866 | 500kV | 0 | 0 | 5007636.41 | 5007636.41 | 0 | 0 | 0 | 0 | 0 | 5007636.41 | Non-ISO
PALOVERDE-COMMON 1,2,3 | 1867 | 500kV | 7766 | 0 | 2722615.76 | 2730381.76 | 0 | 0 | 0 | 7766 | 0 | 2722615.76 | Non-ISO
MAMMOTH POOL LAKE-FP 2085 | 2150 | 220kV | 0 | 0 | 24015.6 | 24015.6 | 0 | 0 | 0 | 0 | 0 | 24015.6 | Non-ISO
BIG CREEK CANYON | 2202 | 220kV | 0 | 0 | 1641021.78 | 1641021.78 | 0 | 0 | 0 | 0 | 0 | 1641021.78 | Non-ISO
PORTAL POWER PLANT | 2237 | 33kV & Below | 0 | 0 | 68245.7 | 68245.7 | 0 | 0 | 0 | 0 | 0 | 68245.7 | Non-ISO
MAMMOTH POOL | 2238 | 220kV | 0 | 0 | 2840762.29 | 2840762.29 | 0 | 0 | 0 | 0 | 0 | 2840762.29 | Non-ISO
EASTWOOD POWER STATION | 2239 | 33kV & Below | 0 | 627754 | 4940310.55 | 5568064.55 | 0 | 0 | 0 | 0 | 627754 | 4940310.55 | Non-ISO
HYDRO PRODUCTION | 2300 | Misc | 0 | 0 | 10366.79 | 10366.79 | 0 | 0 | 0 | 0 | 0 | 10366.79 | Non-ISO
SNTA ANA RV&MILL CRK CNYN | 2301 | 33kV & Below | 0 | 0 | 421923.88 | 421923.88 | 0 | 0 | 0 | 0 | 0 | 421923.88 | Non-ISO
LYTLE CRK&SN ANTONIO CNYN | 2303 | 33kV & Below | 0 | 0 | 140225.87 | 140225.87 | 0 | 0 | 0 | 0 | 0 | 140225.87 | Non-ISO
KERN RIVER CANYON | 2305 | 66kV | 0 | 0 | 692139.9 | 692139.9 | 0 | 0 | 0 | 0 | 0 | 692139.9 | Non-ISO
KAWEAH RIVER CANYON | 2307 | 66kV | 0 | 0 | 572929.49 | 572929.49 | 0 | 0 | 0 | 0 | 0 | 572929.49 | Non-ISO
SAN GORGONIO CANYON | 2309 | 33kV & Below | 0 | 0 | 193975.41 | 193975.41 | 0 | 0 | 0 | 0 | 0 | 193975.41 | Non-ISO
KERN RIVER NO.1 | 2313 | 66kV | 0 | 4183.66 | 589036.37 | 593220.03 | 0 | 0 | 0 | 0 | 4183.66 | 589036.37 | Non-ISO
BOREL | 2314 | 66kV | 0 | 1382.76 | 259590.77 | 260973.53 | 0 | 0 | 0 | 0 | 1382.76 | 259590.77 | Non-ISO
SANTA ANA NO.1 | 2315 | 33kV & Below | 0 | 0 | 36406.2 | 36406.2 | 0 | 0 | 0 | 0 | 0 | 36406.2 | Non-ISO
SANTA ANA NO.3 | 2317 | 33kV & Below | 0 | 0 | 14929.96 | 14929.96 | 0 | 0 | 0 | 0 | 0 | 14929.96 | Non-ISO
MILL CREEK NO.1 | 2318 | 33kV & Below | 1463.92 | 0 | 7315.87 | 8779.79 | 0 | 0 | 0 | 1463.92 | 0 | 7315.87 | Non-ISO
MILL CREEK NO.2&3 | 2319 | 33kV & Below | 0 | 0 | 52080.43 | 52080.43 | 0 | 0 | 0 | 0 | 0 | 52080.43 | Non-ISO
KAWEAH NO.1 | 2324 | 66kV | 0 | 0 | 48506.83 | 48506.83 | 0 | 0 | 0 | 0 | 0 | 48506.83 | Non-ISO
KAWEAH NO.2 | 2325 | 66kV | 0 | 2694.37 | 49125.88 | 51820.25 | 0 | 0 | 0 | 0 | 2694.37 | 49125.88 | Non-ISO
KAWEAH NO.3 | 2326 | 66kV | 0 | 0 | 57268.82 | 57268.82 | 0 | 0 | 0 | 0 | 0 | 57268.82 | Non-ISO
LOWER TULE RIVER | 2327 | 66kV | 0 | 0 | 50833.83 | 50833.83 | 0 | 0 | 0 | 0 | 0 | 50833.83 | Non-ISO
KERN RIVER NO.3 | 2328 | 66kV | 0 | 0 | 460723.19 | 460723.19 | 0 | 0 | 0 | 0 | 0 | 460723.19 | Non-ISO
ONTARIO NO.1 | 2331 | 66kV | 0 | 0 | 205914.2 | 205914.2 | 0 | 0 | 0 | 0 | 0 | 205914.2 | Non-ISO
EASTERN HYDRO REGION | 2500 | 55kV | 0 | 7254.01 | 0 | 7254.01 | 0 | 0 | 0 | 0 | 7254.01 | 0 | Non-ISO
BISHOP CREEK CANYON | 2501 | 33kV & Below | 0 | 0 | 705803.76 | 705803.76 | 0 | 0 | 0 | 0 | 0 | 705803.76 | Non-ISO
MONO BASIN | 2503 | 115kV | 0 | 0 | 196343.73 | 196343.73 | 0 | 0 | 0 | 0 | 0 | 196343.73 | Non-ISO
Lundy | 2560 & 2510 | 55kV | 0 | 317627.03 | 5816829.65 | 6134456.68 | 0 | 0 | 0 | 0 | 317627.03 | 5816829.65 | Non-ISO
POOLE | 2512 | 33kV & Below | 0 | 0 | 120052.25 | 120052.25 | 0 | 0 | 0 | 0 | 0 | 120052.25 | Non-ISO
RUSH CREEK | 2514 | 115kV | 0 | 0 | 175911.85 | 175911.85 | 0 | 0 | 0 | 0 | 0 | 175911.85 | Non-ISO
BISHOP CREEK NO.2 | 2522 | 55kV | 0 | 0 | 80486.63 | 80486.63 | 0 | 0 | 0 | 0 | 0 | 80486.63 | Non-ISO
BISHOP CREEK NO.3 | 2523 | 33kV & Below | 0 | 0 | 1841376.72 | 1841376.72 | 0 | 0 | 0 | 0 | 0 | 1841376.72 | Non-ISO
BISHOP CREEK NO.4 | 2524 | 33kV & Below | 0 | 0 | 86641.32 | 86641.32 | 0 | 0 | 0 | 0 | 0 | 86641.32 | Non-ISO
BISHOP CREEK NO.5 | 2525 | 33kV & Below | 0 | 0 | 43037.46 | 43037.46 | 0 | 0 | 0 | 0 | 0 | 43037.46 | Non-ISO
BISHOP CREEK NO.6 | 2526 | 33kV & Below | 0 | 0 | 39097.75 | 39097.75 | 0 | 0 | 0 | 0 | 0 | 39097.75 | Non-ISO
FISH LAKE VALLEY METERING | 2553 | 55kV | 0 | 1342.64 | 12150.29 | 13492.93 | 0 | 0 | 0 | 0 | 1342.64 | 12150.29 | Non-ISO
CASA DIABLO | 2557 | 115kV | 2118.52 | 290687.31 | 4738171.62 | 5030977.45 | 0 | 0 | 0 | 2118.52 | 290687.31 | 4738171.62 | Non-ISO
LEE VINING | 2561 | 115kV | 343.51 | 261722.47 | 2099225.34 | 2361291.32 | 0 | 0 | 0 | 343.51 | 261722.47 | 2099225.34 | Non-ISO
SHERWIN | 2571 | 115kV | 0 | 100771.55 | 1207512.47 | 1308284.02 | 0 | 0 | 0 | 0 | 100771.55 | 1207512.47 | Non-ISO
ZACK | 2582 | 55kV | 400881.36 | 0 | 655405.8 | 1056287.16 | 0 | 0 | 0 | 400881.36 | 0 | 655405.8 | Non-ISO
SKILAND (MAMMOTH LAKE) SUBSTATION | 2587 | 33kV & Below | 0 | 129612.04 | 0 | 129612.04 | 0 | 0 | 0 | 0 | 129612.04 | 0 | Non-ISO
MT. TOM | 2598 | 55kV | 0 | 0 | -229.7 | -229.7 | 0 | 0 | 0 | 0 | 0 | -229.7 | Non-ISO
MINARET | 2612 | 33kV & Below | 0 | 0 | 0 | 0 | 0 | 0 | 0 | 0 | 0 | 0 | Non-ISO
DAF INDAL 500KW WND TURBN | 3717 | 33kV & Below | 714.16 | 0 | 0 | 714.16 | 0 | 0 | 0 | 714.16 | 0 | 0 | Non-ISO
LEBEC SUBSTATION | 5016 | 220kV | 0 | 0 | 15138.34 | 15138.34 | 0 | 0 | 0 | 0 | 0 | 15138.34 | Non-ISO
ARCOGEN SUB | 5022 | 220kV | 0 | 0 | 963824.41 | 963824.41 | 0 | 0 | 0 | 0 | 0 | 963824.41 | Non-ISO
CLWTR SWITCHRACK 3,4 SUB | 5046 | 220kV | 48136.4 | 156226.73 | 3179929.33 | 3384292.46 | 0 | 0 | 0 | 48136.4 | 156226.73 | 3179929.33 | Non-ISO
ORMOND BCH SWITCHRACK SUB | 5049 | 220kV | 158170.02 | 34482.55 | 5924405.11 | 6117057.68 | 0 | 0 | 0 | 158170.02 | 34482.55 | 5924405.11 | Non-ISO
SAUGUS SUB | 5051 | 66kV | 13373.23 | 5436193.92 | 76074366.57 | 81523933.72 | 0 | 0 | 0 | 13373.23 | 5436193.92 | 76074366.57 | Non-ISO
CAMINO SUB | 5068 | 220kV | 0 | 12696.92 | 4246839.65 | 4259536.57 | 0 | 0 | 0 | 0 | 12696.92 | 4246839.65 | Non-ISO
VELASCO SUB | 5072 | 220kV | 0 | 0 | 155441.9 | 155441.9 | 0 | 0 | 0 | 0 | 0 | 155441.9 | Non-ISO
HUNTINGTON BCH SWITCHRCK | 5078 | 220kV | 21659.88 | 146324.18 | 4891311.55 | 5059295.61 | 0 | 0 | 0 | 21659.88 | 146324.18 | 4891311.55 | Non-ISO
TRITON SUB | 5095 | 115kV | 2415092.28 | 2377770.42 | 26471313.88 | 31264176.58 | 0 | 0 | 0 | 2415092.28 | 2377770.42 | 26471313.88 | Non-ISO
ALHAMBRA SUB | 5101 | 66kV | 0 | 83447.24 | 2771763.12 | 2855210.36 | 0 | 0 | 0 | 0 | 83447.24 | 2771763.12 | Non-ISO
BANDINI SUB | 5107 | 66kV | 4582.54 | 16135.64 | 0 | 20718.18 | 0 | 0 | 0 | 4582.54 | 16135.64 | 0 | Non-ISO
BICKNELL SUB | 5109 | 33kV & Below | 0 | 0 | 2451.45 | 2451.45 | 0 | 0 | 0 | 0 | 0 | 2451.45 | Non-ISO
WABASH (NEW) SUB | 5110 | 66kV | 0 | 24360.28 | 0 | 24360.28 | 0 | 0 | 0 | 0 | 24360.28 | 0 | Non-ISO
THUMSGEN SUBSTATION | 5112 | 66kV | 0 | 0 | 2049.48 | 2049.48 | 0 | 0 | 0 | 0 | 0 | 2049.48 | Non-ISO
RUSH SUB | 5116 | 66kV | 0 | 0 | 0 | 0 | 0 | 0 | 0 | 0 | 0 | 0 | Non-ISO
FEDERALGEN SUB | 5120 | 66kV | 0 | 6944.4 | 0 | 6944.4 | 0 | 0 | 0 | 0 | 6944.4 | 0 | Non-ISO
MONROVIA SUB | 5134 | 33kV & Below | 0 | 0 | 0 | 0 | 0 | 0 | 0 | 0 | 0 | 0 | Non-ISO
GENAMIC SUB | 5139 | 66kV | 0 | 5739.15 | 0 | 5739.15 | 0 | 0 | 0 | 0 | 5739.15 | 0 | Non-ISO
ROSEMEAD SUB | 5141 | 66kV | 0 | 38756.95 | 22.12 | 38779.07 | 0 | 0 | 0 | 0 | 38756.95 | 22.12 | Non-ISO
DUARTE SUB | 5150 | 33kV & Below | 0 | 0 | 0 | 0 | 0 | 0 | 0 | 0 | 0 | 0 | Non-ISO
JOSE SUB | 5152 | 66kV | 0 | 56768.61 | 3887.05 | 60655.66 | 0 | 0 | 0 | 0 | 56768.61 | 3887.05 | Non-ISO
ARROYO SUB | 5158 | 66kV | 0 | 0 | 122.73 | 122.73 | 0 | 0 | 0 | 0 | 0 | 122.73 | Non-ISO
AMADOR SUB | 5161 | 66kV | 0 | 0 | -47687.01 | -47687.01 | 0 | 0 | 0 | 0 | 0 | -47687.01 | Non-ISO
FAIR OAKS SUB | 5162 | 33kV & Below | 0 | 0 | 17195.37 | 17195.37 | 0 | 0 | 0 | 0 | 0 | 17195.37 | Non-ISO
REPETTO SUB | 5164 | 66kV | 0 | 17756.92 | 0 | 17756.92 | 0 | 0 | 0 | 0 | 17756.92 | 0 | Non-ISO
JPL SUB | 5165 | 66kV | 0 | 0 | 3666.38 | 3666.38 | 0 | 0 | 0 | 0 | 0 | 3666.38 | Non-ISO
MAYFLOWER SUB | 5167 | 33kV & Below | 0 | 0 | 91971.59 | 91971.59 | 0 | 0 | 0 | 0 | 0 | 91971.59 | Non-ISO
TEMPLE SUB | 5170 | 33kV & Below | 0 | 0 | 17367.39 | 17367.39 | 0 | 0 | 0 | 0 | 0 | 17367.39 | Non-ISO
VAIL SUB | 5175 | 66kV | 0 | 15470.02 | 0 | 15470.02 | 0 | 0 | 0 | 0 | 15470.02 | 0 | Non-ISO
KIMBALL SUBSTATION | 5176 | 66kV | 0 | 0 | 0 | 0 | 0 | 0 | 0 | 0 | 0 | 0 | Non-ISO
KIRKWALL SUBSTATION | 5178 | 66kV | 3995.44 | 0 | 0 | 3995.44 | 0 | 0 | 0 | 3995.44 | 0 | 0 | Non-ISO
RAVENDALE SUB | 5179 | 66kV | 0 | 11111.55 | 0 | 11111.55 | 0 | 0 | 0 | 0 | 11111.55 | 0 | Non-ISO
CITRUS SUB | 5185 | 66kV | 0 | 0 | 37983.51 | 37983.51 | 0 | 0 | 0 | 0 | 0 | 37983.51 | Non-ISO
CORTEZ SUB | 5186 | 66kV | 0 | 16954.61 | 31589.02 | 48543.63 | 0 | 0 | 0 | 0 | 16954.61 | 31589.02 | Non-ISO
DALTON SUB | 5188 | 66kV | 0 | 82793.94 | 0 | 82793.94 | 0 | 0 | 0 | 0 | 82793.94 | 0 | Non-ISO
RAILROAD SUB | 5196 | 66kV | 0 | 57469.83 | 0 | 57469.83 | 0 | 0 | 0 | 0 | 57469.83 | 0 | Non-ISO
ALHAMBRA DIST SUB TRG FAC | 5198 | 66kV | 0 | 25705.02 | 2046562.45 | 2072267.47 | 0 | 0 | 0 | 0 | 25705.02 | 2046562.45 | Non-ISO
BEVERLY HILLS SUB | 5201 | 66kV | 0 | 0 | 0 | 0 | 0 | 0 | 0 | 0 | 0 | 0 | Non-ISO
CULVER CITY SUB | 5204 | 66kV | 0 | 61261.63 | 0 | 61261.63 | 0 | 0 | 0 | 0 | 61261.63 | 0 | Non-ISO
SEPULVEDA SUB | 5207 | 66kV | 0 | 41604.02 | 0 | 41604.02 | 0 | 0 | 0 | 0 | 41604.02 | 0 | Non-ISO
HOWARD SUB | 5210 | 66kV | 0 | 0 | 17430.86 | 17430.86 | 0 | 0 | 0 | 0 | 0 | 17430.86 | Non-ISO
INGLEWOOD SUB | 5211 | 66kV | 0 | 29751.32 | 0 | 29751.32 | 0 | 0 | 0 | 0 | 29751.32 | 0 | Non-ISO
LENNOX SUB | 5213 | 66kV | 0 | 25054.33 | 17793.77 | 42848.1 | 0 | 0 | 0 | 0 | 25054.33 | 17793.77 | Non-ISO
MADRID SUB | 5215 | 33kV & Below | 0 | 575.03 | 0 | 575.03 | 0 | 0 | 0 | 0 | 575.03 | 0 | Non-ISO
MANHATTAN SUB | 5216 | 33kV & Below | 0 | 10761.92 | 0 | 10761.92 | 0 | 0 | 0 | 0 | 10761.92 | 0 | Non-ISO
MONETA SUB | 5218 | 33kV & Below | 0 | 16856.11 | 0 | 16856.11 | 0 | 0 | 0 | 0 | 16856.11 | 0 | Non-ISO
OCEAN PARK SUB | 5221 | 33kV & Below | 0 | 4163.94 | 0 | 4163.94 | 0 | 0 | 0 | 0 | 4163.94 | 0 | Non-ISO
PEARL SUB | 5224 | 33kV & Below | 0 | 14955.44 | 0 | 14955.44 | 0 | 0 | 0 | 0 | 14955.44 | 0 | Non-ISO
BRIGHTON SUB | 5226 | 66kV | 0 | 3804.4 | 0 | 3804.4 | 0 | 0 | 0 | 0 | 3804.4 | 0 | Non-ISO
REDONDO SUB | 5227 | 33kV & Below | 0 | 33677.82 | 0 | 33677.82 | 0 | 0 | 0 | 0 | 33677.82 | 0 | Non-ISO
ROSECRANS SUB | 5228 | 66kV | 0 | 70271.51 | 0 | 70271.51 | 0 | 0 | 0 | 0 | 70271.51 | 0 | Non-ISO
MOBILOIL SUB | 5229 | 66kV | 0 | 3652.37 | 0 | 3652.37 | 0 | 0 | 0 | 0 | 3652.37 | 0 | Non-ISO
SANTA MONICA SUB | 5231 | 66kV | 0 | 19277.8 | 0 | 19277.8 | 0 | 0 | 0 | 0 | 19277.8 | 0 | Non-ISO
WINDSOR HILLS SUB | 5235 | 66kV | 0 | 58263.51 | 17508.45 | 75771.96 | 0 | 0 | 0 | 0 | 58263.51 | 17508.45 | Non-ISO
VALDEZ SUB | 5236 | 66kV | 0 | 0 | 24710.32 | 24710.32 | 0 | 0 | 0 | 0 | 0 | 24710.32 | Non-ISO
LAWNDALE SUB | 5238 | 33kV & Below | 0 | 44341.82 | 0 | 44341.82 | 0 | 0 | 0 | 0 | 44341.82 | 0 | Non-ISO
CRATER SUB | 5239 | 66kV | 0 | 0 | 9056.89 | 9056.89 | 0 | 0 | 0 | 0 | 0 | 9056.89 | Non-ISO
YUKON SUB | 5241 | 66kV | 4415.28 | 0 | 0 | 4415.28 | 0 | 0 | 0 | 4415.28 | 0 | 0 | Non-ISO
COLORADO SUB | 5242 | 66kV | 0 | 40180.48 | 0 | 40180.48 | 0 | 0 | 0 | 0 | 40180.48 | 0 | Non-ISO
TOPANGA SUB | 5243 | 33kV & Below | 0 | 0 | 0 | 0 | 0 | 0 | 0 | 0 | 0 | 0 | Non-ISO
DITMAR SUB | 5246 | 66kV | 0 | 8977.98 | 0 | 8977.98 | 0 | 0 | 0 | 0 | 8977.98 | 0 | Non-ISO
SAWTELLE SUB | 5250 | 66kV | 0 | 70182.89 | 0 | 70182.89 | 0 | 0 | 0 | 0 | 70182.89 | 0 | Non-ISO
ROLLING HILLS SUB | 5252 | 66kV | 0 | 27085.47 | 0 | 27085.47 | 0 | 0 | 0 | 0 | 27085.47 | 0 | Non-ISO
HAVEDA SUB | 5254 | 33kV & Below | 0 | 30117.81 | 0 | 30117.81 | 0 | 0 | 0 | 0 | 30117.81 | 0 | Non-ISO
LUNADA SUB | 5255 | 33kV & Below | 0 | 8089.8 | 0 | 8089.8 | 0 | 0 | 0 | 0 | 8089.8 | 0 | Non-ISO
BRIDGE SUB | 5257 | 66kV | 0 | 14956.64 | 0 | 14956.64 | 0 | 0 | 0 | 0 | 14956.64 | 0 | Non-ISO
STIRRUP SUB | 5259 | 33kV & Below | 0 | 14955.44 | 0 | 14955.44 | 0 | 0 | 0 | 0 | 14955.44 | 0 | Non-ISO
COLOSSUS SUB | 5260 | 66kV | 0 | 0 | 7141.37 | 7141.37 | 0 | 0 | 0 | 0 | 0 | 7141.37 | Non-ISO
SPACE SUB | 5267 | 66kV | 0 | 21278.54 | 0 | 21278.54 | 0 | 0 | 0 | 0 | 21278.54 | 0 | Non-ISO
TOPAZ SUB | 5268 | 66kV | 0 | 29218.99 | 0 | 29218.99 | 0 | 0 | 0 | 0 | 29218.99 | 0 | Non-ISO
TAHITI SUB | 5271 | 66kV | 0 | 23748.79 | 0 | 23748.79 | 0 | 0 | 0 | 0 | 23748.79 | 0 | Non-ISO
LATIGO SUB | 5272 | 66kV | 0 | 0 | 0 | 0 | 0 | 0 | 0 | 0 | 0 | 0 | Non-ISO
STANHILL SUB | 5273 | 66kV | 0 | 0 | 0.01 | 0.01 | 0 | 0 | 0 | 0 | 0 | 0.01 | Non-ISO
GALAXY SUB | 5274 | 66kV | 0 | 8897.63 | 0 | 8897.63 | 0 | 0 | 0 | 0 | 8897.63 | 0 | Non-ISO
MARYMOUNT SUB | 5275 | 66kV | 0 | 4861.91 | 0 | 4861.91 | 0 | 0 | 0 | 0 | 4861.91 | 0 | Non-ISO
PALOGEN SUB | 5282 | 66kV | 0 | 42737.94 | 0 | 42737.94 | 0 | 0 | 0 | 0 | 42737.94 | 0 | Non-ISO
BIG CREEK 2 | 5302 | 33kV & Below | 0 | 0 | 1018533.49 | 1018533.49 | 0 | 0 | 0 | 0 | 0 | 1018533.49 | Non-ISO
DELANO SUB | 5305 | 66kV | 0 | 60017.55 | 0 | 60017.55 | 0 | 0 | 0 | 0 | 60017.55 | 0 | Non-ISO
EARLIMART | 5306 | 66kV | 0 | 0 | 0 | 0 | 0 | 0 | 0 | 0 | 0 | 0 | Non-ISO
HAVILAH SUB | 5311 | 66kV | 0 | 0 | 0 | 0 | 0 | 0 | 0 | 0 | 0 | 0 | Non-ISO
LIBERTY SUB | 5312 | 66kV | 0 | 301990.45 | 0 | 301990.45 | 0 | 0 | 0 | 0 | 301990.45 | 0 | Non-ISO
LAUREL SUB | 5315 | 66kV | 0 | 0 | 0 | 0 | 0 | 0 | 0 | 0 | 0 | 0 | Non-ISO
OCTOL SUB | 5320 | 66kV | 0 | 13522.69 | 0 | 13522.69 | 0 | 0 | 0 | 0 | 13522.69 | 0 | Non-ISO
PIXLEY SUB | 5321 | 66kV | 0 | 18618.91 | 0 | 18618.91 | 0 | 0 | 0 | 0 | 18618.91 | 0 | Non-ISO
POPLAR SUB | 5322 | 66kV | 0 | 0 | 0 | 0 | 0 | 0 | 0 | 0 | 0 | 0 | Non-ISO
STRATHMORE SUB | 5325 | 66kV | 0 | 0 | 14882.34 | 14882.34 | 0 | 0 | 0 | 0 | 0 | 14882.34 | Non-ISO
VISALIA SUB | 5331 | 66kV | 0 | 35560.58 | 0 | 35560.58 | 0 | 0 | 0 | 0 | 35560.58 | 0 | Non-ISO
WOODVILLE SUB | 5333 | 66kV | 0 | 15417.66 | 74640.77 | 90058.43 | 0 | 0 | 0 | 0 | 15417.66 | 74640.77 | Non-ISO
GREENHORN SUB | 5339 | 66kV | 0 | 0 | 0 | 0 | 0 | 0 | 0 | 0 | 0 | 0 | Non-ISO
BOXWOOD SUB | 5351 | 66kV | 0 | 0 | 0 | 0 | 0 | 0 | 0 | 0 | 0 | 0 | Non-ISO
LINE CREEK SUB | 5352 | 33kV & Below | 0 | 0 | 31030.49 | 31030.49 | 0 | 0 | 0 | 0 | 0 | 31030.49 | Non-ISO
KERNVILLE SUB | 5356 | 66kV | 0 | 0 | 0 | 0 | 0 | 0 | 0 | 0 | 0 | 0 | Non-ISO
RIVERWAY SUB | 5374 | 66kV | 801825.46 | 0 | 0 | 801825.46 | 0 | 0 | 0 | 801825.46 | 0 | 0 | Non-ISO
MASCOT SUBSTATION | 5375 | 66kV | 573587.81 | 0 | 0 | 573587.81 | 0 | 0 | 0 | 573587.81 | 0 | 0 | Non-ISO
CANWIND SUB | 5405 | 66kV | 0 | 0 | 9894.59 | 9894.59 | 0 | 0 | 0 | 0 | 0 | 9894.59 | Non-ISO
ENWIND SUB | 5406 | 66kV | 0 | 11022.79 | 29527.31 | 40550.1 | 0 | 0 | 0 | 0 | 11022.79 | 29527.31 | Non-ISO
MORWIND SUB | 5409 | 66kV | 0 | 0 | 6366.97 | 6366.97 | 0 | 0 | 0 | 0 | 0 | 6366.97 | Non-ISO
FLOWIND SUB | 5410 | 66kV | 0 | 0 | 11008.92 | 11008.92 | 0 | 0 | 0 | 0 | 0 | 11008.92 | Non-ISO
ARBWIND SUB | 5411 | 66kV | 0 | 0 | 6186.26 | 6186.26 | 0 | 0 | 0 | 0 | 0 | 6186.26 | Non-ISO
SILVER PEAK SUB | 5412 | 55kV | 0 | 0 | 84024.87 | 84024.87 | 0 | 0 | 0 | 0 | 0 | 84024.87 | Non-ISO
DUTCHWIND SUB | 5414 | 66kV | 0 | 11022.76 | 7801.27 | 18824.03 | 0 | 0 | 0 | 0 | 11022.76 | 7801.27 | Non-ISO
OAKWIND SUB | 5415 | 66kV | 0 | 0 | 23341.52 | 23341.52 | 0 | 0 | 0 | 0 | 0 | 23341.52 | Non-ISO
MIDWIND SUB | 5424 | 66kV | 0 | 0 | 22999.56 | 22999.56 | 0 | 0 | 0 | 0 | 0 | 22999.56 | Non-ISO
CASITAS SUB | 5504 | 66kV | 0 | 0 | -250.95 | -250.95 | 0 | 0 | 0 | 0 | 0 | -250.95 | Non-ISO
CHANNEL ISLANDS SUB | 5506 | 66kV | 0 | 116483.37 | 0 | 116483.37 | 0 | 0 | 0 | 0 | 116483.37 | 0 | Non-ISO
ORTEGA SUB | 5507 | 66kV | 0 | 0 | 30102.19 | 30102.19 | 0 | 0 | 0 | 0 | 0 | 30102.19 | Non-ISO
FILLMORE SUB | 5510 | 66kV | 0 | 5565.7 | 0 | 5565.7 | 0 | 0 | 0 | 0 | 5565.7 | 0 | Non-ISO
MODOC SUB | 5520 | 33kV & Below | 0 | 0 | 0 | 0 | 0 | 0 | 0 | 0 | 0 | 0 | Non-ISO
OJAI SUB | 5526 | 66kV | 0 | 13050.44 | 0 | 13050.44 | 0 | 0 | 0 | 0 | 13050.44 | 0 | Non-ISO
SANTA BARBARA SUB | 5531 | 66kV | 0 | 40153.04 | 0 | 40153.04 | 0 | 0 | 0 | 0 | 40153.04 | 0 | Non-ISO
CHARMIN SUB | 5535 | 66kV | 0 | 0 | 27327.45 | 27327.45 | 0 | 0 | 0 | 0 | 0 | 27327.45 | Non-ISO
VENTURA SUB | 5538 | 33kV & Below | 0 | 52076.18 | 0 | 52076.18 | 0 | 0 | 0 | 0 | 52076.18 | 0 | Non-ISO
ELIZABETH LAKE SUB | 5546 | 66kV | 0 | 0 | 3071.64 | 3071.64 | 0 | 0 | 0 | 0 | 0 | 3071.64 | Non-ISO
CORUM SUB | 5547 | 66kV | 0 | 0 | 0 | 0 | 0 | 0 | 0 | 0 | 0 | 0 | Non-ISO
NEWBURY SUB | 5557 | 66kV | 0 | 0 | 692109.68 | 692109.68 | 0 | 0 | 0 | 0 | 0 | 692109.68 | Non-ISO
GRISWOLD SUB | 5562 | 33kV & Below | 0 | 0 | 0 | 0 | 0 | 0 | 0 | 0 | 0 | 0 | Non-ISO
PLAYA SUB | 5565 | 33kV & Below | 0 | 0 | 0 | 0 | 0 | 0 | 0 | 0 | 0 | 0 | Non-ISO
VEGAS SUB | 5570 | 66kV | 5800.58 | 0 | 0 | 5800.58 | 0 | 0 | 0 | 5800.58 | 0 | 0 | Non-ISO
GAVIOTA SUB | 5572 | 66kV | 0 | 0 | 118096.82 | 118096.82 | 0 | 0 | 0 | 0 | 0 | 118096.82 | Non-ISO
NEWHALL SUB | 5576 | 66kV | 0 | 0 | 413801.75 | 413801.75 | 0 | 0 | 0 | 0 | 0 | 413801.75 | Non-ISO
POTRERO SUB | 5597 | 66kV | 0 | 0 | 0 | 0 | 0 | 0 | 0 | 0 | 0 | 0 | Non-ISO
RANDALL SUB | 5601 | 66kV | 0 | 20402.77 | 56149.71 | 76552.48 | 0 | 0 | 0 | 0 | 20402.77 | 56149.71 | Non-ISO
TIMOTEO SUB | 5604 | 66kV | 0 | 1759.71 | 0 | 1759.71 | 0 | 0 | 0 | 0 | 1759.71 | 0 | Non-ISO
ORANGE PRODUCTS SUB | 5606 | 66kV | 0 | 13595.77 | 0 | 13595.77 | 0 | 0 | 0 | 0 | 13595.77 | 0 | Non-ISO
INLAND CONTAINER SUB | 5612 | 66kV | 0 | 20750.4 | 0 | 20750.4 | 0 | 0 | 0 | 0 | 20750.4 | 0 | Non-ISO
DECLEZ SUB | 5615 | 66kV | 0 | 0 | 23032.35 | 23032.35 | 0 | 0 | 0 | 0 | 0 | 23032.35 | Non-ISO
FLANCO SUB | 5616 | 33kV & Below | 0 | 22341.87 | 0 | 22341.87 | 0 | 0 | 0 | 0 | 22341.87 | 0 | Non-ISO
FIREHOUSE SUB | 5618 | 66kV | 0 | 6520.43 | 0 | 6520.43 | 0 | 0 | 0 | 0 | 6520.43 | 0 | Non-ISO
HUSTON SUB | 5621 | 33kV & Below | 0 | 45572.57 | 0 | 45572.57 | 0 | 0 | 0 | 0 | 45572.57 | 0 | Non-ISO
NORCO SUB | 5624 | 33kV & Below | 0 | 66934.26 | 0 | 66934.26 | 0 | 0 | 0 | 0 | 66934.26 | 0 | Non-ISO
PEDLEY SUB | 5626 | 66kV | 0 | 22867.68 | 0 | 22867.68 | 0 | 0 | 0 | 0 | 22867.68 | 0 | Non-ISO
TENNESSEE SUB | 5628 | 66kV | 0 | 44558 | 0 | 44558 | 0 | 0 | 0 | 0 | 44558 | 0 | Non-ISO
REDLANDS SUB | 5629 | 66kV | 0 | 29558.32 | 21358.52 | 50916.84 | 0 | 0 | 0 | 0 | 29558.32 | 21358.52 | Non-ISO
SAN ANTONIO SUB | 5631 | 66kV | 0 | 0 | 7605.55 | 7605.55 | 0 | 0 | 0 | 0 | 0 | 7605.55 | Non-ISO
SAN DIMAS SUB | 5633 | 66kV | 0 | 19651.44 | 0 | 19651.44 | 0 | 0 | 0 | 0 | 19651.44 | 0 | Non-ISO
UPLAND SUB | 5635 | 66kV | 0 | 21531.69 | 0 | 21531.69 | 0 | 0 | 0 | 0 | 21531.69 | 0 | Non-ISO
YUCAIPA SUB | 5636 | 66kV | 0 | 31004.98 | 0 | 31004.98 | 0 | 0 | 0 | 0 | 31004.98 | 0 | Non-ISO
FRANCIS SUB | 5639 | 66kV | 0 | 59193.81 | 0 | 59193.81 | 0 | 0 | 0 | 0 | 59193.81 | 0 | Non-ISO
LAYFAIR SUB | 5645 | 66kV | 0 | 2166.35 | 0 | 2166.35 | 0 | 0 | 0 | 0 | 2166.35 | 0 | Non-ISO
COLTON CEMENT SUB | 5646 | 66kV | 0 | 43167.32 | 0 | 43167.32 | 0 | 0 | 0 | 0 | 43167.32 | 0 | Non-ISO
LINDE AIR SUB | 5650 | 66kV | 0 | 15935.12 | 0 | 15935.12 | 0 | 0 | 0 | 0 | 15935.12 | 0 | Non-ISO
AMERON SUB | 5652 | 66kV | 0 | 0 | 531131.29 | 531131.29 | 0 | 0 | 0 | 0 | 0 | 531131.29 | Non-ISO
REDUCTION SUB | 5654 | 66kV | 0 | 34834.62 | 0 | 34834.62 | 0 | 0 | 0 | 0 | 34834.62 | 0 | Non-ISO
NOGALES SUB | 5655 | 66kV | 0 | 16835.35 | 525169.83 | 542005.18 | 0 | 0 | 0 | 0 | 16835.35 | 525169.83 | Non-ISO
BAIN SUB | 5656 | 66kV | 0 | 704.04 | 0 | 704.04 | 0 | 0 | 0 | 0 | 704.04 | 0 | Non-ISO
PIPE SUB | 5658 | 66kV | 0 | 32989.16 | 0 | 32989.16 | 0 | 0 | 0 | 0 | 32989.16 | 0 | Non-ISO
ARCHIBALD SUB | 5659 | 66kV | 0 | 0 | 206392.73 | 206392.73 | 0 | 0 | 0 | 0 | 0 | 206392.73 | Non-ISO
RUNNING SPRINGS SUB | 5661 | 33kV & Below | 0 | 31398.49 | 0 | 31398.49 | 0 | 0 | 0 | 0 | 31398.49 | 0 | Non-ISO
WIMBLEDON SUB | 5664 | 66kV | 0 | 1282.36 | 17343.27 | 18625.63 | 0 | 0 | 0 | 0 | 1282.36 | 17343.27 | Non-ISO
ARCHLINE SUB | 5667 | 66kV | 0 | 12855.5 | 0 | 12855.5 | 0 | 0 | 0 | 0 | 12855.5 | 0 | Non-ISO
CRESTMORE SUB | 5668 | 66kV | 0 | 14975.39 | 0 | 14975.39 | 0 | 0 | 0 | 0 | 14975.39 | 0 | Non-ISO
DEL ROSA SUB | 5670 | 66kV | 0 | 0 | 17327.46 | 17327.46 | 0 | 0 | 0 | 0 | 0 | 17327.46 | Non-ISO
WHIPPLE SUB | 5674 | 66kV | 0 | 8713.95 | 0 | 8713.95 | 0 | 0 | 0 | 0 | 8713.95 | 0 | Non-ISO
LANDING SUB | 5678 | 66kV | 0 | 14661.05 | 0 | 14661.05 | 0 | 0 | 0 | 0 | 14661.05 | 0 | Non-ISO
DIAMOND BAR SUB | 5680 | 66kV | 0 | 0 | 49398.36 | 49398.36 | 0 | 0 | 0 | 0 | 0 | 49398.36 | Non-ISO
CUDAHY SUB | 5714 | 66kV | 0 | 32033.1 | 0 | 32033.1 | 0 | 0 | 0 | 0 | 32033.1 | 0 | Non-ISO
FRUITLAND SUB | 5718 | 66kV | 0 | 12711.73 | 0 | 12711.73 | 0 | 0 | 0 | 0 | 12711.73 | 0 | Non-ISO
FREEMONT SUB | 5720 | 66kV | 0 | 6957.1 | 0 | 6957.1 | 0 | 0 | 0 | 0 | 6957.1 | 0 | Non-ISO
HATHAWAY SUB | 5726 | 66kV | 0 | 21379.94 | 0 | 21379.94 | 0 | 0 | 0 | 0 | 21379.94 | 0 | Non-ISO
ATHENS SUBSTATION | 5727 | 33kV & Below | 0 | 0 | 0 | 0 | 0 | 0 | 0 | 0 | 0 | 0 | Non-ISO
NAPLES SUBSTATION | 5740 | 33kV & Below | 0 | 0 | 114340.08 | 114340.08 | 0 | 0 | 0 | 0 | 0 | 114340.08 | Non-ISO
SOMERSET SUBSTATION | 5754 | 66kV | 0 | 33690.93 | 0 | 33690.93 | 0 | 0 | 0 | 0 | 33690.93 | 0 | Non-ISO
WATSON SUBSTATION | 5758 | 66kV | 0 | 0 | 3790.13 | 3790.13 | 0 | 0 | 0 | 0 | 0 | 3790.13 | Non-ISO
DAISY SUBSTATION | 5766 | 33kV & Below | 0 | 12645.67 | 0 | 12645.67 | 0 | 0 | 0 | 0 | 12645.67 | 0 | Non-ISO
DAVIDSON CITY | 5779 | 33kV & Below | 0 | 6957.1 | 0 | 6957.1 | 0 | 0 | 0 | 0 | 6957.1 | 0 | Non-ISO
HEDDA SUB | 5784 | 33kV & Below | 0 | 0 | 0 | 0 | 0 | 0 | 0 | 0 | 0 | 0 | Non-ISO
SOUTH GATE SUBSTATION | 5787 | 33kV & Below | 0 | 0 | 17255.4 | 17255.4 | 0 | 0 | 0 | 0 | 0 | 17255.4 | Non-ISO
BOVINE SUBSTATION | 5788 | 66kV | 0 | 0 | 17100.52 | 17100.52 | 0 | 0 | 0 | 0 | 0 | 17100.52 | Non-ISO
MOVIE SUBSTATION | 5798 | 66kV | 0 | 1962.96 | 17658.29 | 19621.25 | 0 | 0 | 0 | 0 | 1962.96 | 17658.29 | Non-ISO
VERA SUBSTATION | 5801 | 66kV | 0 | 0 | 0 | 0 | 0 | 0 | 0 | 0 | 0 | 0 | Non-ISO
CHIQUITA SUBSTATION | 5811 | 66kV | 0 | 0 | 58206.58 | 58206.58 | 0 | 0 | 0 | 0 | 0 | 58206.58 | Non-ISO
MURPHY SUB | 5812 | 66kV | 0 | 20469.19 | 0 | 20469.19 | 0 | 0 | 0 | 0 | 20469.19 | 0 | Non-ISO
CARMENITA SUBSTATION | 5814 | 66kV | 0 | 14314.48 | 146426.97 | 160741.45 | 0 | 0 | 0 | 0 | 14314.48 | 146426.97 | Non-ISO
PARKWOOD SUBSTATION | 5816 | 66kV | 0 | 93280.11 | 0 | 93280.11 | 0 | 0 | 0 | 0 | 93280.11 | 0 | Non-ISO
WAVE SUBSTATION | 5828 | 66kV | 0 | 0 | 0 | 0 | 0 | 0 | 0 | 0 | 0 | 0 | Non-ISO
LA HABRA SUBSTATION | 5832 | 66kV | 0 | 0 | 17124.63 | 17124.63 | 0 | 0 | 0 | 0 | 0 | 17124.63 | Non-ISO
OCEANVIEW SUBSTATION | 5842 | 66kV | 0 | 0 | 58101.17 | 58101.17 | 0 | 0 | 0 | 0 | 0 | 58101.17 | Non-ISO
ORANGE SUBSTATION | 5843 | 66kV | 0 | 423767.53 | 1592772.97 | 2016540.5 | 0 | 0 | 0 | 0 | 423767.53 | 1592772.97 | Non-ISO
SANTA ANA SUBSTATION | 5849 | 33kV & Below | 0 | 6881.79 | 0 | 6881.79 | 0 | 0 | 0 | 0 | 6881.79 | 0 | Non-ISO
TALBERT SUB | 5853 | 66kV | 0 | 0 | 24273.29 | 24273.29 | 0 | 0 | 0 | 0 | 0 | 24273.29 | Non-ISO
ALTON SUBSTATION | 5860 | 66kV | 241261.67 | 0 | 0 | 241261.67 | 0 | 0 | 0 | 241261.67 | 0 | 0 | Non-ISO
SULLIVAN SUBSTATION | 5862 | 66kV | 0 | 0 | 230879.33 | 230879.33 | 0 | 0 | 0 | 0 | 0 | 230879.33 | Non-ISO
ESTRELLA SUBSTATION | 5865 | 66kV | 0 | 0 | 41147.7 | 41147.7 | 0 | 0 | 0 | 0 | 0 | 41147.7 | Non-ISO
SHAWNEE SUBSTATION | 5869 | 66kV | 0 | 0 | 17288.92 | 17288.92 | 0 | 0 | 0 | 0 | 0 | 17288.92 | Non-ISO
LA PALMA SUBSTATION | 5873 | 66kV | 0 | 0 | 0 | 0 | 0 | 0 | 0 | 0 | 0 | 0 | Non-ISO
TUSTIN SUBSTATION | 5878 | 66kV | 11308.24 | 0 | 0 | 11308.24 | 0 | 0 | 0 | 11308.24 | 0 | 0 | Non-ISO
PIONEER SUB | 5886 | 66kV | 0 | 6944.4 | 0 | 6944.4 | 0 | 0 | 0 | 0 | 6944.4 | 0 | Non-ISO
BORREGO SUBSTATION | 5887 | 66kV | 0 | 0 | 0 | 0 | 0 | 0 | 0 | 0 | 0 | 0 | Non-ISO
TELEGRAPH SUB | 5892 | 66kV | 0 | 12346.29 | 96987.23 | 109333.52 | 0 | 0 | 0 | 0 | 12346.29 | 96987.23 | Non-ISO
PASSONS SUB | 5893 | 66kV | 0 | 3214.78 | 0 | 3214.78 | 0 | 0 | 0 | 0 | 3214.78 | 0 | Non-ISO
NIGUEL SUBSTATION | 5896 | 66kV | 0 | 0 | 21383.5 | 21383.5 | 0 | 0 | 0 | 0 | 0 | 21383.5 | Non-ISO
LAS LOMAS SUB | 5902 | 66kV | 4664176.95 | 0 | 0 | 4664176.95 | 0 | 0 | 0 | 4664176.95 | 0 | 0 | Non-ISO
ORANGE COUNTY REGION | 6002 | 33kV & Below | 0 | 0 | 0 | 0 | 0 | 0 | 0 | 0 | 0 | 0 | Non-ISO
RIALTO COMB FAC. BLDG B&C | 6011 | Div Offices & Misc | 0 | 2769.62 | 0 | 2769.62 | 0 | 0 | 0 | 0 | 2769.62 | 0 | Non-ISO
CENTRAL ORANGE COUNTY DIS | 6029 | 33kV & Below | 0 | 0 | 0 | 0 | 0 | 0 | 0 | 0 | 0 | 0 | Non-ISO
IMPERIAL COUNTY | 7013 | 115kV | 0 | 0 | 1701.77 | 1701.77 | 0 | 0 | 0 | 0 | 0 | 1701.77 | Non-ISO
ROADWAY(CEP) | 8000 | 115kV | 110642.68 | 741715.43 | 12982650.65 | 13835008.76 | 18353.4336 | 118739.3584 | 2157861.6869 | 92289.2464 | 622976.0716 | 10824788.9631 | Mix | Low
PAUBA(CEP) SUB | 8003 | 115kV | 106824.87 | 764113.56 | 8411109.74 | 9282048.17 | 0 | 0 | 0 | 106824.87 | 764113.56 | 8411109.74 | Non-ISO
THORNHILL(CEP) SUB | 8004 | 115kV | 25608.82 | 996192.8 | 9379205.28 | 10401006.9 | 0 | 0 | 0 | 25608.82 | 996192.8 | 9379205.28 | Non-ISO
STADLER(CEP) SUB | 8005 | 115kV | 139611.32 | 786163.6 | 11193382.97 | 12119157.89 | 0 | 0 | 0 | 139611.32 | 786163.6 | 11193382.97 | Non-ISO
PAN AERO (CEP) SUB | 8009 | 115kV | 0 | 0 | 641247.92 | 641247.92 | 0 | 0 | 0 | 0 | 0 | 641247.92 | Non-ISO
PHELAN(CEP) SUB | 8010 | 115kV | 154445.52 | 751071.72 | 7063295.97 | 7968813.21 | 0 | 0 | 0 | 154445.52 | 751071.72 | 7063295.97 | Non-ISO
BANWIND SUBSTATION | 8011 | 115kV | 0 | 0 | 32028.16 | 32028.16 | 0 | 0 | 0 | 0 | 0 | 32028.16 | Non-ISO
APPLE VALLEY(CEP) SUB | 8013 | 115kV | 0 | 1389452.25 | 10366981.7 | 11756433.95 | 0 | 0 | 0 | 0 | 1389452.25 | 10366981.7 | Non-ISO
BUNKER(CEP) SUB | 8014 | 115kV | 969396.94 | 1477012.91 | 15118416.46 | 17564826.31 | 0 | 0 | 0 | 969396.94 | 1477012.91 | 15118416.46 | Non-ISO
FARREL(CEP) SUB | 8016 | 115kV | 0 | 663092.61 | 12051463.55 | 12714556.16 | 0 | 0 | 0 | 0 | 663092.61 | 12051463.55 | Non-ISO
CONCHO(CEP) SUB | 8017 | 115kV | 285201.15 | 672863.12 | 9265158.66 | 10223222.93 | 0 | 0 | 0 | 285201.15 | 672863.12 | 9265158.66 | Non-ISO
AULD(CEP) SUB | 8018 | 115kV | 83537.66 | 1177450.39 | 18314311.02 | 19575299.07 | 0 | 0 | 0 | 83537.66 | 1177450.39 | 18314311.02 | Non-ISO
MAXWELL(CEP) SUB | 8019 | 115kV | 33940.49 | 479789.37 | 8777447.04 | 9291176.9 | 0 | 0 | 0 | 33940.49 | 479789.37 | 8777447.04 | Non-ISO
SAVAGE(CEP) SUB | 8020 | 115kV | 29280.3 | 1477176.88 | 15652689.31 | 17159146.49 | 0 | 0 | 0 | 29280.3 | 1477176.88 | 15652689.31 | Non-ISO
PEPPER(CEP) SUB | 8021 | 115kV | 17578.51 | 483962.12 | 10204080.43 | 10705621.06 | 0 | 0 | 0 | 17578.51 | 483962.12 | 10204080.43 | Non-ISO
YUCCA(CEP) SUB | 8022 | 115kV | 19474.34 | 645122.23 | 11737770.11 | 12402366.68 | 0 | 0 | 0 | 19474.34 | 645122.23 | 11737770.11 | Non-ISO
BLACK MOUNTAIN(CEP) SUB | 8023 | 115kV | 0 | 12013.64 | 912015.8 | 924029.44 | 0 | 0 | 0 | 0 | 12013.64 | 912015.8 | Non-ISO
ALESSANDRO(CEP) SUB | 8024 | 115kV | 45513.59 | 2703528.34 | 23621759.1 | 26370801.03 | 0 | 0 | 0 | 45513.59 | 2703528.34 | 23621759.1 | Non-ISO
BAKER(CEP) SUB | 8025 | 115kV | 0 | 211975.55 | 2793347.19 | 3005322.74 | 0 | 0 | 0 | 0 | 211975.55 | 2793347.19 | Non-ISO
BANNING(CEP) SUB | 8026 | 115kV | 20209.57 | 1557931.06 | 16216179.89 | 17794320.52 | 0 | 0 | 0 | 20209.57 | 1557931.06 | 16216179.89 | Non-ISO
COTTONWOOD(CEP) SUB | 8027 | 115kV | 22426 | 1796115.15 | 11231874.47 | 13050415.62 | 0 | 0 | 0 | 22426 | 1796115.15 | 11231874.47 | Non-ISO
EDWARDS(CEP) SUB | 8028 | 115kV | 0 | 37679.4 | 2862026.56 | 2899705.96 | 0 | 0 | 0 | 0 | 37679.4 | 2862026.56 | Non-ISO
HI DESERT(CEP) SUB | 8029 | 115kV | 1154541.33 | 1724369.64 | 19974853.14 | 22853764.11 | 0 | 0 | 0 | 1154541.33 | 1724369.64 | 19974853.14 | Non-ISO
MOUNTAIN PASS(CEP) SUB | 8030 | 115kV | 70286.32 | 26523.45 | 4666602.69 | 4763412.46 | 0 | 0 | 0 | 70286.32 | 26523.45 | 4666602.69 | Non-ISO
RANDSBURG(CEP) SUB | 8031 | 115kV | 115.83 | 337116.17 | 6015295.75 | 6352527.75 | 0 | 0 | 0 | 115.83 | 337116.17 | 6015295.75 | Non-ISO
ROCKET TEST(CEP) SUB | 8032 | 115kV | 0 | 18044.83 | 283935.26 | 301980.09 | 0 | 0 | 0 | 0 | 18044.83 | 283935.26 | Non-ISO
SEARLES(CEP) SUB | 8033 | 115kV | 0 | 361472.74 | 6359540.35 | 6721013.09 | 0 | 0 | 0 | 0 | 361472.74 | 6359540.35 | Non-ISO
ZANJA(CEP) SUB | 8035 | 115kV | 152558.87 | 1663455.3 | 10118084.39 | 11934098.56 | 0 | 0 | 0 | 152558.87 | 1663455.3 | 10118084.39 | Non-ISO
SANTA ROSA(CEP) SUB | 8036 | 115kV | 44689.06 | 464964.66 | 21490546.93 | 22000200.65 | 0 | 0 | 0 | 44689.06 | 464964.66 | 21490546.93 | Non-ISO
NELSON(CEP) SUB | 8038 | 115kV | 22819.48 | 712388.25 | 14308425.37 | 15043633.1 | 0 | 0 | 0 | 22819.48 | 712388.25 | 14308425.37 | Non-ISO
HOMART(CEP) SUB | 8039 | 115kV | 174874.56 | 425577.4 | 5358685.69 | 5959137.65 | 0 | 0 | 0 | 174874.56 | 425577.4 | 5358685.69 | Non-ISO
HOLGATE(CEP) SUB | 8041 | 115kV | 27166.5 | 347966.55 | 3252415.72 | 3627548.77 | 0 | 0 | 0 | 27166.5 | 347966.55 | 3252415.72 | Non-ISO
CALECTRIC SUB (CEP) | 8042 | 115kV | 27869.76 | 2639595 | 22394503.43 | 25061968.19 | 0 | 0 | 0 | 27869.76 | 2639595 | 22394503.43 | Non-ISO
GARNET SUB | 8044 | 115kV | 38080.77 | 1730513.9 | 13014415.38 | 14783010.05 | 0 | 0 | 0 | 38080.77 | 1730513.9 | 13014415.38 | Non-ISO
IID TIE SUB | 8045 | 115kV | 39143.8 | 0 | 23872.93 | 63016.73 | 0 | 0 | 0 | 39143.8 | 0 | 23872.93 | Non-ISO
TIEFORT SUB | 8047 | 115kV | 0 | 218703.97 | 1530162.65 | 1748866.62 | 0 | 0 | 0 | 0 | 218703.97 | 1530162.65 | Non-ISO
USBR BLYTHE SUB | 8048 | 161kV | 0 | 64706.74 | 7818707.32 | 7883414.06 | 0 | 0 | 0 | 0 | 64706.74 | 7818707.32 | Non-ISO
SN ONOFRE SWTHRK-100%SCE | 8055 | 220kV | 0 | 1629530.45 | 10597913.23 | 12227443.68 | 0 | 0 | 0 | 0 | 1629530.45 | 10597913.23 | Non-ISO
PUREWATER SUB | 8059 | 115kV | 0 | 175506.18 | 1357311.83 | 1532818.01 | 0 | 0 | 0 | 0 | 175506.18 | 1357311.83 | Non-ISO
WHIRLWIND SUB | 8060 | 500kV | 0 | 36283394.37 | 188631986.15 | 224915380.52 | 0 | 36283394.37 | 188631986.15 | 0 | 0 | 0 | ISO | High
SEAWIND T/S | 8061 | 115kV | 2976.42 | 462.72 | 312726.85 | 316165.99 | 0 | 0 | 0 | 2976.42 | 462.72 | 312726.85 | Non-ISO
TIFFANYWIND SUB | 8064 | 115kV | 0 | 0 | 11458.83 | 11458.83 | 0 | 0 | 0 | 0 | 0 | 11458.83 | Non-ISO
NUSED GALE | 8067 | 115kV | 0 | 0 | 0 | 0 | 0 | 0 | 0 | 0 | 0 | 0 | Non-ISO
CARODEAN | 8072 | 115kV | 0 | 562701.42 | 10062251.54 | 10624952.96 | 0 | 0 | 0 | 0 | 562701.42 | 10062251.54 | Non-ISO
IVYGLEN SUB | 8073 | 115kV | 166697.32 | 1117641.46 | 9458907.44 | 10743246.22 | 0 | 0 | 0 | 166697.32 | 1117641.46 | 9458907.44 | Non-ISO
COOL WATER SWITCHRACK 1,2 | 8074 | 220kV | 0 | 61761.66 | 1927047.77 | 1988809.43 | 0 | 0 | 0 | 0 | 61761.66 | 1927047.77 | Non-ISO
HIGHGROVE SWITCHRCK | 8075 | 115kV | 7138.56 | 178623.76 | 2016861.5 | 2202623.82 | 0 | 0 | 0 | 7138.56 | 178623.76 | 2016861.5 | Non-ISO
SUN CITY(NEW) | 8078 | 115kV | 119512.7 | 1887933.91 | 7918227.76 | 9925674.37 | 0 | 0 | 0 | 119512.7 | 1887933.91 | 7918227.76 | Non-ISO
AQUEDUCT SUB | 8079 | 115kV | 2879.82 | 925852.91 | 10582219.93 | 11510952.66 | 0 | 0 | 0 | 2879.82 | 925852.91 | 10582219.93 | Non-ISO
MENTONE SUB | 8082 | 115kV | 161883.11 | 788697.39 | 7266909.87 | 8217490.37 | 0 | 0 | 0 | 161883.11 | 788697.39 | 7266909.87 | Non-ISO
HIGHWIND SUB | 8084 | 220kV | 0 | 5712270.68 | 4035891.84 | 9748162.52 | 0 | 5712270.68 | 4035891.84 | 0 | 0 | 0 | ISO | High
CAJALCO SUB | 8086 | 115kV | 25836.29 | 950321.02 | 11577227.43 | 12553384.74 | 0 | 0 | 0 | 25836.29 | 950321.02 | 11577227.43 | Non-ISO
HESPERIA SUB | 8087 | 115kV | 22150.39 | 397908.01 | 7916356.76 | 8336415.16 | 0 | 0 | 0 | 22150.39 | 397908.01 | 7916356.76 | Non-ISO
SKYLARK SUB | 8088 | 115kV | 81206 | 403652.55 | 9802639.8 | 10287498.35 | 0 | 0 | 0 | 81206 | 403652.55 | 9802639.8 | Non-ISO
MAYBERRY SUB | 8089 | 115kV | 23089.89 | 444857.17 | 13745283.87 | 14213230.93 | 0 | 0 | 0 | 23089.89 | 444857.17 | 13745283.87 | Non-ISO
PERMANENTE SUB | 8090 | 115kV | 0 | 0 | 87113.34 | 87113.34 | 0 | 0 | 0 | 0 | 0 | 87113.34 | Non-ISO
ELCENTRO TELEMTERING | 8091 | 161kV | 0 | 0 | 15843.6 | 15843.6 | 0 | 0 | 0 | 0 | 0 | 15843.6 | Non-ISO
NILAND TELEMETERING | 8092 | 161kV | 0 | 0 | 6807.48 | 6807.48 | 0 | 0 | 0 | 0 | 0 | 6807.48 | Non-ISO
SHANDIN SUB | 8093 | 115kV | 42272.47 | 750746.54 | 11189235.55 | 11982254.56 | 0 | 0 | 0 | 42272.47 | 750746.54 | 11189235.55 | Non-ISO
ARROWHEAD SUB | 8094 | 115kV | 0 | 442875.33 | 5489262.56 | 5932137.89 | 0 | 0 | 0 | 0 | 442875.33 | 5489262.56 | Non-ISO
STETSON SUB | 8095 | 115kV | 23492.67 | 718411.64 | 7918884.48 | 8660788.79 | 0 | 0 | 0 | 23492.67 | 718411.64 | 7918884.48 | Non-ISO
MARSCHINO SUB | 8096 | 115kV | 27809.47 | 1611970.39 | 9532365.21 | 11172145.07 | 0 | 0 | 0 | 27809.47 | 1611970.39 | 9532365.21 | Non-ISO
DUNN SIDING SUB | 8097 | 115kV | 4912.76 | 99723.34 | 722245.67 | 826881.77 | 0 | 0 | 0 | 4912.76 | 99723.34 | 722245.67 | Non-ISO
EISENHOWER SUB | 8098 | 115kV | 189886.25 | 812071 | 12175308.59 | 13177265.84 | 0 | 0 | 0 | 189886.25 | 812071 | 12175308.59 | Non-ISO
TAMARISK SUB | 8099 | 115kV | 125966.68 | 379583.48 | 12561143.85 | 13066694.01 | 0 | 0 | 0 | 125966.68 | 379583.48 | 12561143.85 | Non-ISO
AMARGO SUB | 8102 | 33kV & Below | 0 | 0 | 0 | 0 | 0 | 0 | 0 | 0 | 0 | 0 | Non-ISO
FARRELL SUB | 8104 | 115kV | 0 | 0 | 0 | 0 | 0 | 0 | 0 | 0 | 0 | 0 | Non-ISO
BARSTOW SUB | 8110 | 33kV & Below | 0 | 6894.33 | 59447.16 | 66341.49 | 0 | 0 | 0 | 0 | 6894.33 | 59447.16 | Non-ISO
BLYTHE SUB | 8113 | 33kV & Below | 0 | 22510.77 | 440016.33 | 462527.1 | 0 | 0 | 0 | 0 | 22510.77 | 440016.33 | Non-ISO
BRYMAN SUB | 8117 | 33kV & Below | 0 | 0 | 7083.32 | 7083.32 | 0 | 0 | 0 | 0 | 0 | 7083.32 | Non-ISO
CADY SUB | 8119 | 33kV & Below | 0 | 13561.23 | 0 | 13561.23 | 0 | 0 | 0 | 0 | 13561.23 | 0 | Non-ISO
MILITARY SUB | 8120 | 33kV & Below | 0 | 15598.21 | 0 | 15598.21 | 0 | 0 | 0 | 0 | 15598.21 | 0 | Non-ISO
CANTIL SUB | 8121 | 33kV & Below | 0 | 0 | 7293.09 | 7293.09 | 0 | 0 | 0 | 0 | 0 | 7293.09 | Non-ISO
CATHEDRAL CITY SUB | 8123 | 33kV & Below | 0 | 9939.18 | 0 | 9939.18 | 0 | 0 | 0 | 0 | 9939.18 | 0 | Non-ISO
CAL CITY SUB | 8132 | 33kV & Below | 0 | 6894.33 | 0 | 6894.33 | 0 | 0 | 0 | 0 | 6894.33 | 0 | Non-ISO
DESERT OUTPOST SUB | 8136 | 33kV & Below | 0 | 13544.49 | 0 | 13544.49 | 0 | 0 | 0 | 0 | 13544.49 | 0 | Non-ISO
DOWNS SUB | 8137 | 115kV | 82400.64 | 5781509.52 | 17032877.76 | 22896787.92 | 0 | 0 | 0 | 82400.64 | 5781509.52 | 17032877.76 | Non-ISO
EAST BARSTOW SUB | 8140 | 33kV & Below | 0 | 12854.95 | 0 | 12854.95 | 0 | 0 | 0 | 0 | 12854.95 | 0 | Non-ISO
FOREST HOME SUB | 8148 | 33kV & Below | 0 | 15134.62 | 0 | 15134.62 | 0 | 0 | 0 | 0 | 15134.62 | 0 | Non-ISO
GLEN IVY SUB | 8152 | 33kV & Below | 0 | 15641.91 | 27224.54 | 42866.45 | 0 | 0 | 0 | 0 | 15641.91 | 27224.54 | Non-ISO
EL SOBRANTE SUB | 8159 | 33kV & Below | 0 | 4126.29 | 0 | 4126.29 | 0 | 0 | 0 | 0 | 4126.29 | 0 | Non-ISO
HARVARD SUB | 8161 | 33kV & Below | 0 | 0 | 8458.31 | 8458.31 | 0 | 0 | 0 | 0 | 0 | 8458.31 | Non-ISO
HELENDALE SUB | 8163 | 33kV & Below | 0 | 15110.49 | 81054.11 | 96164.6 | 0 | 0 | 0 | 0 | 15110.49 | 81054.11 | Non-ISO
INYOKERN TOWN SUB | 8170 | 33kV & Below | 0 | 0 | 7735.37 | 7735.37 | 0 | 0 | 0 | 0 | 0 | 7735.37 | Non-ISO
JOSHUA TREE SUB | 8172 | 33kV & Below | 0 | 9177.05 | 0 | 9177.05 | 0 | 0 | 0 | 0 | 9177.05 | 0 | Non-ISO
Lakeview | 8179 | 115kV | 1488304.59 | 0 | 0 | 1488304.59 | 0 | 0 | 0 | 1488304.59 | 0 | 0 | Non-ISO
BOTTLE SUB | 8182 | 115kV | 0 | 158075.4 | 1283195.28 | 1441270.68 | 0 | 0 | 0 | 0 | 158075.4 | 1283195.28 | Non-ISO
MINNEOLA SUB | 8190 | 33kV & Below | 0 | 0 | 5724.72 | 5724.72 | 0 | 0 | 0 | 0 | 0 | 5724.72 | Non-ISO
MORENO SUB | 8193 | 115kV | 104923.45 | 760684.74 | 5212267.45 | 6077875.64 | 0 | 0 | 0 | 104923.45 | 760684.74 | 5212267.45 | Non-ISO
MURRIETA 2 SUB | 8195 | 33kV & Below | 0 | 0 | 21910.82 | 21910.82 | 0 | 0 | 0 | 0 | 0 | 21910.82 | Non-ISO
MURRIETA SUB | 8196 | 66kV | 0 | 0 | 0 | 0 | 0 | 0 | 0 | 0 | 0 | 0 | Non-ISO
SOUTHCAP SUB. | 8197 | 115kV | 0 | 0 | 942250.42 | 942250.42 | 0 | 0 | 0 | 0 | 0 | 942250.42 | Non-ISO
MUSCOY SUB | 8198 | 33kV & Below | 0 | 0 | 132415.95 | 132415.95 | 0 | 0 | 0 | 0 | 0 | 132415.95 | Non-ISO
BELDING SUB | 8204 | 33kV & Below | 0 | 42108.55 | 0 | 42108.55 | 0 | 0 | 0 | 0 | 42108.55 | 0 | Non-ISO
NORTH MUROC SUB | 8206 | 33kV & Below | 0 | 0 | 0 | 0 | 0 | 0 | 0 | 0 | 0 | 0 | Non-ISO
HOLIDAY SUB | 8207 | 33kV & Below | 0 | 19356.1 | 0 | 19356.1 | 0 | 0 | 0 | 0 | 19356.1 | 0 | Non-ISO
OLIVE LAKE SUB | 8210 | 33kV & Below | 0 | 558.36 | 0 | 558.36 | 0 | 0 | 0 | 0 | 558.36 | 0 | Non-ISO
ORDWAY SUB | 8211 | 33kV & Below | 0 | 15610.03 | 0 | 15610.03 | 0 | 0 | 0 | 0 | 15610.03 | 0 | Non-ISO
ORO GRANDE SUB | 8212 | 33kV & Below | 0 | 0 | 7994.21 | 7994.21 | 0 | 0 | 0 | 0 | 0 | 7994.21 | Non-ISO
PALM CANYON SUB | 8214 | 33kV & Below | 0 | 30643.76 | 0 | 30643.76 | 0 | 0 | 0 | 0 | 30643.76 | 0 | Non-ISO
PEERLESS SUB | 8216 | 33kV & Below | 0 | 0 | 7635.16 | 7635.16 | 0 | 0 | 0 | 0 | 0 | 7635.16 | Non-ISO
LUCERNE SUB | 8220 | 33kV & Below | 0 | 13167.4 | 0 | 13167.4 | 0 | 0 | 0 | 0 | 13167.4 | 0 | Non-ISO
RANCHO SUB | 8222 | 33kV & Below | 0 | 6894.33 | 2106.53 | 9000.86 | 0 | 0 | 0 | 0 | 6894.33 | 2106.53 | Non-ISO
RIALTO SUB | 8225 | 33kV & Below | 0 | 17716.17 | 30776.31 | 48492.48 | 0 | 0 | 0 | 0 | 17716.17 | 30776.31 | Non-ISO
RIDGECREST SUB | 8226 | 33kV & Below | 0 | 0 | 17438.31 | 17438.31 | 0 | 0 | 0 | 0 | 0 | 17438.31 | Non-ISO
RUBIDOUX SUB | 8231 | 33kV & Below | 0 | 6317.17 | 0 | 6317.17 | 0 | 0 | 0 | 0 | 6317.17 | 0 | Non-ISO
SAN JACINTO SUB | 8234 | 33kV & Below | 0 | 0 | 0 | 0 | 0 | 0 | 0 | 0 | 0 | 0 | Non-ISO
SILVER SPUR SUB | 8238 | 33kV & Below | 0 | 8994.38 | 0 | 8994.38 | 0 | 0 | 0 | 0 | 8994.38 | 0 | Non-ISO
SUNNY DUNES SUB | 8244 | 33kV & Below | 0 | 13258.54 | 0 | 13258.54 | 0 | 0 | 0 | 0 | 13258.54 | 0 | Non-ISO
TEMESCAL SUB | 8250 | 33kV & Below | 0 | 0 | 4235.93 | 4235.93 | 0 | 0 | 0 | 0 | 0 | 4235.93 | Non-ISO
THUNDERBIRD SUB | 8251 | 33kV & Below | 0 | 0 | 0 | 0 | 0 | 0 | 0 | 0 | 0 | 0 | Non-ISO
TRONA SUB | 8252 | 33kV & Below | 0 | 6498.56 | 7863.56 | 14362.12 | 0 | 0 | 0 | 0 | 6498.56 | 7863.56 | Non-ISO
TWENTYNINE PALMS SUB | 8255 | 33kV & Below | 0 | 11479.81 | 0 | 11479.81 | 0 | 0 | 0 | 0 | 11479.81 | 0 | Non-ISO
VICTORVILLE SUB | 8260 | 33kV & Below | 0 | 18134.95 | 22159.02 | 40293.97 | 0 | 0 | 0 | 0 | 18134.95 | 22159.02 | Non-ISO
PEREZ SUB | 8263 | 33kV & Below | 0 | 29218.54 | 0 | 29218.54 | 0 | 0 | 0 | 0 | 29218.54 | 0 | Non-ISO
WILDE SUB | 8267 | 33kV & Below | 0 | 0 | 0 | 0 | 0 | 0 | 0 | 0 | 0 | 0 | Non-ISO
YERMO SUB | 8268 | 33kV & Below | 0 | 23194.66 | 0 | 23194.66 | 0 | 0 | 0 | 0 | 23194.66 | 0 | Non-ISO
TENAJA SUBSTATION | 8270 | 115kV | 0 | 0 | 21919.15 | 21919.15 | 0 | 0 | 0 | 0 | 0 | 21919.15 | Non-ISO
IRON MT SCE | 8273 | 33kV & Below | 0 | 8650.53 | 0 | 8650.53 | 0 | 0 | 0 | 0 | 8650.53 | 0 | Non-ISO
CORONA SUB | 8279 | 66kV | 0 | 5854.99 | 0 | 5854.99 | 0 | 0 | 0 | 0 | 5854.99 | 0 | Non-ISO
GALE SUB | 8283 | 115kV | 0 | 9847.66 | 5876497.27 | 5886344.93 | 0 | 0 | 0 | 0 | 9847.66 | 5876497.27 | Non-ISO
GOLD HILL SUB | 8294 | 33kV & Below | 0 | 6894.33 | 0 | 6894.33 | 0 | 0 | 0 | 0 | 6894.33 | 0 | Non-ISO
TORTILLA SUB | 8295 | 115kV | 0 | 48114.31 | 0 | 48114.31 | 0 | 0 | 0 | 0 | 48114.31 | 0 | Non-ISO
BUCKWIND | 8301 | 115kV | 0 | 25207.57 | 751981.48 | 777189.05 | 0 | 0 | 0 | 0 | 25207.57 | 751981.48 | Non-ISO
CAPWIHND | 8302 | 115kV | 0 | 29826.57 | 78542 | 108368.57 | 0 | 0 | 0 | 0 | 29826.57 | 78542 | Non-ISO
RENWIND | 8303 | 115kV | 0 | 15102.37 | 827522.16 | 842624.53 | 0 | 0 | 0 | 0 | 15102.37 | 827522.16 | Non-ISO
SANWIND | 8304 | 115kV | 0 | 0 | 371041.17 | 371041.17 | 0 | 0 | 0 | 0 | 0 | 371041.17 | Non-ISO
TRANSWIND | 8305 | 115kV | 0 | 25365.89 | 1061135.51 | 1086501.4 | 0 | 0 | 0 | 0 | 25365.89 | 1061135.51 | Non-ISO
VENWIND | 8306 | 115kV | 0 | 21039.47 | 2287437.47 | 2308476.94 | 0 | 0 | 0 | 0 | 21039.47 | 2287437.47 | Non-ISO
ALTWIND | 8308 | 115kV | 0 | 1022.11 | 25028.37 | 26050.48 | 0 | 0 | 0 | 0 | 1022.11 | 25028.37 | Non-ISO
TERAWIND | 8310 | 115kV | 0 | 5398.48 | 226460.04 | 231858.52 | 0 | 0 | 0 | 0 | 5398.48 | 226460.04 | Non-ISO
INDIGO SUBSTATION | 8311 | 115kV | 0 | 4899.46 | 229184.55 | 234084.01 | 0 | 0 | 0 | 0 | 4899.46 | 229184.55 | Non-ISO
CALGEN | 8312 | 115kV | 532.24 | 1599.85 | 12970.05 | 15102.14 | 0 | 0 | 0 | 532.24 | 1599.85 | 12970.05 | Non-ISO
MCGEN | 8314 | 115kV | 0 | 112387.92 | 2464390.93 | 2576778.85 | 0 | 0 | 0 | 0 | 112387.92 | 2464390.93 | Non-ISO
SEGS II | 8320 | 115kV | 0 | 0 | 45594.34 | 45594.34 | 0 | 0 | 0 | 0 | 0 | 45594.34 | Non-ISO
SEGS III | 8321 | 115kV | 0 | 0 | 11754.55 | 11754.55 | 0 | 0 | 0 | 0 | 0 | 11754.55 | Non-ISO
SEGS IV | 8322 | 115kV | 0 | 0 | 41025.07 | 41025.07 | 0 | 0 | 0 | 0 | 0 | 41025.07 | Non-ISO
SEGS V | 8323 | 115kV | 0 | 0 | 8814.14 | 8814.14 | 0 | 0 | 0 | 0 | 0 | 8814.14 | Non-ISO
SEGS VI | 8324 | 115kV | 0 | 0 | 39130.43 | 39130.43 | 0 | 0 | 0 | 0 | 0 | 39130.43 | Non-ISO
SEGS VII | 8325 | 115kV | 0 | 0 | 119703.79 | 119703.79 | 0 | 0 | 0 | 0 | 0 | 119703.79 | Non-ISO
SEGS VIII | 8326 | 220kV | 0 | 0 | 83149.77 | 83149.77 | 0 | 0 | 0 | 0 | 0 | 83149.77 | Non-ISO
SEGS IX | 8327 | 220kV | 0 | 0 | 74084.9 | 74084.9 | 0 | 0 | 0 | 0 | 0 | 74084.9 | Non-ISO
SOPORT | 8340 | 115kV | 0 | 42538.11 | 654011.69 | 696549.8 | 0 | 0 | 0 | 0 | 42538.11 | 654011.69 | Non-ISO
NEWCOMB | 8342 | 115kV | 51171.62 | 1223084.83 | 10876323.64 | 12150580.09 | 0 | 0 | 0 | 51171.62 | 1223084.83 | 10876323.64 | Non-ISO
ELSINORE | 8343 | 115kV | 20960.51 | 1295574.83 | 16173022.02 | 17489557.36 | 0 | 0 | 0 | 20960.51 | 1295574.83 | 16173022.02 | Non-ISO
SOUTH BASE SUB | 8344 | 115kV | 12178.56 | 143764.33 | 2017154.23 | 2173097.12 | 0 | 0 | 0 | 12178.56 | 143764.33 | 2017154.23 | Non-ISO
INDIAN WELLS SUB | 8345 | 115kV | 222599.95 | 930666.23 | 12795163.79 | 13948429.97 | 0 | 0 | 0 | 222599.95 | 930666.23 | 12795163.79 | Non-ISO
PECHANGA SUB | 8347 | 115kV | 560578.85 | 844656.49 | 11267214.08 | 12672449.42 | 0 | 0 | 0 | 560578.85 | 844656.49 | 11267214.08 | Non-ISO
MORAGA | 8348 | 115kV | 40719.87 | 307859.23 | 17249029.9 | 17597609 | 0 | 0 | 0 | 40719.87 | 307859.23 | 17249029.9 | Non-ISO
TANKER SUBSTATION | 8351 | 115kV | 119.93 | 4439.62 | 696181.35 | 700740.9 | 0 | 0 | 0 | 119.93 | 4439.62 | 696181.35 | Non-ISO
PLUESS SUBSTATION | 8353 | 115kV | 0 | 0 | 151192.72 | 151192.72 | 0 | 0 | 0 | 0 | 0 | 151192.72 | Non-ISO
AFG SUBSTATION | 8354 | 115kV | 0 | 78654.66 | 1082685.75 | 1161340.41 | 0 | 0 | 0 | 0 | 78654.66 | 1082685.75 | Non-ISO
RECTIFIER SUB | 8357 | 115kV | 0 | 5169.82 | 1098303.85 | 1103473.67 | 0 | 0 | 0 | 0 | 5169.82 | 1098303.85 | Non-ISO
MOUNTWIND SUBSTATION | 8359 | 115kV | 0 | 0 | 53697.98 | 53697.98 | 0 | 0 | 0 | 0 | 0 | 53697.98 | Non-ISO
COSO SUB | 8361 | 115kV | 91119.23 | 1641130.56 | 4788018.87 | 6520268.66 | 0 | 0 | 0 | 91119.23 | 1641130.56 | 4788018.87 | Non-ISO
MOVAL SUBSTATION | 8362 | 115kV | 0 | 128639.84 | 491674.41 | 620314.25 | 0 | 0 | 0 | 0 | 128639.84 | 491674.41 | Non-ISO
SANDLOT SUB | 8370 | 220kV | 0 | 790435.74 | 4014370.61 | 4804806.35 | 0 | 0 | 0 | 0 | 790435.74 | 4014370.61 | Non-ISO
PRIMM SUBSTATION | 8372 | 220kV | 0 | 11876357.88 | 19288758.01 | 31165115.89 | 0 | 11876357.88 | 19288758.01 | 0 | 0 | 0 | ISO | High
BLAST SUBSTATION | 8373 | 115kV | 0 | 471546.28 | 69402.38 | 540948.66 | 0 | 0 | 0 | 0 | 471546.28 | 69402.38 | Non-ISO
PHARMACY SUBSTATION | 8509 | 66kV | 0 | 0 | 43288.94 | 43288.94 | 0 | 0 | 0 | 0 | 0 | 43288.94 | Non-ISO
GLOW SUBSTATION | 8511 | 66kV | 0 | 0 | 128971.73 | 128971.73 | 0 | 0 | 0 | 0 | 0 | 128971.73 | Non-ISO
PLASTER SUBSTATION | 8558 | 66kV | 4670.97 | 0 | 0 | 4670.97 | 0 | 0 | 0 | 4670.97 | 0 | 0 | Non-ISO
ONEIL SUBSTATION | 8810 | 66kV | 1188141.79 | 0 | 0 | 1188141.79 | 0 | 0 | 0 | 1188141.79 | 0 | 0 | Non-ISO
EAST TRANSITION | 8860 | 500kV | 0 | 8110556.42 | 7540227.06 | 15650783.48 | 0 | 8110556.42 | 7540227.06 | 0 | 0 | 0 | ISO | High
MWD EASTSIDE RES | 8956 | 115kV | 0 | 0 | 0 | 0 | 0 | 0 | 0 | 0 | 0 | 0 | Non-ISO
WEST TRANSITION | 8960 | 500kV | 0 | 9080688.96 | 5795943.44 | 14876632.4 | 0 | 9080688.96 | 5795943.44 | 0 | 0 | 0 | ISO | High
CONSTR FIELD FORCES | 9009 | Div Offices & Misc | 0 | 0 | 527315.98 | 527315.98 | 0 | 0 | 0 | 0 | 0 | 527315.98 | Non-ISO
TRANS/SUB SUPPORT SERV | 9047 | Div Offices & Misc | 0 | 0 | 74775490.39 | 74775490.39 | 0 | 0 | 0 | 0 | 0 | 74775490.39 | Non-ISO
INFO TECH-GO2 | 9077 | Div Offices & Misc | 0 | 0 | 0 | 0 | 0 | 0 | 0 | 0 | 0 | 0 | Non-ISO
GENERAL OFFICE #5 - GO5 | 9201 | Div Offices & Misc | 0 | 0 | 0 | 0 | 0 | 0 | 0 | 0 | 0 | 0 | Non-ISO
PROP SVCS-SN GBRL VAL REG | 9285 | Div Offices & Misc | 0 | 0 | 0 | 0 | 0 | 0 | 0 | 0 | 0 | 0 | Non-ISO
REAL PROP-LAND SVCS-STHRN | 9287 | Misc | 0 | 12868.55 | 0 | 12868.55 | 0 | 0 | 0 | 0 | 12868.55 | 0 | Non-ISO
ALHAMBRA COMM SITE | 9300 | Misc | 0 | 0 | 9775.46 | 9775.46 | 0 | 0 | 0 | 0 | 0 | 9775.46 | Non-ISO
TELCOMM-ALHAMBRA | 9310 | Misc | 327843.66 | 0 | 0 | 327843.66 | 0 | 0 | 0 | 327843.66 | 0 | 0 | Non-ISO
WESTMINSTER FENWICK BLDG | 9440 | Div Offices & Misc | 0 | 8929.19 | 0 | 8929.19 | 0 | 0 | 0 | 0 | 8929.19 | 0 | Non-ISO
TELECOMM BUSINESS VENTURE | 9597 | Div Offices & Misc | 0 | 0 | 0 | 0 | 0 | 0 | 0 | 0 | 0 | 0 | Non-ISO
PLANT ACCTG-MISC. LEDGER | 9900 | Div Offices & Misc | 631.39 | 0 | 0 | 631.39 | 0 | 0 | 0 | 631.39 | 0 | 0 | Non-ISO
CUMMINGS SUB | 5357 | 66kV | 0 | 0 | 111576.43 | 111576.43 | 0 | 0 | 0 | 0 | 0 | 111576.43 | Non-ISO
MONOLITH SUB | 5358 | 66kV | 0 | 233.97 | 1261397 | 1261630.97 | 0 | 0 | 0 | 0 | 233.97 | 1261397 | Non-ISO
ACTON SUB | 5365 | 66kV | 24167.43 | 0 | 15396.76 | 39564.19 | 0 | 0 | 0 | 24167.43 | 0 | 15396.76 | Non-ISO
DEL SUR SUB | 5508 | 66kV | 0 | 0 | 424746.76 | 424746.76 | 0 | 0 | 0 | 0 | 0 | 424746.76 | Non-ISO
GOLDTOWN SUB | 5511 | 66kV | 0 | 0 | 526259.27 | 526259.27 | 0 | 0 | 0 | 0 | 0 | 526259.27 | Non-ISO
LANCASTER SUB | 5514 | 66kV | 0 | 0 | 1071948.87 | 1071948.87 | 0 | 0 | 0 | 0 | 0 | 1071948.87 | Non-ISO
LITTLE ROCK SUB | 5518 | 66kV | 0 | 0 | 1690352.6 | 1690352.6 | 0 | 0 | 0 | 0 | 0 | 1690352.6 | Non-ISO
SHUTTLE SUB | 5522 | 66kV | 0 | 0 | 911749.78 | 911749.78 | 0 | 0 | 0 | 0 | 0 | 911749.78 | Non-ISO
REDMAN WUB | 5530 | 66kV | 0 | 0 | 299055.54 | 299055.54 | 0 | 0 | 0 | 0 | 0 | 299055.54 | Non-ISO
ANAVERDE SUB | 5539 | 66kV | 0 | 0 | 76358.55 | 76358.55 | 0 | 0 | 0 | 0 | 0 | 76358.55 | Non-ISO
ROSAMOND SUB | 5541 | 66kV | 0 | 0 | 658869.94 | 658869.94 | 0 | 0 | 0 | 0 | 0 | 658869.94 | Non-ISO
PIUTE SUB | 5545 | 66kV | 0 | 11022.76 | 149256.83 | 160279.59 | 0 | 0 | 0 | 0 | 11022.76 | 149256.83 | Non-ISO
OASIS SUB | 5548 | 66kV | 0 | 0 | 397007.94 | 397007.94 | 0 | 0 | 0 | 0 | 0 | 397007.94 | Non-ISO
CAL CEMENT SUB | 5553 | 66kV | 0 | 15551.49 | 367756.98 | 383308.47 | 0 | 0 | 0 | 0 | 15551.49 | 367756.98 | Non-ISO
PALMDALE SUB | 5564 | 66kV | 0 | 0 | 603423.78 | 603423.78 | 0 | 0 | 0 | 0 | 0 | 603423.78 | Non-ISO
QUARTZ HILL SUB | 5566 | 66kV | 0 | 11022.76 | 220467.49 | 231490.25 | 0 | 0 | 0 | 0 | 11022.76 | 220467.49 | Non-ISO
HELIJET SUB | 5599 | 66kV | 0 | 0 | 499395.55 | 499395.55 | 0 | 0 | 0 | 0 | 0 | 499395.55 | Non-ISO
RITTER SUB | 8504 | 66kV | 942487.09 | 0 | 0 | 942487.09 | 0 | 0 | 0 | 942487.09 | 0 | 0 | Non-ISO
BIG CREEK NO.1 | 2211 | 220kV | 0 | 264411.6 | 9196245.63 | 9460657.23 | 0 | 113335.0916 | 3930439.0529 | 0 | 151076.5084 | 5265806.5771 | Mix | High
BIG CREEK NO.8 | 2229 | 220kV | 0 | 282649.01 | 3159148.33 | 3441797.34 | 0 | 271729.9212 | 3037106.434 | 0 | 10919.0888 | 122041.896 | Mix | High
BIG CREEK NO.3 | 2230 | 220kV | 0 | 2536133.46 | 18221269.69 | 20757403.15 | 0 | 2159009.7408 | 15511762.0471 | 0 | 377123.7192 | 2709507.6429 | Mix | High
CONTROL STATION | 2556 | 115kV | 0 | 1598258.74 | 15357249.44 | 16955508.18 | 0 | 1338100.205 | 13225143.2914 | 0 | 260158.535 | 2132106.1486 | Mix | Low
T.M. GOODRICH SUB-PASADEN | 5010 | 220kV | 0 | 643112.17 | 35398.36 | 678510.53 | 0 | 643112.17 | 35398.36 | 0 | 0 | 0 | ISO | High
EAGLE ROCK SUB | 5011 | 220kV | 19613.2 | 4889184.2 | 34587215.9 | 39496013.3 | 3697.1082 | 920842.6067 | 6520499.0524 | 15916.0918 | 3968341.5933 | 28066716.8476 | Mix | High
MESA SUB | 5012 | 220kV | 2031347.4 | 10373614.31 | 56262057.75 | 68667019.46 | 795139.296 | 4088317.6272 | 21995178.1713 | 1236208.104 | 6285296.6828 | 34266879.5787 | Mix | High
RIO HONDO SUB | 5013 | 220kV | 457529.68 | 8478041.7 | 79711007.67 | 88646579.05 | 112803.4747 | 2090252.5108 | 19652667.4218 | 344726.2053 | 6387789.1892 | 60058340.2482 | Mix | High
WALNUT SUB | 5014 | 220kV | 97954.96 | 5107760.1 | 34639105.1 | 39844820.16 | 6385.5822 | 332969.5803 | 2258087.3147 | 91569.3778 | 4774790.5197 | 32381017.7853 | Mix | High
GOULD SUB | 5015 | 220kV | 29300.3 | 1468802.68 | 32613874.81 | 34111977.79 | 10549.0716 | 528817.267 | 11742067.4532 | 18751.2284 | 939985.413 | 20871807.3568 | Mix | High
DRYCREEKWIND SUB | 5018 | 220kV | 0 | -0.01 | 0.01 | 0 | 0 | -0.01 | 0.01 | 0 | 0 | 0 | ISO | High
LA FRESA SUB | 5021 | 220kV | 101370 | 5951628.51 | 95497328.65 | 101550327.16 | 16100.1749 | 939894.292 | 15172821.0673 | 85269.8251 | 5011734.218 | 80324507.5827 | Mix | High
EL NIDO SUB | 5023 | 220kV | 285619.89 | 13153932.76 | 48175256.59 | 61614809.24 | 99251.6417 | 5731866.6098 | 15579753.9777 | 186368.2483 | 7422066.1502 | 32595502.6123 | Mix | High
LA CIENEGA SUB | 5024 | 220kV | 2100226.91 | 5582007.01 | 44174047.31 | 51856281.23 | 650674.5804 | 1729370.3131 | 13685630.6146 | 1449552.3296 | 3852636.6969 | 30488416.6954 | Mix | High
ALAMITOS SWITCHRACK SUB | 5025 | 220kV | 63557.17 | 3018404.46 | 37805974.45 | 40887936.08 | 31059.8201 | 1475067.2423 | 18475441.3177 | 32497.3499 | 1543337.2177 | 19330533.1323 | Mix | High
LG BCH SWITCHRACK SUB | 5027 | 220kV | 97213.22 | 1331157.15 | 8679828.65 | 10108199.02 | 32177.6063 | 440613.4337 | 2935006.6386 | 65035.6137 | 890543.7163 | 5744822.0114 | Mix | High
REDONDO SWITCHRACK SUB | 5028 | 220kV | 13018.3 | 39760.96 | 5931998.03 | 5984777.29 | 8658.7516 | 26445.8706 | 3945499.6091 | 4359.5484 | 13315.0894 | 1986498.4209 | Mix | High
MAGUNDEN SUB | 5031 | 220kV | 8363 | 3933110.46 | 17716716.98 | 21658190.44 | 7963.3473 | 3745100.2126 | 16765565.0399 | 399.6527 | 188010.2474 | 951151.9401 | Mix | High
RECTOR SUB | 5033 | 220kV | 394843.39 | 21185110.87 | 118941907.39 | 140521861.65 | 210939.313 | 11317836.0001 | 64431952.4853 | 183904.077 | 9867274.8699 | 54509954.9047 | Mix | High
SPRINGVILLE SUB | 5034 | 220kV | 12197.68 | 2080488.35 | 33939966.96 | 36032652.99 | 3396.4685 | 533456.71 | 9496511.467 | 8801.2115 | 1547031.64 | 24443455.493 | Mix | High
VESTAL SUB | 5035 | 220kV | 7242.88 | 2055229.56 | 55783186.12 | 57845658.56 | 3340.4605 | 966797.7053 | 25701037.8999 | 3902.4195 | 1088431.8547 | 30082148.2201 | Mix | High
EAGLE MT. SUB | 5040 | 220kV | 0 | 411343.02 | 18744676.59 | 19156019.61 | 0 | 173432.8963 | 9486998.4189 | 0 | 237910.1237 | 9257678.1711 | Mix | Straddle
CIMA SUB | 5043 | 220kV | 1823.96 | 17122.87 | 3284605.86 | 3303552.69 | 206.6905 | 1940.3571 | 372210.2847 | 1617.2695 | 15182.5129 | 2912395.5753 | Mix | High
MANDALAY SWITCHRACK SUB | 5048 | 220kV | 49104.23 | 29546.42 | 2561161.18 | 2639811.83 | 0 | 0 | 0 | 49104.23 | 29546.42 | 2561161.18 | Non-ISO
PARDEE SUB | 5050 | 220kV | 970263.37 | 10904322.63 | 44522083.38 | 56396669.38 | 844999.4537 | 9497420.7503 | 38773269.7119 | 125263.9163 | 1406901.8797 | 5748813.6681 | Mix | High
ANTELOPE SUB | 5052 | 500kV | 21982.74 | 7700368.08 | 204807659.86 | 212530010.68 | 21981.7796 | 7700047.853 | 204798695.4207 | 0.96045 | 320.227 | 8964.4393 | Mix | Straddle
SANTA CLARA SUB | 5053 | 220kV | 140739.2 | 3886681.42 | 51924119.6 | 55951540.22 | 38399.0912 | 1060436.852 | 14166905.8981 | 102340.1088 | 2826244.568 | 37757213.7019 | Mix | High
GOLETA SUB | 5055 | 220kV | 236193.55 | 3916188.7 | 28647893.38 | 32800275.63 | 82820.6324 | 1365017.6423 | 10053490.0711 | 153372.9176 | 2551171.0577 | 18594403.3089 | Mix | High
MOORPARK SUB | 5056 | 220kV | 184090.99 | 6657112.48 | 68170662.21 | 75011865.68 | 25308.6193 | 915212.2298 | 9372024.876 | 158782.3707 | 5741900.2502 | 58798637.334 | Mix | High
BAILEY SUB | 5059 | 220kV | 111063.36 | 7296500.99 | 33994407.1 | 41401971.45 | 111063.36 | 7296500.99 | 33994407.1 | 0 | 0 | 0 | Mix | Straddle
PADUA SUB | 5060 | 220kV | 149547.04 | 5337784.83 | 54332705.87 | 59820037.74 | 60621.8819 | 2159927.2525 | 22006615.3116 | 88925.1581 | 3177857.5775 | 32326090.5584 | Mix | High
CHINO SUB | 5062 | 220kV | 34464.6 | 3865219.4 | 38135480.05 | 42035164.05 | 7921.8599 | 870463.0576 | 8783606.7909 | 26542.7401 | 2994756.3424 | 29351873.2591 | Mix | High
JULIAN HINDS SUB | 5063 | 220kV | 0 | 1464256.01 | 23926553.87 | 25390809.88 | 0 | 1451555.0152 | 23719014.318 | 0 | 12700.9948 | 207539.552 | Mix | High
VISTA SUB | 5064 | 220kV | 52108.99 | 26210253.58 | 76099574.13 | 102361936.7 | 10898.8536 | 5537521.1177 | 15861086.6471 | 41210.1364 | 20672732.4623 | 60238487.4829 | Mix | High
DEVERS SUB | 5067 | 500kV | 1370883.92 | 42025572.47 | 227548513.86 | 270944970.25 | 1150860.5199 | 35280799.0802 | 191635448.2001 | 220023.4001 | 6744773.3898 | 35913065.6599 | Mix | High
MIRA LOMA SUB | 5069 | 500kV | 474735.39 | 50977535.5 | 207341363.13 | 258793634.02 | 404113.7977 | 43289549.2276 | 176601854.1737 | 70621.5923 | 7687986.2724 | 30739508.9563 | Mix | High
HINSON SUB | 5071 | 220kV | 678277.54 | 2621101.67 | 36780116.07 | 40079495.28 | 137786.3153 | 236014.3431 | 7768008.0378 | 540491.2247 | 2385087.3269 | 29012108.0322 | Mix | High
LIGHTHIPE SUB | 5073 | 220kV | 164679.62 | 14096269.3502 | 37403797.5238 | 51664746.494 | 49277.3037 | 4218045.5947 | 11192388.5285 | 115402.3163 | 9878223.7555 | 26211408.9953 | Mix | High
LAGUNA BELL SUB | 5074 | 220kV | 131262.5 | 3046693.61 | 49685537.95 | 52863494.06 | 33911.8892 | 785433.314 | 12838034.0199 | 97350.6108 | 2261260.296 | 36847503.9301 | Mix | High
DEL AMO SUB | 5075 | 220kV | 164746.79 | 6720665.17 | 60588109.9 | 67473521.86 | 27114.7442 | 948785.0813 | 10132788.8243 | 137632.0458 | 5771880.0887 | 50455321.0757 | Mix | High
BARRE SUB | 5081 | 220kV | 86187.91 | 4105721.6 | 61137041.45 | 65328950.96 | 28103.6144 | 1338768.0075 | 19935183.9075 | 58084.2956 | 2766953.5925 | 41201857.5425 | Mix | High
VILLA PARK SUB | 5082 | 220kV | 270570.03 | 7005025.26 | 54383358.01 | 61658953.3 | 87261.6627 | 2600296.6906 | 17200200.651 | 183308.3673 | 4404728.5694 | 37183157.359 | Mix | High
VIEJO SUBSTATION | 5083 | 220kV | 13285971.26 | 8784046.28 | 34762158.76 | 56832176.3 | 3201269.782 | 2116444.0328 | 8376063.2583 | 10084701.478 | 6667602.2472 | 26386095.5017 | Mix | High
CENTER SUB | 5084 | 220kV | 71801.92 | 5224510.31 | 52694272.87 | 57990585.1 | 6484.1579 | 374942.1822 | 4855482.5244 | 65317.7621 | 4849568.1278 | 47838790.3456 | Mix | High
JOHANNA SUB | 5085 & 5881 | 220kV | 813416.05 | 5574307.43 | 25639313.77 | 32027037.25 | 230652.8605 | 1312453.1802 | 8070629.8637 | 582763.1895 | 4261854.2498 | 17568683.9063 | Mix | High
ELLIS SUB | 5086 | 220kV | 59737.29 | 5351859.92 | 76011563.75 | 81423160.96 | 12727.0076 | 1148921.4464 | 16185524.5932 | 47010.2824 | 4202938.4736 | 59826039.1568 | Mix | High
OLINDA SUB | 5087 | 220kV | 390538.01 | 2233805.76 | 33241682.64 | 35866026.41 | 59383.2433 | 339661.2559 | 5054562.8789 | 331154.7667 | 1894144.5041 | 28187119.7611 | Mix | High
SANTIAGO SUB | 5088 | 220kV | 557976.42 | 13574839.58 | 153601723.7 | 167734539.7 | 305738.4727 | 9485571.1769 | 82117416.4909 | 252237.9473 | 4089268.4031 | 71484307.2091 | Mix | High
ETIWANDA SWITCHRACK SUB | 5096 | 220kV | 186144.21 | 4340556.31 | 56563184.84 | 61089885.36 | 35636.0411 | 830972.8401 | 10828633.5551 | 150508.1689 | 3509583.4699 | 45734551.2849 | Mix | High
EL CASCO SUBSTATION | 8006 | 220kV | 0 | 30221975.58 | 56892733.85 | 87114709.43 | 0 | 4997123.365 | 9406797.658 | 0 | 25224852.215 | 47485936.192 | Mix | High
MIRAGE(CEP) SUB | 8012 | 220kV | 629540.58 | 4895811.64 | 57424477.77 | 62949829.99 | 250018.6302 | 1893043.3505 | 22793709.3932 | 379521.9498 | 3002768.2895 | 34630768.3768 | Mix | High
TORTILLA(CEP) SUB | 8037 | 115kV | 17113.75 | 1027694.24 | 11213200.94 | 12258008.93 | 6514.7963 | 390688.7272 | 4269128.0181 | 10598.9537 | 637005.5128 | 6944072.9219 | Mix | Low
VICTOR SUB | 8049 | 220kV | 22088.07 | 12172329.93 | 112484144.91 | 124678562.91 | 19578.0608 | 10796732.3303 | 99694226.847 | 2510.0092 | 1375597.5997 | 12789918.063 | Mix | Straddle
LAKEVIEW SUB | 8056 | 115kV | 100.29 | 9442821.76 | 22745941.47 | 32188863.52 | 0 | 0 | 0 | 100.29 | 9442821.76 | 22745941.47 | Non-ISO
EASTWIND SUB | 8058 | 220kV | 0 | 0 | 23429.9 | 23429.9 | 0 | 0 | 0 | 0 | 0 | 23429.9 | Non-ISO
CHEVMAIN | 8063 | 220kV | 0 | 376650.19 | 15382416.33 | 15759066.52 | 0 | 88913.1222 | 3631217.2375 | 0 | 287737.0678 | 11751199.0925 | Mix | High
CLEMENTINE | 8071 | 115kV | 0 | 41634.56 | 69694.89 | 111329.45 | 0 | 0 | 0 | 0 | 41634.56 | 69694.89 | Non-ISO
BADLANDS SUB | 8081 | 115kV | 0 | 21176.45 | 0 | 21176.45 | 0 | 0 | 0 | 0 | 21176.45 | 0 | Non-ISO
INDIAN WELLS SUB | 8175 | 115kV | 0 | 103197.01 | 0 | 103197.01 | 0 | 0 | 0 | 0 | 103197.01 | 0 | Non-ISO
Inyokern (CEP) & Inyokern | 5041 & 8040 | 115kV | 7964.44 | 485868.6 | 14821218.64 | 15315051.68 | 2139.2361 | 53562.0195 | 4057897.6972 | 5825.2039 | 432306.5805 | 10763320.9428 | Mix | Low
Kramer & Kramer-Radial Line Agmt | 5042 & 8046 | 220kV | 48811.41 | 2548729.35 | 52285351.15 | 54882891.91 | 38992.015 | 2036001.2743 | 41767103.1129 | 9819.395 | 512728.0757 | 10518248.0371 | Mix | Straddle
Vincent | 5054 & 8954 | 500kV | 17324278.57 | 27870105.65 | 226612391.59 | 271806775.81 | 17324278.57 | 27870105.65 | 226612391.59 | 0 | 0 | 0 | ISO | High
Valley & Valley - CEP | 5070 & 8034 | 500kV | 311357.74 | 40962650.03 | 210071522.6 | 251345530.37 | 93653.3939 | 10743019.4899 | 74332637.7653 | 217704.3461 | 30219630.5401 | 135738884.8347 | Mix | High
San Onofre Switchrack | 8051-8055 | 220kV | 0 | 0 | 0 | 0 | 0 | 0 | 0 | 0 | 0 | 0 | Mix | High
San Bernardino-220kv Switchyard & 220kv to 66kv | 8076 & 1999 | 220kV | 302392.48 | 5311656.57 | 51822236.81 | 57436285.86 | 79045.0083 | 1388161.4466 | 13546565.3508 | 223347.4717 | 3923495.1234 | 38275671.4592 | Mix | High
GREENWALD SUB | 8339 | 115kV | 0 | 10350.49 | 8151.58 | 18502.07 | 0 | 0 | 0 | 0 | 10350.49 | 8151.58 | Non-ISO
IVANPAH SUB | 8363 | 220kV | 0 | 13019050.76 | 33195621.57 | 46214672.33 | 0 | 13005990.0889 | 33162319.826 | 0 | 13060.6711 | 33301.744 | Mix | Straddle
NEW VICTOR SUB | 8364 | 115kV | 0 | 0 | 0 | 0 | 0 | 0 | 0 | 0 | 0 | 0 | Non-ISO
LEATHERNECK SUB | 8366 | 115kV | 0 | 38734.33 | 12643.64 | 51377.97 | 0 | 0 | 0 | 0 | 38734.33 | 12643.64 | Non-ISO
RED BLUFF SUB | 8369 | 500kV | 0 | 93373929.02 | 111627932.71 | 205001861.73 | 0 | 93373929.02 | 111627932.71 | 0 | 0 | 0 | ISO | High
COLORADO RIVER SUB | 8367 | 500kV | 0 | 39961276.19 | 135820363.98 | 175781640.17 | 0 | 39961276.19 | 135820363.98 | 0 | 0 | 0 | ISO | High
FOGARTY SUB | 8346 | 115kV | 0 | 4398451.51 | 16236483.11 | 20634934.62 | 0 | 0 | 0 | 0 | 4398451.51 | 16236483.11 | Non-ISO
MIDWAY-VINCENT LINES 1&2 | 4026 | 500kV | 2910822.12 | 8464.15 | 27104.88 | 2946391.15 | 2910822.12 | 8464.15 | 27104.88 | 0 | 0 | 0 | Trans Line
DWP-EDSN CELILO-SYLMR LN | 4031 | 1000kV | 0 | 95840.85 | 0 | 95840.85 | 0 | 95840.85 | 0 | 0 | 0 | 0 | Trans Line
DWP-EDSN CELILO-SYLMR LN | 4034 | 1000kV | 0 | 540.83 | 0 | 540.83 | 0 | 540.83 | 0 | 0 | 0 | 0 | Trans Line
PARDEE-SYLMAR LNES 1&2 | 4045 | 220kV | 187212.85 | 106088.99 | 0 | 293301.84 | 187212.85 | 106088.99 | 0 | 0 | 0 | 0 | Trans Line
EAGLE ROCK-SYLMAR LNE | 4046 | 220kV | 186657 | 0 | 0 | 186657 | 186657 | 0 | 0 | 0 | 0 | 0 | Trans Line
PARDEE-VINCENT LINE CONST | 4059 | 220kV | 13001.63 | 0 | 0 | 13001.63 | 13001.63 | 0 | 0 | 0 | 0 | 0 | Trans Line
RIO HONDO-VINCENT LN 2 | 4070 | 220kV | 61040.14 | 0 | 0 | 61040.14 | 61040.14 | 0 | 0 | 0 | 0 | 0 | Trans Line
MANY TRANSMISSION LINES | 4101 | 220kV | 1539567.6 | 654538.95 | 98474.79 | 2292581.34 | 1505998.3613 | 640267.1673 | 96327.6133 | 33569.2387 | 14271.7827 | 2147.1767 | Trans Line
COGEN/RENEWABLE ENERGY SO | 4102 | 220kV | 1466127.54 | 0 | 0 | 1466127.54 | 831623.8048 | 0 | 0 | 634503.7352 | 0 | 0 | Trans Line
ISO 66KV LINES | 4103 | 66kV | 0 | 0 | 0 | 0 | 0 | 0 | 0 | 0 | 0 | 0 | Trans Line
ISO 66KV T/L | 4703 | 66kV | 0 | 0 | 0 | 0 | 0 | 0 | 0 | 0 | 0 | 0 | Trans Line
DEVERS-HINS LN, OTHERS | 4104 | 220kV | 1331368.26 | 82149.24 | 51006.07 | 1464523.57 | 1261121.9208 | 77814.8394 | 48314.8614 | 70246.3392 | 4334.4006 | 2691.2086 | Trans Line
33 AND 66 KV LINES | 4105 | 66kV | 33389732.25 | 11336398.41 | 2506832.75 | 47232963.41 | 226189.6012 | 76795.3279 | 16981.8523 | 33163542.6488 | 11259603.0821 | 2489850.8977 | Trans Line
S/E DIV., 66KV LINES | 4805 | 66kV | 0 | 0 | 0 | 0 | 0 | 0 | 0 | 0 | 0 | 0 | Trans Line
COGEN/RENEW ENGY SOURCES | 4106 | 115kV | 563121.1 | 0 | 0 | 563121.1 | 0 | 0 | 0 | 563121.1 | 0 | 0 | Trans Line
ANTELOPE/MESA LINE, OTHER | 4107 | 220kV | 4267463.06 | 1173406.54 | 0 | 5440869.6 | 4267463.06 | 1173406.54 | 0 | 0 | 0 | 0 | Trans Line
CHINO-SERRANO/SN ONFRE LN | 4108 | 220kV | 8072177.94 | 4334974.58 | 0 | 12407152.52 | 8071997.037 | 4334877.4303 | 0 | 180.903 | 97.1497 | 0 | Trans Line
VARIOUS 220KV LINES | 4808 | 220kV | 0 | 0 | 0 | 0 | 0 | 0 | 0 | 0 | 0 | 0 | Trans Line
COACHELLA VALLEY-DEVERS (SCE PORTION) | 4109 | 220kV | 0 | 25255.18 | 0 | 25255.18 | 0 | 25255.18 | 0 | 0 | 0 | 0 | Trans Line
COACHELLA VALLEY - DEVERS 220 kV Line | 4509 | 220kV | 0 | 0 | 0 | 0 | 0 | 0 | 0 | 0 | 0 | 0 | Trans Line
BIG CRK 3-BIG CRK 4 | 4111 | 220kV | 1943.63 | 0 | 0 | 1943.63 | 1943.63 | 0 | 0 | 0 | 0 | 0 | Trans Line
BIGCRK-SPRGVL, MGDN-SPRGV | 4113 | 220kV | 874871.71 | 23988.55 | 0 | 898860.26 | 874790.6524 | 23986.3274 | 0 | 81.0576 | 2.2226 | 0 | Trans Line
ALAMITOS-MESA LN, OTHERS | 4114 | 220kV | 3210534.23 | 1087162.93 | 661181.77 | 4958878.93 | 3063710.6329 | 1037444.9826 | 630944.7195 | 146823.5971 | 49717.9474 | 30237.0505 | Trans Line
HINSON-LIGHTHIPE 1&2 | 4115 | 220kV | 1607024.14 | 616675.2 | 2148.68 | 2225848.02 | 1607024.14 | 616675.2 | 2148.68 | 0 | 0 | 0 | Trans Line
HINSON-LIGHTHIPE 1,2 | 4415 | 220kV | 0 | 0 | 0 | 0 | 0 | 0 | 0 | 0 | 0 | 0 | Trans Line
HINSON-LAFRESA, OTHERS | 4116 | 220kV | 3594552.46 | 341590.39 | 2064.92 | 3938207.77 | 3594552.46 | 341590.39 | 2064.92 | 0 | 0 | 0 | Trans Line
HINSON-LA FRESA | 4416 | 220kV | 0 | 0 | 0 | 0 | 0 | 0 | 0 | 0 | 0 | 0 | Trans Line
ELDRDO-CIMA-PISGAH LN1,2 | 4117 | 220kV | 1004388.72 | 56361.92 | 12857.19 | 1073607.83 | 1004388.72 | 56361.92 | 12857.19 | 0 | 0 | 0 | Trans Line
MRA LMA-VLL PK LNS, OTHR | 4118 | 220kV | 5611464.45 | 793634.79 | 2259.8 | 6407359.04 | 4640667.1131 | 656333.9931 | 1868.849 | 970797.3369 | 137300.7969 | 390.951 | Trans Line
CENTER-MESA LN, OTHERS | 4119 | 220kV | 2101336.62 | 237690.57 | 100.89 | 2339128.08 | 1671907.6583 | 189116.1466 | 80.2721 | 429428.9617 | 48574.4234 | 20.6179 | Trans Line
ALAMITOS-CENTER, OTHERS | 4120 | 220kV | 4271232.36 | 506234.71 | 29997.5 | 4807464.57 | 3793539.3374 | 449617.6102 | 26642.5909 | 477693.0226 | 56617.0998 | 3354.9091 | Trans Line
ALAMITOS-CENTER.... | 4420 | 220kV | 0 | 0 | 0 | 0 | 0 | 0 | 0 | 0 | 0 | 0 | Trans Line
BIG CREEK 4-SPRNGVLL-MGDN | 4121 | 220kV | 353928.47 | 55313.69 | 1.38 | 409243.54 | 353928.47 | 55313.69 | 1.38 | 0 | 0 | 0 | Trans Line
LUGO-VINCENT LNES 1&2 | 4123 | 500kV | 1749466.44 | 0 | 16632.95 | 1766099.39 | 1749466.44 | 0 | 16632.95 | 0 | 0 | 0 | Trans Line
BIG CRK 1-CMP TEN-..-PRTL | 4124 | 66kV | 485.44 | 0 | 0 | 485.44 | 0 | 0 | 0 | 485.44 | 0 | 0 | Trans Line
GOLETA-SNTA CLARA, OTHERS | 4125 | 220kV | 11507440.97 | 1182282.58 | 1918.11 | 12691641.66 | 8561943.477 | 879660.0956 | 1427.1417 | 2945497.493 | 302622.4844 | 490.9683 | Trans Line
NORTH BOULDER-MEAD, OTHER | 4127 | 220kV | 19842.47 | 0 | 0 | 19842.47 | 12581.4787 | 0 | 0 | 7260.9913 | 0 | 0 | Trans Line
KERN RIVER3-VESTAL 66 KV | 4129 | 66kV | 38460.07 | 0 | 0 | 38460.07 | 0 | 0 | 0 | 38460.07 | 0 | 0 | Trans Line
MOHAVE-LUGO 500KV | 4130 | 500kV | 157989.61 | 0 | 0 | 157989.61 | 157989.61 | 0 | 0 | 0 | 0 | 0 | Trans Line
CUMMINGS-KERBN RIV1, OTHE | 4132 | 66kV | 3146.16 | 0 | 0 | 3146.16 | 0 | 0 | 0 | 3146.16 | 0 | 0 | Trans Line
BOREL-...-WALKER 66KV LN | 4133 | 66kV | 53165.17 | 0 | 0 | 53165.17 | 0 | 0 | 0 | 53165.17 | 0 | 0 | Trans Line
LUGO-VICTOR LNS, OTHER | 4135 | 220kV | 2205292.63 | 137230.41 | 0 | 2342523.04 | 1439755.1856 | 89592.7333 | 0 | 765537.4444 | 47637.6767 | 0 | Trans Line
LUGO-ELDORADO LN | 4136 | 500kV | 1330373 | 0 | 0 | 1330373 | 1330373 | 0 | 0 | 0 | 0 | 0 | Trans Line
LUGO-ELDORADO LN | 4137 | 500kV | 16589.08 | 0 | 0 | 16589.08 | 16589.08 | 0 | 0 | 0 | 0 | 0 | Trans Line
LUGO-MIRA LOMA 2&3 | 4138 | 500kV | 9588512.04 | 3063534.34 | 567799.4 | 13219845.78 | 9588512.04 | 3063534.34 | 567799.4 | 0 | 0 | 0 | Trans Line
SPRGVLL-TULE 66KV LN | 4139 | 66kV | 516.81 | 0 | 0 | 516.81 | 0 | 0 | 0 | 516.81 | 0 | 0 | Trans Line
MOHAVE-LUGO 500 KV LN | 4140 | 500kV | 278111.81 | 7295.8 | 0 | 285407.61 | 278111.81 | 7295.8 | 0 | 0 | 0 | 0 | Trans Line
MOHAVE-ELDORADO LN | 4141 | 500kV | 76199.12 | 0 | 0 | 76199.12 | 76199.12 | 0 | 0 | 0 | 0 | 0 | Trans Line
BOREL-WELDON 66KV LN | 4142 | 66kV | 25409.4 | 0 | 0 | 25409.4 | 0 | 0 | 0 | 25409.4 | 0 | 0 | Trans Line
ELDORADO-BORDER 500 KV LN | 4143 | 500kV | 6166.88 | 0 | 0 | 6166.88 | 6166.88 | 0 | 0 | 0 | 0 | 0 | Trans Line
ELDORADO-MEAD LNS 1&2 | 4144 | 220kV | 9993.51 | 0 | 0 | 9993.51 | 9993.51 | 0 | 0 | 0 | 0 | 0 | Trans Line
VINCENT-PARDEE LN 2 | 4147 | 220kV | 3884037.46 | 0 | 1880.02 | 3885917.48 | 3884037.46 | 0 | 1880.02 | 0 | 0 | 0 | Trans Line
MIRA LOMA-SERRANO LN | 4148 | 500kV | 1700239.66 | 0 | 0 | 1700239.66 | 1700239.66 | 0 | 0 | 0 | 0 | 0 | Trans Line
SANTA ANA LNS 1,2,3 | 4149 | 33kV & Below | 232 | 0 | 0 | 232 | 0 | 0 | 0 | 232 | 0 | 0 | Trans Line
VINCENT-PEARBLOSSOM LN | 4153 | 220kV | 309032.19 | 0 | 0 | 309032.19 | 0 | 0 | 0 | 309032.19 | 0 | 0 | Trans Line
LUGO-VICTORVLL EDSON-DWP | 4154 | 500kV | 748911.72 | 51477.57 | 0 | 800389.29 | 748911.72 | 51477.57 | 0 | 0 | 0 | 0 | Trans Line
MIDWAY-VINCENT LN 3 | 4155 | 500kV | 5825616.03 | 0 | 0 | 5825616.03 | 5825616.03 | 0 | 0 | 0 | 0 | 0 | Trans Line
ELLIS-SANTIAGO LNS 1,2 | 4156 | 220kV | 12019807.72 | 0 | 0 | 12019807.72 | 12019807.72 | 0 | 0 | 0 | 0 | 0 | Trans Line
RIO HONDO-VINCENT LN 2 | 4157 | 220kV | 105605.4 | 18610.49 | 0 | 124215.89 | 105605.4 | 18610.49 | 0 | 0 | 0 | 0 | Trans Line
LUCERNE-LUGO/MIRA LOMA LN | 4158 | 500kV | 498252.05 | 0 | 0 | 498252.05 | 498252.05 | 0 | 0 | 0 | 0 | 0 | Trans Line
BIG CRK 2-BIG CRK 8 | 4166 | 220kV | 9034.39 | 0 | 0 | 9034.39 | 9034.39 | 0 | 0 | 0 | 0 | 0 | Trans Line
BIG CRK 3-MAMMOTH POOL | 4168 | 220kV | 4331.19 | 523514.51 | 0 | 527845.7 | 0 | 0 | 0 | 4331.19 | 523514.51 | 0 | Trans Line
BIG CRK 1-RECTOR, OTHER | 4169 | 220kV | 11554667.01 | 692659.96 | 2701.36 | 12250028.33 | 11262310.2444 | 675134.2429 | 2633.0101 | 292356.7656 | 17525.7171 | 68.3499 | Trans Line
DEVERS-PALO VERDE | 4185 | 500kV | 14776949.75 | 0 | 0 | 14776949.75 | 14776949.75 | 0 | 0 | 0 | 0 | 0 | Trans Line
DEVERS-PALO VERDE | 4186 | 500kV | 1193710.35 | 0 | 0 | 1193710.35 | 1193710.35 | 0 | 0 | 0 | 0 | 0 | Trans Line
DEVERS-VALLEY LNS 1,2 | 4187 | 500kV | 10441138.91 | 192106.47 | 0 | 10633245.38 | 10441138.91 | 192106.47 | 0 | 0 | 0 | 0 | Trans Line
SERRANO-VALLEY LN | 4188 | 500kV | 2855109.31 | 267678.46 | 0 | 3122787.77 | 2855109.31 | 267678.46 | 0 | 0 | 0 | 0 | Trans Line
VALLEY-SERRANO 500 KV LN | 4988 | 500kV | 0 | 0 | 0 | 0 | 0 | 0 | 0 | 0 | 0 | 0 | Trans Line
SERRANO-VILLA PK LN 1,2,3 | 4189 | 220kV | 78247.82 | 37273.5 | 0 | 115521.32 | 78247.82 | 37273.5 | 0 | 0 | 0 | 0 | Trans Line
VARIOUS 66KV LINES | 4200 | 66kV | 0 | 0 | 0 | 0 | 0 | 0 | 0 | 0 | 0 | 0 | Trans Line
MAGUNDEN-PASTORIA | 4201 | 220kV | 0 | 0 | 0 | 0 | 0 | 0 | 0 | 0 | 0 | 0 | Trans Line
SSAN JOAQUIN REGION 66KV | 4205 | 66kV | 0 | 0 | 0 | 0 | 0 | 0 | 0 | 0 | 0 | 0 | Trans Line
E.MAGUNDEN-ANTELOPE 220KV | 4207 | 220kV | 0 | 25798.08 | 0 | 25798.08 | 0 | 0 | 0 | 0 | 25798.08 | 0 | Trans Line
BIG CREEK #3/#4 220KV LIN | 4211 | 220kV | 0 | 3150.43 | 0 | 3150.43 | 0 | 3150.43 | 0 | 0 | 0 | 0 | Trans Line
BIG CREEK 3-SPRNGVL-MGNDN | 4213 | 220kV | 0 | 0 | 0 | 0 | 0 | 0 | 0 | 0 | 0 | 0 | Trans Line
BIG CREEK 3-MAMMOTH POOL | 4268 | 220kV | 0 | 0 | 0 | 0 | 0 | 0 | 0 | 0 | 0 | 0 | Trans Line
RECTOR-VESTAL #2 220KV | 4269 | 220kV | 0 | 0 | 0 | 0 | 0 | 0 | 0 | 0 | 0 | 0 | Trans Line
BIG CREEK4-SPRNGVL-MGNDN | 4288 | 220kV | 0 | 0 | 0 | 0 | 0 | 0 | 0 | 0 | 0 | 0 | Trans Line
ALL 66KV T/L-COASTAL REGN | 4405 | 66kV | 0 | 0 | 0 | 0 | 0 | 0 | 0 | 0 | 0 | 0 | Trans Line
EAGLE ROCK-MESA 220 KV LN | 4301 | 220kV | 0 | 0 | 0 | 0 | 0 | 0 | 0 | 0 | 0 | 0 | Trans Line
ALL 66KV T/L-METRO REGION | 4305 | 66kV | 0 | 0 | 0 | 0 | 0 | 0 | 0 | 0 | 0 | 0 | Trans Line
ANTELOPE-MESA 220 KV LN | 4307 | 220kV | 0 | 0 | 0 | 0 | 0 | 0 | 0 | 0 | 0 | 0 | Trans Line
CHINO-VILLA PARK 220KV LN | 4318 | 220kV | 0 | 0 | 0 | 0 | 0 | 0 | 0 | 0 | 0 | 0 | Trans Line
CENTER-MESA 220KV LN | 4319 | 220kV | 0 | 0 | 0 | 0 | 0 | 0 | 0 | 0 | 0 | 0 | Trans Line
MESA VINCENT No 2 220 Kv LINE | 4325 | 220kV | 0 | 0 | 0 | 0 | 0 | 0 | 0 | 0 | 0 | 0 | Trans Line
MIRA LOMA-SERRANO# 1&2 500KV | 4348 | 500kV | 0 | 0 | 0 | 0 | 0 | 0 | 0 | 0 | 0 | 0 | Trans Line
MIRA LOMA - VINCENT 500 kV LINE | 4360 | 500kV | 25733773.96 | 2467564.21 | 0 | 28201338.17 | 25733773.96 | 2467564.21 | 0 | 0 | 0 | 0 | Trans Line
MESA-REDONDO 220KV LN | 4414 | 220kV | 0 | 0 | 0 | 0 | 0 | 0 | 0 | 0 | 0 | 0 | Trans Line
CENTER MESA&OLINDA 220KV | 4419 | 220kV | 0 | 0 | 0 | 0 | 0 | 0 | 0 | 0 | 0 | 0 | Trans Line
DEVERS-HINDS 220KV LNS | 4504 | 220kV | 0 | 0 | 0 | 0 | 0 | 0 | 0 | 0 | 0 | 0 | Trans Line
33 & 66KV LNES IN ESTRN R | 4505 | 66kV | 0 | 0 | 0 | 0 | 0 | 0 | 0 | 0 | 0 | 0 | Trans Line
COGEN/RENEW ENGY RESOURCE | 4506 | 115kV | 0 | 0 | 0 | 0 | 0 | 0 | 0 | 0 | 0 | 0 | Trans Line
ISO 115KV T/L | 4513 | 115kV | 0 | 0 | 0 | 0 | 0 | 0 | 0 | 0 | 0 | 0 | Trans Line
ETIWANDA-PADUA 220KV LN | 4518 | 220kV | 0 | 0 | 0 | 0 | 0 | 0 | 0 | 0 | 0 | 0 | Trans Line
MIRA LOMA-WALNUT 220KV LN | 4519 | 220kV | 0 | 0 | 0 | 0 | 0 | 0 | 0 | 0 | 0 | 0 | Trans Line
LUGO-MIRA LOMA NO. 1&2 | 4538 | 500kV | 0 | 0 | 0 | 0 | 0 | 0 | 0 | 0 | 0 | 0 | Trans Line
DESERT REGION 115KV LINES | 4570 | 115kV | 0 | 0 | 0 | 0 | 0 | 0 | 0 | 0 | 0 | 0 | Trans Line
DEVERS-VALLEY 500 KV LNS | 4587 | 500kV | 0 | 0 | 0 | 0 | 0 | 0 | 0 | 0 | 0 | 0 | Trans Line
BAILEY-PARDEE 220 KV LN | 4601 | 220kV | 0 | 0 | 0 | 0 | 0 | 0 | 0 | 0 | 0 | 0 | Trans Line
ISO 66KV T/L-NORTHERN REG | 4603 | 66kV | 0 | 0 | 0 | 0 | 0 | 0 | 0 | 0 | 0 | 0 | Trans Line
33&66KV LNS IN NRTHEN T/S | 4605 | 66kV | 0 | 0 | 0 | 0 | 0 | 0 | 0 | 0 | 0 | 0 | Trans Line
ANTELOPE-MAGUNDEN 220 KV | 4607 | 220kV | 0 | 0 | 0 | 0 | 0 | 0 | 0 | 0 | 0 | 0 | Trans Line
MOORPARK-PARDEE 200KV LN | 4625 | 220kV | 0 | 0 | 0 | 0 | 0 | 0 | 0 | 0 | 0 | 0 | Trans Line
ANTELOPE-PARDEE | 4644 | 220kV | 3934890 | 0 | 0 | 3934890 | 3934890 | 0 | 0 | 0 | 0 | 0 | Trans Line
PARDEE-SYLMAR 220 KV LN | 4645 | 220kV | 0 | 0 | 0 | 0 | 0 | 0 | 0 | 0 | 0 | 0 | Trans Line
CORONA-JEFFERSON 66 KV LN | 4705 | 66kV | 243214.84 | 2111150.45 | 0 | 2354365.29 | 138481.2805 | 1202043.5006 | 0 | 104733.5595 | 909106.9494 | 0 | Trans Line
ANTELOPE-WINDHUB 500KV LN | 4708 | 500kV | 16796780.01 | 0 | 0 | 16796780.01 | 16796780.01 | 0 | 0 | 0 | 0 | 0 | Trans Line
WINDHUB-HIGHWIND 230KV LN | 4709 | 220kV | 3268654.64 | 0 | 0 | 3268654.64 | 3268654.64 | 0 | 0 | 0 | 0 | 0 | Trans Line
WHIRLWIND-WINDHUB 500KV L | 4711 | 500kV | 71262.25 | 0 | 0 | 71262.25 | 71262.25 | 0 | 0 | 0 | 0 | 0 | Trans Line
ANTELOPE - VINCENT #2 500KV | 4712 | 500kV | 11885451.74 | 0 | 0 | 11885451.74 | 11885451.74 | 0 | 0 | 0 | 0 | 0 | Trans Line
LAGUNA-BELL 220KV | 4714 | 220KV | 0 | 0 | 0 | 0 | 0 | 0 | 0 | 0 | 0 | 0 | Trans Line
CIMA-ELDO-PISGH | 4717 | 220kV | 0 | 0 | 0 | 0 | 0 | 0 | 0 | 0 | 0 | 0 | Trans Line
COLWTR-KRMR;LUGO-VICTR220 | 4725 | 220kV | 0 | 0 | 0 | 0 | 0 | 0 | 0 | 0 | 0 | 0 | Trans Line
LEE VINING-LUNDY 55K 4771 | 4730 | 55kV | 10584.86 | 0 | 0 | 10584.86 | 0 | 0 | 0 | 10584.86 | 0 | 0 | Trans Line
ELDORADO-IVANPAH NO 1&2 - CA | 4733 | 220kV | 0 | 0 | 0 | 0 | 0 | 0 | 0 | 0 | 0 | 0 | Trans Line
ELDORADO-IVANPAH NO 1&2 - NV | 4734 | 220kV | 352196.33 | 0 | 0 | 352196.33 | 352196.33 | 0 | 0 | 0 | 0 | 0 | Trans Line
BISHOP CRK55&115KV LINES | 4735 | 115kV | -11.11 | 505731.06 | 0 | 505719.95 | 0 | 0 | 0 | -11.11 | 505731.06 | 0 | Trans Line
LUGO-MOHAVE 500KV | 4740 | 500KV | 0 | 0 | 0 | 0 | 0 | 0 | 0 | 0 | 0 | 0 | Trans Line
115 KV LNS, ESTN T/S REG | 4750 | 115kV | 16325860.97 | 285897.22 | 4024003.79 | 20635761.98 | 4570662.6399 | 80041.0921 | 1126578.4892 | 11755198.3301 | 205856.1279 | 2897425.3008 | Trans Line
LUGO-VICTORVILLE 500KV | 4754 | 500kV | 0 | 0 | 0 | 0 | 0 | 0 | 0 | 0 | 0 | 0 | Trans Line
DEVERS-SN BRDNO 220 KV LN | 4756 | 220kV | 1079237.55 | 16401.19 | 0 | 1095638.74 | 1079237.55 | 16401.19 | 0 | 0 | 0 | 0 | Trans Line
BLYTHE-EAGLE MT 161 KV LN | 4759 | 161kV | 33310 | 0 | 0 | 33310 | 33310 | 0 | 0 | 0 | 0 | 0 | Trans Line
CONTROL-MORGAN 55 KV LN | 4770 | 55KV | 0 | 0 | 0 | 0 | 0 | 0 | 0 | 0 | 0 | 0 | Trans Line
HOOVER-CLWTR 115 KV LN | 4781 | 115kV | 1277.33 | 0 | 0 | 1277.33 | 1254.5181 | 0 | 0 | 22.8119 | 0 | 0 | Trans Line
HOOVER-CLWTER 115 KV LN | 4782 | 115kV | 165196.31 | 0 | 0 | 165196.31 | 165196.31 | 0 | 0 | 0 | 0 | 0 | Trans Line
SERRANO-VILLA PARK 220KV | 4889 | 220kV | 0 | 0 | 0 | 0 | 0 | 0 | 0 | 0 | 0 | 0 | Trans Line
LUGO-VICTOR 220KV LN | 4935 | 220kV | 0 | 0 | 0 | 0 | 0 | 0 | 0 | 0 | 0 | 0 | Trans Line
SAN JACINTO REGION 115KV | 4950 | 115kV | 0 | 0 | 0 | 0 | 0 | 0 | 0 | 0 | 0 | 0 | Trans Line
DEVERS-VALLEY 500KV | 4987 | 500kV | 0 | 0 | 0 | 0 | 0 | 0 | 0 | 0 | 0 | 0 | Trans Line
BIG CREEK 4-MGNDN 220KV | 4221 | 220kV | 0 | 0 | 0 | 0 | 0 | 0 | 0 | 0 | 0 | 0 | Trans Line
ANTELOPE-MAGUNDEN 220KV | 4707 | 220kV | 0 | 0 | 0 | 0 | 0 | 0 | 0 | 0 | 0 | 0 | Trans Line
ANTELOPE-WHIRLWIND 500KV LN | 4710 | 500kV | 15917279.04 | 0 | 0 | 15917279.04 | 15917279.04 | 0 | 0 | 0 | 0 | 0 | Trans Line
BARRE 1&2-VILLA PARK 220K | 4818 | 220kV | 0 | 0 | 0 | 0 | 0 | 0 | 0 | 0 | 0 | 0 | Trans Line
ELLIS-HNGTN BCH#1-4 220KV | 4820 | 220kV | 0 | 0 | 0 | 0 | 0 | 0 | 0 | 0 | 0 | 0 | Trans Line
TOTAL TRANSMISSION SUBSTATIONS |  |  | 343067390.75 | 970216161.7702 | 6022933668.8938 | 7336217221.414 | 252494887.989 | 634819321.2913 | 3431728535.7719 | 90572502.761 | 335396840.4788 | 2591205133.1219
Recalc based on all other TS locations
Allocation % to use | [6 empty] | 73.6% | 65.43% | 56.98% | 26.4% | 34.57% | 43.02%
DIV MTCE / OVERHAUL MNGT | 1000 | 66kV | 0 | 0 | 6285.26 | 6285.26 | 0 | 0 | 3581.196 | 0 | 0 | 2704.064 | Mix | Low
MOUNTAINVIEW POWER-COMMON | 1250 | 220kV | 0 | 0 | 27266420.25 | 27266420.25 | 0 | 0 | 15535776.6803 | 0 | 0 | 11730643.5697 | Mix | High
PALOVERDE-SWITCHYARD | 1869 | 500kV | 0 | 2465520.09 | 7901074.34 | 10366594.43 | 0 | 1613207.2953 | 4501849.7241 | 0 | 852312.7947 | 3399224.6159 | Mix | High
PV UNIT 1-INCREMENTAL | 1870 | 500kV | 0 | 0 | 194958.65 | 194958.65 | 0 | 0 | 111082.9372 | 0 | 0 | 83875.7128 | Mix | High
BIG CREEK NO.2 | 2212 | 220kV | 0 | 0 | 1516245.82 | 1516245.82 | 0 | 0 | 863921.8583 | 0 | 0 | 652323.9617 | Mix | High
BIG CREEK NO.2A | 2234 | 220kV | 0 | 0 | 1031433.83 | 1031433.83 | 0 | 0 | 587687.1807 | 0 | 0 | 443746.6493 | Mix | High
MET T/S REGION | 4300 | 220kV | 0 | 131348.09 | 14695.55 | 146043.64 | 0 | 85941.9876 | 8373.1851 | 0 | 45406.1024 | 6322.3649 | Mix | Low
COASTAL T/S REGION | 4400 | 66kV | 3127.1 | 433987.69 | 92729.05 | 529843.84 | 2301.5209 | 283961.226 | 52834.8716 | 825.5791 | 150026.464 | 39894.1784 | Mix | Low
EASTERN T/S REGION | 4500 | 66kV | 0 | 1650040.54 | 916890.8 | 2566931.34 | 0 | 1079633.2374 | 522423.2069 | 0 | 570407.3026 | 394467.5931 | Mix | Low
NRTHN T/S REGION | 4600 | 66kV | 0 | 1987423.55 | 0 | 1987423.55 | 0 | 1300385.3356 | 0 | 0 | 687038.2144 | 0 | Mix | Low
EASTERN T/S REG | 4700 | 220kV | 33304.81 | 522260.43 | 591382.48 | 1146947.72 | 24512.0769 | 341718.7064 | 336956.0822 | 8792.7331 | 180541.7236 | 254426.3978 | Mix | Low
HUMAN EXTERNAL CARGO TRAINING SITE | 4799 | 66kV | 0 | 321804.63 | 0 | 321804.63 | 0 | 210559.0536 | 0 | 0 | 111245.5764 | 0 | Mix | Low
VAR. TRANS. LINES-S/E DIV | 4800 | 115kV | 2930.68 | 1534075.27 | 711669.91 | 2248675.86 | 2156.9573 | 1003756.3381 | 405493.0824 | 773.7227 | 530318.9319 | 306176.8276 | Mix | Low
NORTHEASTERN T/S DIV. | 4900 | 66kV | 0 | 70.69 | 0 | 70.69 | 0 | 46.253 | 0 | 0 | 24.437 | 0 | Mix | Low
SUBSTN DIV | 5000 | Misc | 0 | 0 | 3270204.8 | 3270204.8 | 0 | 0 | 1863287.1864 | 0 | 0 | 1406917.6136 | MIx | Low
NO. T/S REG OFC/VALENCIA | 5038 | Misc | 123341.95 | 3723402.58 | 0 | 3846744.53 | 90778.7003 | 2436248.737 | 0 | 32563.2497 | 1287153.843 | 0 | Mix | Low
METRO REGION | 5100 | 33kV & Below | 0 | 0 | 265939.47 | 265939.47 | 0 | 0 | 151526.1695 | 0 | 0 | 114413.3005 | Mix | Low
NEENACH SUB | 5556 | 66kV | 0 | 0 | 408193.41 | 408193.41 | 0 | 0 | 232579.1799 | 0 | 0 | 175614.2301 | Mix | Low
BARSTOW NO RGN-SAN BERDOO | 6072 | CSTMR SRVC FAC. | 0 | 7617.03 | 0 | 7617.03 | 0 | 4983.8768 | 0 | 0 | 2633.1532 | 0 | Mix | Low
FRESNO COUNTY | 7010 | 33kV & Below | 0 | 0 | 0 | 0 | 0 | 0 | 0 | 0 | 0 | 0 | Mix | Low
VENTURA COUNTY | 7056 | 33kV & Below | 0 | 0 | 74797.93 | 74797.93 | 0 | 0 | 42618.1334 | 0 | 0 | 32179.7966 | Mix | Low
B&A-T/S 3RD FLOOR-GO3 | 9010 | 220kV | 0 | 0 | 823.26 | 823.26 | 0 | 0 | 469.0745 | 0 | 0 | 354.1855 | Mix | High
CHINO OFC BLDG (FACILITY) | 9024 | Misc | 0 | 373557.62 | 0 | 373557.62 | 0 | 244421.4023 | 0 | 0 | 129136.2177 | 0 | Mix | Low
IRVINE OPER CENTER | 9078 | Misc | 0 | 8245.08 | 0 | 8245.08 | 0 | 5394.8144 | 0 | 0 | 2850.2656 | 0 | Mix | Low
FUELS | 9203 | Misc | 0 | 0 | 341890.03 | 341890.03 | 0 | 0 | 194801.0449 | 0 | 0 | 147088.9851 | Mix | Low
INNOVATION VILLAGE 1 | 9221 | Div Offices & Misc | 0 | 0 | 1509814.62 | 1509814.62 | 0 | 0 | 860257.5091 | 0 | 0 | 649557.1109 | Mix | Low
CONTROL SYS SEC-ALHAMBRA | 9243 | Div Offices & Misc | 0 | 375557.59 | 2962531.52 | 3338089.11 | 0 | 245729.9969 | 1687982.0556 | 0 | 129827.5931 | 1274549.4644 | Mix | Low
TELECOMM-ALHAMBRA | 9330 | Misc | 0 | 0 | 108737.06 | 108737.06 | 0 | 0 | 61955.8661 | 0 | 0 | 46781.1939 | Mix | Low
CONWAY SUMMIT COMM SITE | 9339 | Misc | 0 | 0 | 14912.55 | 14912.55 | 0 | 0 | 8496.8267 | 0 | 0 | 6415.7233 | Mix | Low
INTERNAL ORDER | INTERNALORDER | Misc | 0 | 0 | 1867.72 | 1867.72 | 0 | 0 | 1064.1837 | 0 | 0 | 803.5363 | Mix | Low
CHINO-VILLA PARK 220KV LN | 4318-NU | 220kV | 0 | 0 | 0 | 0 | 0 | 0 | 0 | 0 | 0 | 0 | Mix | High
Total Locations Reclac'd |  |  | 162704.54 | 13534910.88 | 49203498.31 | 62901113.73 | 119749.2554 | 8855988.2603 | 28035017.2346 | 42955.2846 | 4678922.6197 | 21168481.0754
ISO/Non-ISO/Mix/Trans Line Summary |  | ISO Total | 29220003.07 | 360841982.65 | 1673818458.99 | 2063880444.71 | 29220003.07 | 360841982.65 | 1673818458.99 | 0 | 0 | 0
|  | Non-ISO Total | 19326335.7 | 85903604.76 | 936405369.09 | 1041635309.55 | 0 | 0 | 0 | 19326335.7 | 85903604.76 | 936405369.09
|  | Mix Total | 29173145.95 | 503879818.0402 | 3453904372.8738 | 3986957336.864 | 10689971.1211 | 263815971.2123 | 1783362805.1972 | 18483174.8289 | 240063846.8279 | 1670541567.6766
|  | Trans Line Total | 265510610.57 | 33125667.2 | 8008966.25 | 306645244.02 | 212704663.0534 | 19017355.6893 | 2582288.8193 | 52805947.5166 | 14108311.5107 | 5426677.4307
|  | Allocation Total | 162704.54 | 13534910.88 | 49203498.31 | 62901113.73 | 119749.2554 | 8855988.2603 | 28035017.2346 | 42955.2846 | 4678922.6197 | 21168481.0754
Total Transmission Substations |  |  | 343230095.29 | 983751072.6502 | 6072137167.2038 | 7399118335.144 | 252614637.2445 | 643675309.5516 | 3459763553.0065 | 90615458.0455 | 340075763.0986 | 2612373614.1973
|  | Check | 343230095.29 | 983751072.65 | 6072137167.21
|  |  | 0 | 0.00018656 | -0.0062323

## DS by Location (hidden)
SOUTHERN CALIFORNIA EDISON COMPANY
12-31-2018 Facilities
DISTRIBUTION SUBSTATION FACILITIES
DESCRIPTION | LOCATION NUMBER |  |  | DISTRIBUTION ACCOUNT |  |  |  | ISO RELATED |  |  | NON-ISO RELATED PLANT
|  |  | A/C 360 | A/C 361 | A/C 362 | A/C 360-362 | A/C 360 | A/C 361 | A/C 362 | A/C 360 | A/C 361 | A/C 362
|  | Voltage | Land & Land Rights | Structures & Improvements | Station Equipment | TOTAL | Land & Land Rights | Structures & Improvements | Station Equipment | Land & Land Rights | Structures & Improvements | Station Equipment | 1 | ISO/Non-ISO/Mix | High / Low / Straddle Voltage
ACTON SUB | 5365 | 66kV | 466445.89 | 2212669.84 | 7707342.98 | 10386458.71 | 0 | 0 | 0 | 466445.89 | 2212669.84 | 7707342.98 | 0 | Non-ISO
GORMAN SUB | 5512 | 66kV | 382.78 | 307380.6 | 5085703.95 | 5393467.33 | 0 | 0 | 0 | 382.78 | 307380.6 | 5085703.95 | 0 | Non-ISO
ANAVERDE SUB | 5539 | 66kV | 157.24 | 783199.86 | 9919289.97 | 10702647.07 | 0 | 0 | 0 | 157.24 | 783199.86 | 9919289.97 | 0 | Non-ISO
CORUM SUB | 5547 | 66kV | 384.16 | 1841836.03 | 2378715.47 | 4220935.66 | 0 | 0 | 0 | 384.16 | 1841836.03 | 2378715.47 | 0 | Non-ISO
QUARTZ HILL SUB | 5566 | 66kV | 15905.07 | 303242.36 | 6953978.36 | 7273125.79 | 0 | 0 | 0 | 15905.07 | 303242.36 | 6953978.36 | 0 | Non-ISO
RITTER SUB | 8504 | 66kV | 0 | 610402.43 | 9120035.42 | 9730437.85 | 0 | 0 | 0 | 0 | 610402.43 | 9120035.42 | 0 | Non-ISO
DIV MTCE / OVERHAUL MNGT | 1000 | 66kV | 0 | 0 | 227.09 | 227.09 | 0 | 0 | 0 | 0 | 0 | 227.09 | 0 | Non-ISO
HUNTINGTON BCH GEN STATN | 1610 | 220kV | 0 | 0 | 126168.97 | 126168.97 | 0 | 0 | 0 | 0 | 0 | 126168.97 | 0 | Non-ISO
PALOVERDE-COMMON 1,2,3 | 1867 | 500kV | 0 | 0 | 0 | 0 | 0 | 0 | 0 | 0 | 0 | 0 | 0 | Non-ISO
HUNTINGTON LK(FP2175) | 2110 | 66kV | 0 | 0 | 61855.12 | 61855.12 | 0 | 0 | 0 | 0 | 0 | 61855.12 | 0 | Non-ISO
SHAVER LAKE (FP 67) | 2120 | 66kV | 0 | 0 | 56092.58 | 56092.58 | 0 | 0 | 0 | 0 | 0 | 56092.58 | 0 | Non-ISO
BIG CREEK CANYON | 2202 | 220kV | 0 | 0 | 99245.03 | 99245.03 | 0 | 0 | 0 | 0 | 0 | 99245.03 | 0 | Non-ISO
BIG CREEK NO.1 | 2211 | 220kV | 0 | 0 | 19881.73 | 19881.73 | 0 | 0 | 0 | 0 | 0 | 19881.73 | 0 | Non-ISO
BIG CREEK NO.8 | 2229 | 220kV | 0 | 0 | -1.4552e-11 | -1.4552e-11 | 0 | 0 | 0 | 0 | 0 | -1.4552e-11 | 0 | Non-ISO
BIG CREEK NO.3 | 2230 | 220kV | 0 | 0 | 271299.11 | 271299.11 | 0 | 0 | 0 | 0 | 0 | 271299.11 | 0 | Non-ISO
BIG CREEK NO.2A | 2234 | 220kV | 0 | 0 | 46173.16 | 46173.16 | 0 | 0 | 0 | 0 | 0 | 46173.16 | 0 | Non-ISO
PORTAL POWER PLANT | 2237 | 33kV & Below | 0 | 0 | 26635.75 | 26635.75 | 0 | 0 | 0 | 0 | 0 | 26635.75 | 0 | Non-ISO
MAMMOTH POOL | 2238 | 220kV | 0 | 0 | 91292.52 | 91292.52 | 0 | 0 | 0 | 0 | 0 | 91292.52 | 0 | Non-ISO
EASTWOOD POWER STATION | 2239 | 33kV & Below | 0 | 0 | 0 | 0 | 0 | 0 | 0 | 0 | 0 | 0 | 0 | Non-ISO
TIMBERWINE SUBSTATION | 2260 | 33kV & Below | 0 | 1249353.48 | 3223039.97 | 4472393.45 | 0 | 0 | 0 | 0 | 1249353.48 | 3223039.97 | 0 | Non-ISO
EAST END HYDRO SHP FACLTY | 2304 |  | 0 | 9117.44 | 0 | 9117.44 | 0 | 0 | 0 | 0 | 9117.44 | 0 | 0 | Non-ISO
KERN RIVER NO.1 | 2313 | 66kV | 0 | 0 | 49836.37 | 49836.37 | 0 | 0 | 0 | 0 | 0 | 49836.37 | 0 | Non-ISO
BOREL | 2314 | 66kV | 0 | 0 | 0 | 0 | 0 | 0 | 0 | 0 | 0 | 0 | 0 | Non-ISO
SANTA ANA NO.1 | 2315 | 33kV & Below | 0 | 0 | 85969.09 | 85969.09 | 0 | 0 | 0 | 0 | 0 | 85969.09 | 0 | Non-ISO
SANTA ANA NO.3 | 2317 | 33kV & Below | 0 | 63897.87 | 594023.31 | 657921.18 | 0 | 0 | 0 | 0 | 63897.87 | 594023.31 | 0 | Non-ISO
MILL CREEK NO.1 | 2318 | 33kV & Below | 0 | 0 | 7591.3 | 7591.3 | 0 | 0 | 0 | 0 | 0 | 7591.3 | 0 | Non-ISO
MILL CREEK NO.2&3 | 2319 | 33kV & Below | 4.49 | 0 | 5763.54 | 5768.03 | 0 | 0 | 0 | 4.49 | 0 | 5763.54 | 0 | Non-ISO
LYTLE CREEK NO.1 | 2320 | 33kV & Below | 0 | 0 | 47966.57 | 47966.57 | 0 | 0 | 0 | 0 | 0 | 47966.57 | 0 | Non-ISO
KAWEAH NO.1 | 2324 | 66kV | 0 | 0 | 11648.77 | 11648.77 | 0 | 0 | 0 | 0 | 0 | 11648.77 | 0 | Non-ISO
LOWER TULE RIVER | 2327 | 66kV | 0 | 0 | 70031.02 | 70031.02 | 0 | 0 | 0 | 0 | 0 | 70031.02 | 0 | Non-ISO
KERN RIVER #3 | 2328 | 66kV | 0 | 0 | 1520052.62 | 1520052.62 | 0 | 0 | 0 | 0 | 0 | 1520052.62 | 0 | Non-ISO
EASTERN HYDRO REGION | 2500 | 55kV | 0 | 0 | 110232.54 | 110232.54 | 0 | 0 | 0 | 0 | 0 | 110232.54 | 0 | Non-ISO
POOLE | 2512 | 33kV & Below | 0 | 0 | 243.99 | 243.99 | 0 | 0 | 0 | 0 | 0 | 243.99 | 0 | Non-ISO
RUSH CREEK | 2514 | 115kV | 0 | 0 | 96338.43 | 96338.43 | 0 | 0 | 0 | 0 | 0 | 96338.43 | 0 | Non-ISO
BISHOP CREEK NO.2 | 2522 | 55kV | 0 | 0 | 54800.47 | 54800.47 | 0 | 0 | 0 | 0 | 0 | 54800.47 | 0 | Non-ISO
BISHOP CREEK NO.3 | 2523 | 33kV & Below | 0 | 0 | 243.99 | 243.99 | 0 | 0 | 0 | 0 | 0 | 243.99 | 0 | Non-ISO
BISHOP CREEK NO.4 | 2524 | 33kV & Below | 0 | 0 | 1002880.76 | 1002880.76 | 0 | 0 | 0 | 0 | 0 | 1002880.76 | 0 | Non-ISO
BISHOP CREEK NO.5 | 2525 | 33kV & Below | 0 | 0 | 36610.31 | 36610.31 | 0 | 0 | 0 | 0 | 0 | 36610.31 | 0 | Non-ISO
BISHOP CREEK NO.6 | 2526 | 33kV & Below | 0 | 0 | 25967.76 | 25967.76 | 0 | 0 | 0 | 0 | 0 | 25967.76 | 0 | Non-ISO
CONTROL STATION | 2556 | 115kV | 0 | -9.0949e-13 | 0 | -9.0949e-13 | 0 | 0 | 0 | 0 | -9.0949e-13 | 0 | 0 | Non-ISO
CASA DIABLO | 2557 | 115kV | 0 | 0 | 569515.52 | 569515.52 | 0 | 0 | 0 | 0 | 0 | 569515.52 | 0 | Non-ISO
LUNDY | 2560 & 2510 | 55kV | 0 | 0 | 45508.48 | 45508.48 | 0 | 0 | 0 | 0 | 0 | 45508.48 | 0 | Non-ISO
LEE VINING | 2561 | 115kV | 0 | 0 | 41579.06 | 41579.06 | 0 | 0 | 0 | 0 | 0 | 41579.06 | 0 | Non-ISO
INYO | 2570 | 220kV | 0 | 0 | 13269.36 | 13269.36 | 0 | 0 | 0 | 0 | 0 | 13269.36 | 0 | Non-ISO
SHERWIN | 2571 | 115kV | 0 | 0 | 97742.58 | 97742.58 | 0 | 0 | 0 | 0 | 0 | 97742.58 | 0 | Non-ISO
BRIDGEPORT (OLD) | 2580 | 33kV & Below | 137.96 | 1412.22 | 6428.59 | 7978.77 | 0 | 0 | 0 | 137.96 | 1412.22 | 6428.59 | 0 | Non-ISO
ZACK | 2582 | 55kV | 7434.47 | 617926.24 | 9323883.75 | 9949244.46 | 0 | 0 | 0 | 7434.47 | 617926.24 | 9323883.75 | 0 | Non-ISO
JUNE LAKE | 2583 | 33kV & Below | 0 | 16176.39 | 792337.16 | 808513.55 | 0 | 0 | 0 | 0 | 16176.39 | 792337.16 | 0 | Non-ISO
DEEP SPRINGS | 2589 | 55kV | 0 | 1190.77 | 129418.25 | 130609.02 | 0 | 0 | 0 | 0 | 1190.77 | 129418.25 | 0 | Non-ISO
WHITE MOUNTAIN RADIO | 2594 | 55kV | 0 | 0 | 2232538.74 | 2232538.74 | 0 | 0 | 0 | 0 | 0 | 2232538.74 | 0 | Non-ISO
MT. TOM | 2598 | 55kV | 0 | 46012.65 | 4194459.95 | 4240472.6 | 0 | 0 | 0 | 0 | 46012.65 | 4194459.95 | 0 | Non-ISO
MORGAN | 2604 | 33kV & Below | 0 | 0 | 57327.51 | 57327.51 | 0 | 0 | 0 | 0 | 0 | 57327.51 | 0 | Non-ISO
TIMBERWINE | 2609 | 33kV & Below | 0 | 0 | 1660992.12 | 1660992.12 | 0 | 0 | 0 | 0 | 0 | 1660992.12 | 0 | Non-ISO
BRIDGEPORT | 2610 | 33kV & Below | 24260.5 | 137911.99 | 732574.99 | 894747.48 | 0 | 0 | 0 | 24260.5 | 137911.99 | 732574.99 | 0 | Non-ISO
SKILAND | 2611 | 33kV & Below | 62994.73 | 186428.47 | 1971253.07 | 2220676.27 | 0 | 0 | 0 | 62994.73 | 186428.47 | 1971253.07 | 0 | Non-ISO
MINARET | 2612 | 33kV & Below | 0 | 56385.07 | 790611.14 | 846996.21 | 0 | 0 | 0 | 0 | 56385.07 | 790611.14 | 0 | Non-ISO
ELLWD ENGY SPPT FAC-GS TB | 3020 |  | 0 | 0 | 9065.03 | 9065.03 | 0 | 0 | 0 | 0 | 0 | 9065.03 | 0 | Non-ISO
CATALINA ISLAND-DIESEL | 3064 | 66kV | 0 | 9732016.32 | 9464809.25 | 19196825.57 | 0 | 0 | 0 | 0 | 9732016.32 | 9464809.25 | 0 | Non-ISO
CLWTR COMG CYCLE GEN STN | 3393 | 33kV & Below | 0 | 175075.09 | 0 | 175075.09 | 0 | 0 | 0 | 0 | 175075.09 | 0 | 0 | Non-ISO
TRANSMISSION CONST & MTCE | 4000 | 66kV | 0 | 10186.2 | 0 | 10186.2 | 0 | 0 | 0 | 0 | 10186.2 | 0 | 0 | Non-ISO
33 AND 66 KV LINES | 4105 | 66kV | 689532.7 | 0 | 0 | 689532.7 | 0 | 0 | 0 | 689532.7 | 0 | 0 | 0 | Non-ISO
EASTERN T/S REGION | 4500 | 66kV | 0 | 52105.3 | 0 | 52105.3 | 0 | 0 | 0 | 0 | 52105.3 | 0 | 0 | Non-ISO
NRTHN T/S REGION | 4600 | 66kV | 0 | 6207.69 | 0 | 6207.69 | 0 | 0 | 0 | 0 | 6207.69 | 0 | 0 | Non-ISO
33&66KV LNS IN NRTHEN T/S | 4605 | 66kV | 83844.39 | 0 | 0 | 83844.39 | 0 | 0 | 0 | 83844.39 | 0 | 0 | 0 | Non-ISO
115 KV LNS, ESTN T/S REG | 4750 | 115kV | 1837.26 | 0 | 0 | 1837.26 | 0 | 0 | 0 | 1837.26 | 0 | 0 | 0 | Non-ISO
S/E DIV., 66KV LINES | 4805 | 66kV | 140014.41 | 0 | 0 | 140014.41 | 0 | 0 | 0 | 140014.41 | 0 | 0 | 0 | Non-ISO
SUBSTN DIV | 5000 | Misc | 0 | 0 | 485808.24 | 485808.24 | 0 | 0 | 0 | 0 | 0 | 485808.24 | 0 | Non-ISO
WALNUT SUB | 5014 | 220kV | 0 | 0 | 0 | 0 | 0 | 0 | 0 | 0 | 0 | 0 | 0 | Non-ISO
EL NIDO SUB | 5023 | 220kV | 0 | 0 | 0 | 0 | 0 | 0 | 0 | 0 | 0 | 0 | 0 | Non-ISO
EL SEGUNDO SWITCHRACK SUB | 5026 | 220kV | 0 | 0 | 0 | 0 | 0 | 0 | 0 | 0 | 0 | 0 | 0 | Non-ISO
LG BCH SWITCHRACK SUB | 5027 | 220kV | 0 | 0 | 187252.5 | 187252.5 | 0 | 0 | 0 | 0 | 0 | 187252.5 | 0 | Non-ISO
MAGUNDEN SUB | 5031 | 220kV | 0 | 0 | 476321.01 | 476321.01 | 0 | 0 | 0 | 0 | 0 | 476321.01 | 0 | Non-ISO
RECTOR SUB | 5033 | 220kV | 0 | 8031 | 1733477.23 | 1741508.23 | 0 | 0 | 0 | 0 | 8031 | 1733477.23 | 0 | Non-ISO
VESTAL SUB | 5035 | 220kV | 0 | 0 | 14096.24 | 14096.24 | 0 | 0 | 0 | 0 | 0 | 14096.24 | 0 | Non-ISO
KRAMER SUB | 5042 & 8046 | 220kV | 0 | 0 | -9.0949e-13 | -9.0949e-13 | 0 | 0 | 0 | 0 | 0 | -9.0949e-13 | 0 | Non-ISO
MOHAVE SWITCHRACK | 5045 | 500kV | 0 | 219794.93 | 0 | 219794.93 | 0 | 0 | 0 | 0 | 219794.93 | 0 | 0 | Non-ISO
MANDALAY SWITCHRACK SUB | 5048 | 220kV | 0 | 0 | 0 | 0 | 0 | 0 | 0 | 0 | 0 | 0 | 0 | Non-ISO
ORMOND BCH SWITCHRACK SUB | 5049 | 220kV | 0 | 0 | 18019.88 | 18019.88 | 0 | 0 | 0 | 0 | 0 | 18019.88 | 0 | Non-ISO
SAUGUS SUB | 5051 | 66kV | 0 | 0 | 496252.53 | 496252.53 | 0 | 0 | 0 | 0 | 0 | 496252.53 | 0 | Non-ISO
ANTELOPE SUB | 5052 | 500kV | 0 | 0 | 0 | 0 | 0 | 0 | 0 | 0 | 0 | 0 | 0 | Non-ISO
SANTA CLARA SUB | 5053 | 220kV | 0 | 0 | 0 | 0 | 0 | 0 | 0 | 0 | 0 | 0 | 0 | Non-ISO
GOLETA SUB | 5055 | 220kV | 0 | 0 | 0 | 0 | 0 | 0 | 0 | 0 | 0 | 0 | 0 | Mix | High
PADUA SUB | 5060 | 220kV | 0 | 0 | 0 | 0 | 0 | 0 | 0 | 0 | 0 | 0 | 0 | Non-ISO
LUGO SUB | 5061 | 500kV | 0 | 0 | 60034.23 | 60034.23 | 0 | 0 | 0 | 0 | 0 | 60034.23 | 0 | Non-ISO
DEVERS SUB | 5067 | 500kV | 0 | 0 | 724380.96 | 724380.96 | 0 | 0 | 0 | 0 | 0 | 724380.96 | 0 | Non-ISO
CAMINO SUB | 5068 | 220kV | 0 | 119663.62 | 0 | 119663.62 | 0 | 0 | 0 | 0 | 119663.62 | 0 | 0 | Non-ISO
Valley & Valley - CEP | 5070 & 8034 | 500kV | 0 | 0 | -3087.42 | -3087.42 | 0 | 0 | 0 | 0 | 0 | -3087.42 | 0 | Non-ISO
HINSON SUB | 5071 | 220kV | 0 | 0 | 0 | 0 | 0 | 0 | 0 | 0 | 0 | 0 | 0 | Non-ISO
LIGHTHIPE SUB | 5073 | 220kV | 0 | 0 | 0 | 0 | 0 | 0 | 0 | 0 | 0 | 0 | 0 | Non-ISO
LAGUNA BELL SUB | 5074 | 220kV | 0 | 0 | 23.23 | 23.23 | 0 | 0 | 0 | 0 | 0 | 23.23 | 0 | Non-ISO
DEL AMO SUB | 5075 | 220kV | 0 | -2.2737e-12 | 0 | -2.2737e-12 | 0 | 0 | 0 | 0 | -2.2737e-12 | 0 | 0 | Non-ISO
WINDHUB SUB | 5079 | 500kV | 0 | 0 | -5.457e-12 | -5.457e-12 | 0 | 0 | 0 | 0 | 0 | -5.457e-12 | 0 | Non-ISO
SERRANO SUB | 5080 | 500kV | 0 | 0 | 6653.84 | 6653.84 | 0 | 0 | 0 | 0 | 0 | 6653.84 | 0 | Non-ISO
BARRE SUB | 5081 | 220kV | 0 | 0 | 0 | 0 | 0 | 0 | 0 | 0 | 0 | 0 | 0 | Mix | High
VILLA PARK SUB | 5082 | 220kV | 0 | -259.88 | -42401.97 | -42661.85 | 0 | 0 | 0 | 0 | -259.88 | -42401.97 | 0 | Non-ISO
Johanna | 5085 & 5881 | 220kV | 0 | -2.8422e-13 | 1874843.54 | 1874843.54 | 0 | 0 | 0 | 0 | -2.8422e-13 | 1874843.54 | 0 | Non-ISO
ELLIS SUB | 5086 | 220kV | 0 | 0 | 0 | 0 | 0 | 0 | 0 | 0 | 0 | 0 | 0 | Non-ISO
EL DORADO SUB(NEVADA) | 5090 | 500kV | 0 | 0 | 0 | 0 | 0 | 0 | 0 | 0 | 0 | 0 | 0 | ISO | High
ETIWANDA SWITCHRACK SUB | 5096 | 220kV | 0 | 0 | 0 | 0 | 0 | 0 | 0 | 0 | 0 | 0 | 0 | Non-ISO
METRO REGION | 5100 | 33kV & Below | 0 | 194833.27 | 601885.07 | 796718.34 | 0 | 0 | 0 | 0 | 194833.27 | 601885.07 | 0 | Non-ISO
ALHAMBRA SUB | 5101 | 66kV | 90249.35 | 1623605.52 | 22018120.07 | 23731974.94 | 0 | 0 | 0 | 90249.35 | 1623605.52 | 22018120.07 | 0 | Non-ISO
ALLEN SUB | 5102 | 33kV & Below | 4232.15 | 856865.9 | 1430832.31 | 2291930.36 | 0 | 0 | 0 | 4232.15 | 856865.9 | 1430832.31 | 0 | Non-ISO
SANTEE DAIRY | 5103 | 66kV | 0 | 13227.37 | 415697.08 | 428924.45 | 0 | 0 | 0 | 0 | 13227.37 | 415697.08 | 0 | Non-ISO
AMALIA SUB | 5104 | 33kV & Below | 11584.4 | 349612.27 | 6288970.27 | 6650166.94 | 0 | 0 | 0 | 11584.4 | 349612.27 | 6288970.27 | 0 | Non-ISO
ANITA SUB | 5105 | 66kV | 4391.43 | 2290592.52 | 7658189.11 | 9953173.06 | 0 | 0 | 0 | 4391.43 | 2290592.52 | 7658189.11 | 0 | Non-ISO
ARCADIA SUB | 5106 | 66kV | 137667.15 | 153112.16 | 7915306.58 | 8206085.89 | 0 | 0 | 0 | 137667.15 | 153112.16 | 7915306.58 | 0 | Non-ISO
BANDINI SUB | 5107 | 66kV | 11615.19 | 240802.3 | 6495027.18 | 6747444.67 | 0 | 0 | 0 | 11615.19 | 240802.3 | 6495027.18 | 0 | Non-ISO
PROCTOR SUB | 5108 | 66kV | 125485.63 | 361924.69 | 2498621.52 | 2986031.84 | 0 | 0 | 0 | 125485.63 | 361924.69 | 2498621.52 | 0 | Non-ISO
BICKNELL SUB | 5109 | 33kV & Below | 3031.91 | 211729.66 | 2771851.07 | 2986612.64 | 0 | 0 | 0 | 3031.91 | 211729.66 | 2771851.07 | 0 | Non-ISO
WABASH (NEW) SUB | 5110 | 66kV | 74632.87 | 1104641.16 | 5255548.56 | 6434822.59 | 0 | 0 | 0 | 74632.87 | 1104641.16 | 5255548.56 | 0 | Non-ISO
RENO SUB | 5111 | 66kV | 1653.96 | 33215.13 | 64850.84 | 99719.93 | 0 | 0 | 0 | 1653.96 | 33215.13 | 64850.84 | 0 | Non-ISO
LIQUID SUB | 5113 | 66kV | 0 | 18126.39 | 259607.44 | 277733.83 | 0 | 0 | 0 | 0 | 18126.39 | 259607.44 | 0 | Non-ISO
BELVEDERE SUB | 5114 | 33kV & Below | 3369.59 | 554405.08 | 2126176.98 | 2683951.65 | 0 | 0 | 0 | 3369.59 | 554405.08 | 2126176.98 | 0 | Non-ISO
EATON SUB | 5115 | 66kV | 9300.68 | 424960.77 | 5240564.05 | 5674825.5 | 0 | 0 | 0 | 9300.68 | 424960.77 | 5240564.05 | 0 | Non-ISO
RUSH SUB | 5116 | 66kV | 8707.4 | 453084.68 | 8342790.91 | 8804582.99 | 0 | 0 | 0 | 8707.4 | 453084.68 | 8342790.91 | 0 | Non-ISO
BREW SUB | 5119 | 66kV | 0 | 24707.3 | 534926.81 | 559634.11 | 0 | 0 | 0 | 0 | 24707.3 | 534926.81 | 0 | Non-ISO
FEDERALGEN SUB | 5120 | 66kV | 0 | 10678.39 | 936038.57 | 946716.96 | 0 | 0 | 0 | 0 | 10678.39 | 936038.57 | 0 | Non-ISO
GARFIELD SUB | 5121 | 66kV | 10256.59 | 305235.12 | 3602206.9 | 3917698.61 | 0 | 0 | 0 | 10256.59 | 305235.12 | 3602206.9 | 0 | Non-ISO
GARVEY SUB | 5122 | 33kV & Below | 2181.62 | 559529.95 | 3298160.23 | 3859871.8 | 0 | 0 | 0 | 2181.62 | 559529.95 | 3298160.23 | 0 | Non-ISO
WEYMOUTH SUB | 5123 | 66kV | 0 | 310002.04 | 389495.51 | 699497.55 | 0 | 0 | 0 | 0 | 310002.04 | 389495.51 | 0 | Non-ISO
CRYCO SUB | 5125 | 66kV | 0 | 23420.16 | 370890.2 | 394310.36 | 0 | 0 | 0 | 0 | 23420.16 | 370890.2 | 0 | Non-ISO
GRANADA SUB | 5126 | 33kV & Below | 4592.9 | 102008.57 | 3303408.97 | 3410010.44 | 0 | 0 | 0 | 4592.9 | 102008.57 | 3303408.97 | 0 | Non-ISO
OUTFALL SUBSTATION | 5127 | 66kV | 0 | 0 | 32971.19 | 32971.19 | 0 | 0 | 0 | 0 | 0 | 32971.19 | 0 | Non-ISO
SIMPSON PAPER SUBSTATION | 5128 | 66kV | 0 | 0 | 706092.54 | 706092.54 | 0 | 0 | 0 | 0 | 0 | 706092.54 | 0 | Non-ISO
REFUSE SUB | 5129 | 66kV | 0 | 19652.51 | 525754.63 | 545407.14 | 0 | 0 | 0 | 0 | 19652.51 | 525754.63 | 0 | Non-ISO
LA CANADA SUB | 5130 | 66kV | 0 | 706999.14 | 5507141.64 | 6214140.78 | 0 | 0 | 0 | 0 | 706999.14 | 5507141.64 | 0 | Non-ISO
HILLGEN SUB | 5131 | 66kV | 0 | 27206.24 | 1526389.77 | 1553596.01 | 0 | 0 | 0 | 0 | 27206.24 | 1526389.77 | 0 | Non-ISO
SIGGEN SUB | 5132 | 66kV | 0 | 3613.43 | 1280174.83 | 1283788.26 | 0 | 0 | 0 | 0 | 3613.43 | 1280174.83 | 0 | Non-ISO
MICHILLINDA SUB | 5133 | 33kV & Below | 5711.62 | 222413.06 | 3261396.59 | 3489521.27 | 0 | 0 | 0 | 5711.62 | 222413.06 | 3261396.59 | 0 | Non-ISO
MONROVIA SUB | 5134 | 33kV & Below | 966.4 | 41872.35 | 4485531.06 | 4528369.81 | 0 | 0 | 0 | 966.4 | 41872.35 | 4485531.06 | 0 | Non-ISO
MONTEBELLO SUB | 5135 | 33kV & Below | 1868.42 | 43810.68 | 502406.61 | 548085.71 | 0 | 0 | 0 | 1868.42 | 43810.68 | 502406.61 | 0 | Non-ISO
NEWMARK SUB | 5136 | 66kV | 16471.08 | 2300561.54 | 14315546.53 | 16632579.15 | 0 | 0 | 0 | 16471.08 | 2300561.54 | 14315546.53 | 0 | Non-ISO
CYBER SUB | 5137 | 66kV | 0 | 16282 | 0 | 16282 | 0 | 0 | 0 | 0 | 16282 | 0 | 0 | Non-ISO
RAMONA SUB | 5138 | 66kV | 2142.87 | 194267.61 | 1952420.99 | 2148831.47 | 0 | 0 | 0 | 2142.87 | 194267.61 | 1952420.99 | 0 | Non-ISO
GENAMIC SUB | 5139 | 66kV | 246411.62 | 123270.47 | 2513608.55 | 2883290.64 | 0 | 0 | 0 | 246411.62 | 123270.47 | 2513608.55 | 0 | Non-ISO
ROSEMEAD SUB | 5141 | 66kV | 12791.9 | 1376775.15 | 6048188.37 | 7437755.42 | 0 | 0 | 0 | 12791.9 | 1376775.15 | 6048188.37 | 0 | Non-ISO
SAN GABRIEL SUB | 5142 | 66kV | 6711.97 | 90059.17 | 1527441.47 | 1624212.61 | 0 | 0 | 0 | 6711.97 | 90059.17 | 1527441.47 | 0 | Non-ISO
SAN MARINO SUB | 5143 | 33kV & Below | 3835.12 | 60129.9 | 3184016.68 | 3247981.7 | 0 | 0 | 0 | 3835.12 | 60129.9 | 3184016.68 | 0 | Non-ISO
SIERRA MADRE SUB | 5144 | 33kV & Below | 675.66 | 1001134.53 | 2036749.45 | 3038559.64 | 0 | 0 | 0 | 675.66 | 1001134.53 | 2036749.45 | 0 | Non-ISO
SANGAR SUB | 5145 | 33kV & Below | 17347.28 | 26832.49 | 711710.55 | 755890.32 | 0 | 0 | 0 | 17347.28 | 26832.49 | 711710.55 | 0 | Non-ISO
TERRACE SUB | 5146 | 33kV & Below | 4514.24 | 51287.72 | 2501893.14 | 2557695.1 | 0 | 0 | 0 | 4514.24 | 51287.72 | 2501893.14 | 0 | Non-ISO
PUREAIR SUB | 5147 | 66kV | 36627.13 | 2876.24 | 569669.68 | 609173.05 | 0 | 0 | 0 | 36627.13 | 2876.24 | 569669.68 | 0 | Non-ISO
AEROJET SUB | 5148 | 66kV | 0 | 37024.71 | 418219.16 | 455243.87 | 0 | 0 | 0 | 0 | 37024.71 | 418219.16 | 0 | Non-ISO
SO. PACIFIC SUB -PIPELINE | 5149 | 66kV | 11866.41 | 34056.24 | 455234.83 | 501157.48 | 0 | 0 | 0 | 11866.41 | 34056.24 | 455234.83 | 0 | Non-ISO
DUARTE SUB | 5150 | 33kV & Below | 11359.86 | 79683.34 | 2336892.95 | 2427936.15 | 0 | 0 | 0 | 11359.86 | 79683.34 | 2336892.95 | 0 | Non-ISO
HOYTE SUB | 5151 | 33kV & Below | 8899.27 | 457006.88 | 1774258.31 | 2240164.46 | 0 | 0 | 0 | 8899.27 | 457006.88 | 1774258.31 | 0 | Non-ISO
JOSE SUB | 5152 | 66kV | 16667.03 | 10765.53 | 532224.54 | 559657.1 | 0 | 0 | 0 | 16667.03 | 10765.53 | 532224.54 | 0 | Non-ISO
IVAR SUB | 5153 | 33kV & Below | 4184.26 | 668248.8 | 3065450.18 | 3737883.24 | 0 | 0 | 0 | 4184.26 | 668248.8 | 3065450.18 | 0 | Non-ISO
PACKAGE SUB | 5154 | 66kV | 16257.29 | 0 | 0 | 16257.29 | 0 | 0 | 0 | 16257.29 | 0 | 0 | 0 | Non-ISO
DIEMER SUB | 5155 | 66kV | 0 | 114877.91 | 664535.41 | 779413.32 | 0 | 0 | 0 | 0 | 114877.91 | 664535.41 | 0 | Non-ISO
SERVER SUBSTATION 66/16 kV | 5156 | 66kV | 0 | 457681.55 | 4184444.84 | 4642126.39 | 0 | 0 | 0 | 0 | 457681.55 | 4184444.84 | 0 | Non-ISO
MT WILSON SUB | 5157 | 33kV & Below | 3524.48 | 1253.87 | 0 | 4778.35 | 0 | 0 | 0 | 3524.48 | 1253.87 | 0 | 0 | Non-ISO
ARROYO SUB | 5158 | 66kV | 3910.28 | 348831.43 | 11074799.5 | 11427541.21 | 0 | 0 | 0 | 3910.28 | 348831.43 | 11074799.5 | 0 | Non-ISO
MOBILE 1-9, 14-20 SUB | 5159 | 33kV & Below | 0 | 1791.91 | 102152.03 | 103943.94 | 0 | 0 | 0 | 0 | 1791.91 | 102152.03 | 0 | Non-ISO
NIETOS SUB | 5160 | 66kV | 19315.69 | 12011.32 | 517568.67 | 548895.68 | 0 | 0 | 0 | 19315.69 | 12011.32 | 517568.67 | 0 | Non-ISO
AMADOR SUB | 5161 | 66kV | 27985.65 | 86101.43 | 8381181.22 | 8495268.3 | 0 | 0 | 0 | 27985.65 | 86101.43 | 8381181.22 | 0 | Non-ISO
FAIR OAKS SUB | 5162 | 33kV & Below | 9203.52 | 41030.85 | 2452052.76 | 2502287.13 | 0 | 0 | 0 | 9203.52 | 41030.85 | 2452052.76 | 0 | Non-ISO
REPETTO SUB | 5164 | 66kV | 11399.17 | 159286.09 | 6186505.49 | 6357190.75 | 0 | 0 | 0 | 11399.17 | 159286.09 | 6186505.49 | 0 | Non-ISO
MAYFLOWER SUB | 5167 | 33kV & Below | 12983.58 | 82539.24 | 2455479.84 | 2551002.66 | 0 | 0 | 0 | 12983.58 | 82539.24 | 2455479.84 | 0 | Non-ISO
HARDING SUB | 5168 | 33kV & Below | 10403.42 | 15902.97 | 327067.84 | 353374.23 | 0 | 0 | 0 | 10403.42 | 15902.97 | 327067.84 | 0 | Non-ISO
RAYMOND SUB | 5169 | 33kV & Below | 0 | 6085.49 | 31.37 | 6116.86 | 0 | 0 | 0 | 0 | 6085.49 | 31.37 | 0 | Non-ISO
TEMPLE SUB | 5170 | 33kV & Below | 16468.7 | 235755.12 | 3529465.99 | 3781689.81 | 0 | 0 | 0 | 16468.7 | 235755.12 | 3529465.99 | 0 | Non-ISO
BRADBURY SUB | 5171 | 66kV | 11331.11 | 404409.29 | 7593188.47 | 8008928.87 | 0 | 0 | 0 | 11331.11 | 404409.29 | 7593188.47 | 0 | Non-ISO
SHULTZ SUB | 5172 | 66kV | 0 | 43094.42 | 918879.44 | 961973.86 | 0 | 0 | 0 | 0 | 43094.42 | 918879.44 | 0 | Non-ISO
SHARON SUB | 5173 | 33kV & Below | 21259.49 | 54419.53 | 914559.58 | 990238.6 | 0 | 0 | 0 | 21259.49 | 54419.53 | 914559.58 | 0 | Non-ISO
VAIL SUB | 5175 | 66kV | 52686.68 | 337890.8 | 5866200.62 | 6256778.1 | 0 | 0 | 0 | 52686.68 | 337890.8 | 5866200.62 | 0 | Non-ISO
KIMBALL SUBSTATION | 5176 | 66kV | 924234.87 | 2028944.82 | 15925764.33 | 18878944.02 | 0 | 0 | 0 | 924234.87 | 2028944.82 | 15925764.33 | 0 | Non-ISO
DOCK SUBSTATION | 5177 | 66kV | 0 | 0 | 209552.5 | 209552.5 | 0 | 0 | 0 | 0 | 0 | 209552.5 | 0 | Non-ISO
KIRKWALL SUBSTATION | 5178 | 66kV | 0 | 0 | 25215.22 | 25215.22 | 0 | 0 | 0 | 0 | 0 | 25215.22 | 0 | Non-ISO
RAVENDALE SUB | 5179 | 66kV | 20819 | 260486.71 | 9330708.28 | 9612013.99 | 0 | 0 | 0 | 20819 | 260486.71 | 9330708.28 | 0 | Non-ISO
AIRPAC SUB | 5180 | 66kV | 829.91 | 0 | 0 | 829.91 | 0 | 0 | 0 | 829.91 | 0 | 0 | 0 | Non-ISO
AZUSA CITY SUB | 5181 | 66kV | 0 | 72211.14 | 2714866.41 | 2787077.55 | 0 | 0 | 0 | 0 | 72211.14 | 2714866.41 | 0 | Non-ISO
BADILLO SUB | 5182 | 33kV & Below | 4274.58 | 28372.08 | 2491219.79 | 2523866.45 | 0 | 0 | 0 | 4274.58 | 28372.08 | 2491219.79 | 0 | Non-ISO
BASSETT SUB | 5184 | 66kV | 25036.35 | 328579.99 | 7034911.96 | 7388528.3 | 0 | 0 | 0 | 25036.35 | 328579.99 | 7034911.96 | 0 | Non-ISO
CITRUS SUB | 5185 | 66kV | 65892.29 | 227949.09 | 4890152.83 | 5183994.21 | 0 | 0 | 0 | 65892.29 | 227949.09 | 4890152.83 | 0 | Non-ISO
CORTEZ SUB | 5186 | 66kV | 24040.74 | 269955.22 | 7587125.91 | 7881121.87 | 0 | 0 | 0 | 24040.74 | 269955.22 | 7587125.91 | 0 | Non-ISO
COVINA SUB | 5187 | 33kV & Below | 2658.99 | 328496.26 | 1660840.21 | 1991995.46 | 0 | 0 | 0 | 2658.99 | 328496.26 | 1660840.21 | 0 | Non-ISO
DALTON SUB | 5188 | 66kV | 2385.61 | 349260.7 | 7756312.05 | 8107958.36 | 0 | 0 | 0 | 2385.61 | 349260.7 | 7756312.05 | 0 | Non-ISO
GRAND CROSSING SUB | 5189 | 66kV | 0 | 240403.91 | -150882.56 | 89521.35 | 0 | 0 | 0 | 0 | 240403.91 | -150882.56 | 0 | Non-ISO
MCA SUB | 5190 | 66kV | 27863.99 | 18821.62 | 894388.1 | 941073.71 | 0 | 0 | 0 | 27863.99 | 18821.62 | 894388.1 | 0 | Non-ISO
INDUSTRY SUB | 5191 | 66kV | 32824.89 | 322216.25 | 4580413.06 | 4935454.2 | 0 | 0 | 0 | 32824.89 | 322216.25 | 4580413.06 | 0 | Non-ISO
LARK ELLEN SUB | 5192 | 66kV | 72232.32 | 236729.55 | 9344600.64 | 9653562.51 | 0 | 0 | 0 | 72232.32 | 236729.55 | 9344600.64 | 0 | Non-ISO
MERCED SUB | 5193 | 66kV | 54374.25 | 116354.96 | 4934983.78 | 5105712.99 | 0 | 0 | 0 | 54374.25 | 116354.96 | 4934983.78 | 0 | Non-ISO
SANIGEN SUB | 5194 | 66kV | 0 | 33565.58 | 833426.39 | 866991.97 | 0 | 0 | 0 | 0 | 33565.58 | 833426.39 | 0 | Non-ISO
PUENTE SUB | 5195 | 66kV | 1219.51 | 125764.01 | 3842791.77 | 3969775.29 | 0 | 0 | 0 | 1219.51 | 125764.01 | 3842791.77 | 0 | Non-ISO
RAILROAD SUB | 5196 | 66kV | 119062.66 | 251448.72 | 8816504.14 | 9187015.52 | 0 | 0 | 0 | 119062.66 | 251448.72 | 8816504.14 | 0 | Non-ISO
ALHAMBRA DIST SUB TRG FAC | 5198 | 66kV | 0 | 30613.48 | 2145144.93 | 2175758.41 | 0 | 0 | 0 | 0 | 30613.48 | 2145144.93 | 0 | Non-ISO
BEVERLY HILLS SUB | 5201 | 66kV | 351856.31 | 483342.28 | 13437504.47 | 14272703.06 | 0 | 0 | 0 | 351856.31 | 483342.28 | 13437504.47 | 0 | Non-ISO
POLARIS SUB | 5202 | 66kV | 865.92 | 9530.06 | 1214965.43 | 1225361.41 | 0 | 0 | 0 | 865.92 | 9530.06 | 1214965.43 | 0 | Non-ISO
CULVER CITY SUB | 5204 | 66kV | 6230.46 | 473692.48 | 8322684.94 | 8802607.88 | 0 | 0 | 0 | 6230.46 | 473692.48 | 8322684.94 | 0 | Non-ISO
DOUGLAS-EL SEGUNDO SUB | 5205 | 66kV | 0 | 24728.09 | 1424286.35 | 1449014.44 | 0 | 0 | 0 | 0 | 24728.09 | 1424286.35 | 0 | Non-ISO
EL PORTO SUB | 5206 | 33kV & Below | 2210.52 | 14057.92 | 812240.66 | 828509.1 | 0 | 0 | 0 | 2210.52 | 14057.92 | 812240.66 | 0 | Non-ISO
SEPULVEDA SUB | 5207 | 66kV | 8980.9 | 381764.49 | 5015334.83 | 5406080.22 | 0 | 0 | 0 | 8980.9 | 381764.49 | 5015334.83 | 0 | Non-ISO
FAIRFAX SUB | 5208 | 66kV | 79779.01 | 666812.75 | 6745723.33 | 7492315.09 | 0 | 0 | 0 | 79779.01 | 666812.75 | 6745723.33 | 0 | Non-ISO
DOHENY SUB | 5209 | 33kV & Below | 69464.64 | 86815.54 | 2044613.98 | 2200894.16 | 0 | 0 | 0 | 69464.64 | 86815.54 | 2044613.98 | 0 | Non-ISO
HOWARD SUB | 5210 | 66kV | 196527.1 | 358018.13 | 4269192.89 | 4823738.12 | 0 | 0 | 0 | 196527.1 | 358018.13 | 4269192.89 | 0 | Non-ISO
INGLEWOOD SUB | 5211 | 66kV | 23554.39 | 225645.95 | 5640607.23 | 5889807.57 | 0 | 0 | 0 | 23554.39 | 225645.95 | 5640607.23 | 0 | Non-ISO
MOOG SUBSTATION | 5212 | 66kV | 0 | 30762.53 | 263477.66 | 294240.19 | 0 | 0 | 0 | 0 | 30762.53 | 263477.66 | 0 | Non-ISO
LENNOX SUB | 5213 | 66kV | 192066.73 | 141171.43 | 7793254.78 | 8126492.94 | 0 | 0 | 0 | 192066.73 | 141171.43 | 7793254.78 | 0 | Non-ISO
COSMIC SUB | 5214 | 66kV | 813.24 | 3447.8 | 541672.39 | 545933.43 | 0 | 0 | 0 | 813.24 | 3447.8 | 541672.39 | 0 | Non-ISO
MADRID SUB | 5215 | 33kV & Below | 2750.13 | 31768.38 | 1099907.18 | 1134425.69 | 0 | 0 | 0 | 2750.13 | 31768.38 | 1099907.18 | 0 | Non-ISO
MANHATTAN SUB | 5216 | 33kV & Below | 4118.86 | 51568.43 | 2522241.93 | 2577929.22 | 0 | 0 | 0 | 4118.86 | 51568.43 | 2522241.93 | 0 | Non-ISO
MARINE SUB | 5217 | 66kV | 16040.33 | 200428.32 | 2877086.32 | 3093554.97 | 0 | 0 | 0 | 16040.33 | 200428.32 | 2877086.32 | 0 | Non-ISO
MONETA SUB | 5218 | 33kV & Below | 2806.41 | 15598.38 | 1081979.58 | 1100384.37 | 0 | 0 | 0 | 2806.41 | 15598.38 | 1081979.58 | 0 | Non-ISO
MORNINGSIDE SUB | 5219 | 33kV & Below | 18301.96 | 1478729.47 | 1264064.09 | 2761095.52 | 0 | 0 | 0 | 18301.96 | 1478729.47 | 1264064.09 | 0 | Non-ISO
HUGHTRON SUB | 5220 | 66kV | 0 | 1880.38 | 337972.94 | 339853.32 | 0 | 0 | 0 | 0 | 1880.38 | 337972.94 | 0 | Non-ISO
OCEAN PARK SUB | 5221 | 33kV & Below | 31028.36 | 32768.21 | 1404849.12 | 1468645.69 | 0 | 0 | 0 | 31028.36 | 32768.21 | 1404849.12 | 0 | Non-ISO
OLYMPIC SUB | 5222 | 33kV & Below | 13086.61 | 696664.08 | 1516515.83 | 2226266.52 | 0 | 0 | 0 | 13086.61 | 696664.08 | 1516515.83 | 0 | Non-ISO
PALOS VERDES SUB | 5223 | 33kV & Below | 5882.53 | 52508.92 | 597025.8 | 655417.25 | 0 | 0 | 0 | 5882.53 | 52508.92 | 597025.8 | 0 | Non-ISO
PEARL SUB | 5224 | 33kV & Below | 7677.73 | 256836.31 | 802557.9 | 1067071.94 | 0 | 0 | 0 | 7677.73 | 256836.31 | 802557.9 | 0 | Non-ISO
PERRY SUB | 5225 | 33kV & Below | 2931.02 | 1246777.19 | 2779811.29 | 4029519.5 | 0 | 0 | 0 | 2931.02 | 1246777.19 | 2779811.29 | 0 | Non-ISO
BRIGHTON SUB | 5226 | 66kV | 77687.13 | 133635.93 | 2340448.16 | 2551771.22 | 0 | 0 | 0 | 77687.13 | 133635.93 | 2340448.16 | 0 | Non-ISO
REDONDO SUB | 5227 | 33kV & Below | 5704.56 | 285264.09 | 5484789.84 | 5775758.49 | 0 | 0 | 0 | 5704.56 | 285264.09 | 5484789.84 | 0 | Non-ISO
ROSECRANS SUB | 5228 | 66kV | 4955.71 | 30610.72 | 3661157.16 | 3696723.59 | 0 | 0 | 0 | 4955.71 | 30610.72 | 3661157.16 | 0 | Non-ISO
MOBILOIL SUB | 5229 | 66kV | 11577.95 | 155745.71 | 14485342.74 | 14652666.4 | 0 | 0 | 0 | 11577.95 | 155745.71 | 14485342.74 | 0 | Non-ISO
SAN VINCENTE SUB | 5230 | 33kV & Below | 19082.03 | 297783.65 | 1000306.67 | 1317172.35 | 0 | 0 | 0 | 19082.03 | 297783.65 | 1000306.67 | 0 | Non-ISO
SANTA MONICA SUB | 5231 | 66kV | 19461.74 | 2891564.85 | 10892385.26 | 13803411.85 | 0 | 0 | 0 | 19461.74 | 2891564.85 | 10892385.26 | 0 | Non-ISO
VICTORIA SUB | 5232 | 66kV | 12335.79 | 191040.29 | 2783377.11 | 2986753.19 | 0 | 0 | 0 | 12335.79 | 191040.29 | 2783377.11 | 0 | Non-ISO
WALTERIA SUB | 5233 | 66kV | 37068.98 | 191417.96 | 5291429.87 | 5519916.81 | 0 | 0 | 0 | 37068.98 | 191417.96 | 5291429.87 | 0 | Non-ISO
WINDSOR HILLS SUB | 5235 | 66kV | 199473.11 | 535928.59 | 6220645.46 | 6956047.16 | 0 | 0 | 0 | 199473.11 | 535928.59 | 6220645.46 | 0 | Non-ISO
VALDEZ SUB | 5236 | 66kV | 160109.14 | 291636.83 | 10684177.75 | 11135923.72 | 0 | 0 | 0 | 160109.14 | 291636.83 | 10684177.75 | 0 | Non-ISO
LAWNDALE SUB | 5238 | 33kV & Below | 3685.64 | 62778.24 | 815921.39 | 882385.27 | 0 | 0 | 0 | 3685.64 | 62778.24 | 815921.39 | 0 | Non-ISO
CRATER SUB | 5239 | 66kV | 7593.47 | 62141.83 | 3865448.93 | 3935184.23 | 0 | 0 | 0 | 7593.47 | 62141.83 | 3865448.93 | 0 | Non-ISO
RINDGE SUB | 5240 | 33kV & Below | 0 | 0 | 13745.81 | 13745.81 | 0 | 0 | 0 | 0 | 0 | 13745.81 | 0 | Non-ISO
YUKON SUB | 5241 | 66kV | 29664.69 | 939032.16 | 13089189.42 | 14057886.27 | 0 | 0 | 0 | 29664.69 | 939032.16 | 13089189.42 | 0 | Non-ISO
COLORADO SUB | 5242 | 66kV | 19578.45 | 417395.61 | 11937243.16 | 12374217.22 | 0 | 0 | 0 | 19578.45 | 417395.61 | 11937243.16 | 0 | Non-ISO
TOPANGA SUB | 5243 | 33kV & Below | 5013.6 | 373078.6 | 249933.8 | 628026 | 0 | 0 | 0 | 5013.6 | 373078.6 | 249933.8 | 0 | Non-ISO
FLETON SUB | 5244 | 33kV & Below | 132571.04 | 133629.21 | 5790050.94 | 6056251.19 | 0 | 0 | 0 | 132571.04 | 133629.21 | 5790050.94 | 0 | Non-ISO
BEDFORD SUB | 5245 | 33kV & Below | 41627.55 | 407180.49 | 2356356.02 | 2805164.06 | 0 | 0 | 0 | 41627.55 | 407180.49 | 2356356.02 | 0 | Non-ISO
DITMAR SUB | 5246 | 66kV | 229538.22 | 286074.13 | 6431699.42 | 6947311.77 | 0 | 0 | 0 | 229538.22 | 286074.13 | 6431699.42 | 0 | Non-ISO
HUGHESAIR SUB | 5248 | 66kV | 0 | 14306.94 | 1590829.86 | 1605136.8 | 0 | 0 | 0 | 0 | 14306.94 | 1590829.86 | 0 | Non-ISO
ZUMA SUB | 5249 | 33kV & Below | 0 | 31441.19 | 142979.26 | 174420.45 | 0 | 0 | 0 | 0 | 31441.19 | 142979.26 | 0 | Non-ISO
SAWTELLE SUB | 5250 | 66kV | 0 | 153083.25 | 3167566.97 | 3320650.22 | 0 | 0 | 0 | 0 | 153083.25 | 3167566.97 | 0 | Non-ISO
RALPHS SUB | 5251 | 66kV | 0 | 8601.03 | 46931.74 | 55532.77 | 0 | 0 | 0 | 0 | 8601.03 | 46931.74 | 0 | Non-ISO
ROLLING HILLS SUB | 5252 | 66kV | 27101.16 | 78999.52 | 3430403.9 | 3536504.58 | 0 | 0 | 0 | 27101.16 | 78999.52 | 3430403.9 | 0 | Non-ISO
TRISONIC SUB | 5253 | 66kV | 70.82 | 8765.45 | 0 | 8836.27 | 0 | 0 | 0 | 70.82 | 8765.45 | 0 | 0 | Non-ISO
HAVEDA SUB | 5254 | 33kV & Below | 7977.84 | 35897.22 | 722937.56 | 766812.62 | 0 | 0 | 0 | 7977.84 | 35897.22 | 722937.56 | 0 | Non-ISO
LUNADA SUB | 5255 | 33kV & Below | 4827.04 | 37373.64 | 962397.34 | 1004598.02 | 0 | 0 | 0 | 4827.04 | 37373.64 | 962397.34 | 0 | Non-ISO
AMCO SUB | 5256 | 66kV | 0 | 12216.63 | 931681.83 | 943898.46 | 0 | 0 | 0 | 0 | 12216.63 | 931681.83 | 0 | Non-ISO
BRIDGE SUB | 5257 | 66kV | 23157.36 | 35062.52 | 1055439.16 | 1113659.04 | 0 | 0 | 0 | 23157.36 | 35062.52 | 1055439.16 | 0 | Non-ISO
SHELLINE | 5258 | 66kV | 830.53 | 8054.3 | 44837.23 | 53722.06 | 0 | 0 | 0 | 830.53 | 8054.3 | 44837.23 | 0 | Non-ISO
STIRRUP SUB | 5259 | 33kV & Below | 15342.4 | 64544.95 | 898560.06 | 978447.41 | 0 | 0 | 0 | 15342.4 | 64544.95 | 898560.06 | 0 | Non-ISO
COLOSSUS SUB | 5260 | 66kV | 0 | 99339.4 | 1089603.11 | 1188942.51 | 0 | 0 | 0 | 0 | 99339.4 | 1089603.11 | 0 | Non-ISO
LOSULFUR SUB | 5261 | 66kV | 0 | 7488.34 | 1207757.17 | 1215245.51 | 0 | 0 | 0 | 0 | 7488.34 | 1207757.17 | 0 | Non-ISO
ARCO SUBSTATION | 5262 | 66kV | 0 | 20329.46 | 393617.48 | 413946.94 | 0 | 0 | 0 | 0 | 20329.46 | 393617.48 | 0 | Non-ISO
THERMAL SUB | 5263 | 66kV | 712.25 | 0 | 0 | 712.25 | 0 | 0 | 0 | 712.25 | 0 | 0 | 0 | Non-ISO
CREST SUB | 5264 | 66kV | 85247.91 | 205315.37 | 3730514.71 | 4021077.99 | 0 | 0 | 0 | 85247.91 | 205315.37 | 3730514.71 | 0 | Non-ISO
REFINERY SUB | 5265 | 66kV | 0 | 12888.17 | 551432.17 | 564320.34 | 0 | 0 | 0 | 0 | 12888.17 | 551432.17 | 0 | Non-ISO
BLUFF COVE SUB | 5266 | 33kV & Below | 17786.36 | 45139.65 | 3186190.65 | 3249116.66 | 0 | 0 | 0 | 17786.36 | 45139.65 | 3186190.65 | 0 | Non-ISO
SPACE SUB | 5267 | 66kV | 1458.57 | 10369.05 | 697168.99 | 708996.61 | 0 | 0 | 0 | 1458.57 | 10369.05 | 697168.99 | 0 | Non-ISO
TOPAZ SUB | 5268 | 66kV | 11437.98 | 27225.89 | 1530218.41 | 1568882.28 | 0 | 0 | 0 | 11437.98 | 27225.89 | 1530218.41 | 0 | Non-ISO
TORRANCE SUB | 5269 | 66kV | 63292.34 | 340124.74 | 7163868.26 | 7567285.34 | 0 | 0 | 0 | 63292.34 | 340124.74 | 7163868.26 | 0 | Non-ISO
CORNER SUB | 5270 | 66kV | 0 | 8314.15 | 104324.97 | 112639.12 | 0 | 0 | 0 | 0 | 8314.15 | 104324.97 | 0 | Non-ISO
TAHITI SUB | 5271 | 66kV | 0 | 151724.89 | 2058407.17 | 2210132.06 | 0 | 0 | 0 | 0 | 151724.89 | 2058407.17 | 0 | Non-ISO
LATIGO SUB | 5272 | 66kV | 36792.36 | 278115.3 | 2755017.14 | 3069924.8 | 0 | 0 | 0 | 36792.36 | 278115.3 | 2755017.14 | 0 | Non-ISO
STANHILL SUB | 5273 | 66kV | 0 | 3969.5 | 2291422.08 | 2295391.58 | 0 | 0 | 0 | 0 | 3969.5 | 2291422.08 | 0 | Non-ISO
GALAXY SUB | 5274 | 66kV | 142.91 | 4008.42 | 951848.21 | 955999.54 | 0 | 0 | 0 | 142.91 | 4008.42 | 951848.21 | 0 | Non-ISO
MARYMOUNT SUB | 5275 | 66kV | 87320.33 | 1012087.42 | 1595721.75 | 2695129.5 | 0 | 0 | 0 | 87320.33 | 1012087.42 | 1595721.75 | 0 | Non-ISO
AIRCHEM SUB | 5276 | 66kV | 1828.6 | 6948.38 | 276236.89 | 285013.87 | 0 | 0 | 0 | 1828.6 | 6948.38 | 276236.89 | 0 | Non-ISO
TAPIA SUB | 5277 | 66kV | 4987.68 | 467646.02 | 3383877.12 | 3856510.82 | 0 | 0 | 0 | 4987.68 | 467646.02 | 3383877.12 | 0 | Non-ISO
WESTHILL SUB | 5278 | 66kV | 2246.68 | 28340.21 | 911714.54 | 942301.43 | 0 | 0 | 0 | 2246.68 | 28340.21 | 911714.54 | 0 | Non-ISO
VARWIND SUB | 5279 | 66kV | 0 | 122667.46 | 3258774.73 | 3381442.19 | 0 | 0 | 0 | 0 | 122667.46 | 3258774.73 | 0 | Non-ISO
GATX SUB | 5280 | 66kV | 0 | 5013.89 | 154037.78 | 159051.67 | 0 | 0 | 0 | 0 | 5013.89 | 154037.78 | 0 | Non-ISO
CARBOGEN SUB | 5281 | 66kV | 0 | 33500.9 | 2216383.36 | 2249884.26 | 0 | 0 | 0 | 0 | 33500.9 | 2216383.36 | 0 | Non-ISO
PALOGEN SUB | 5282 | 66kV | 0 | 0 | 0 | 0 | 0 | 0 | 0 | 0 | 0 | 0 | 0 | Non-ISO
CHEVGEN SUB | 5283 | 66kV | 0 | 141639.31 | 6270219.47 | 6411858.78 | 0 | 0 | 0 | 0 | 141639.31 | 6270219.47 | 0 | Non-ISO
XEROX SUBSTATION | 5284 | 66kV | 6306.66 | 18519 | 815058.23 | 839883.89 | 0 | 0 | 0 | 6306.66 | 18519 | 815058.23 | 0 | Non-ISO
RALPHS SUB (COMPTON) | 5285 | 66kV | 13452.78 | 14674.13 | 583381.05 | 611507.96 | 0 | 0 | 0 | 13452.78 | 14674.13 | 583381.05 | 0 | Non-ISO
TOYOTA SUB | 5286 | 66kV | 37269.96 | 38463.64 | 543591.15 | 619324.75 | 0 | 0 | 0 | 37269.96 | 38463.64 | 543591.15 | 0 | Non-ISO
SONY SUBSTATION | 5287 | 66kV | 0 | 30820.73 | 461399.02 | 492219.75 | 0 | 0 | 0 | 0 | 30820.73 | 461399.02 | 0 | Non-ISO
SHRED SUBSTATION | 5288 | 66kV | 0 | 0 | 289179.46 | 289179.46 | 0 | 0 | 0 | 0 | 0 | 289179.46 | 0 | Non-ISO
TIDELANDS SUBSTATION | 5289 | 66kV | 0 | 39933.46 | 1331272.57 | 1371206.03 | 0 | 0 | 0 | 0 | 39933.46 | 1331272.57 | 0 | Non-ISO
HANJIN SUBSTATION | 5290 | 66kV | 0 | 317257.5 | 6485635.41 | 6802892.91 | 0 | 0 | 0 | 0 | 317257.5 | 6485635.41 | 0 | Non-ISO
WASTEWATER SUBSTATION | 5291 | 66kV | 0 | 39508.25 | 455559.37 | 495067.62 | 0 | 0 | 0 | 0 | 39508.25 | 455559.37 | 0 | Non-ISO
AIRPRO SUBSTATION | 5292 | 66kV | 0 | 11463.86 | 1063120.5 | 1074584.36 | 0 | 0 | 0 | 0 | 11463.86 | 1063120.5 | 0 | Non-ISO
DEL MAR SUBSTATION | 5293 | 66kV | 0 | 43270.93 | 2064167.85 | 2107438.78 | 0 | 0 | 0 | 0 | 43270.93 | 2064167.85 | 0 | Non-ISO
MAGMAGEN SUBSTATION | 5294 | 66kV | 0 | 0 | 150787.56 | 150787.56 | 0 | 0 | 0 | 0 | 0 | 150787.56 | 0 | Non-ISO
CHEVCENTRAL SUB | 5295 | 66kV | 0 | 223137.51 | 5196132.38 | 5419269.89 | 0 | 0 | 0 | 0 | 223137.51 | 5196132.38 | 0 | Non-ISO
APL SUBSTATION | 5296 | 66kV | 0 | 22124.05 | 963946.91 | 986070.96 | 0 | 0 | 0 | 0 | 22124.05 | 963946.91 | 0 | Non-ISO
KIWI SUBSTATION | 5298 | 66kV | 0 | 377.66 | 312741.06 | 313118.72 | 0 | 0 | 0 | 0 | 377.66 | 312741.06 | 0 | Non-ISO
DOWNEY MED SUB | 5299 | 66kV | 0 | 65809.15 | 334256.48 | 400065.63 | 0 | 0 | 0 | 0 | 65809.15 | 334256.48 | 0 | Non-ISO
NORTHERN DIVISION | 5300 |  | 0 | 0 | 598866.81 | 598866.81 | 0 | 0 | 0 | 0 | 0 | 598866.81 | 0 | Non-ISO
PITMAN SUB | 5301 | 33kV & Below | 0 | 701347.69 | 2800646.33 | 3501994.02 | 0 | 0 | 0 | 0 | 701347.69 | 2800646.33 | 0 | Non-ISO
BIG CREEK 2 | 5302 | 33kV & Below | 0 | 1561368.94 | 6002279.75 | 7563648.69 | 0 | 0 | 0 | 0 | 1561368.94 | 6002279.75 | 0 | Non-ISO
BLISS SUB | 5303 | 66kV | 532.66 | 364971.47 | 11208181.08 | 11573685.21 | 0 | 0 | 0 | 532.66 | 364971.47 | 11208181.08 | 0 | Non-ISO
BROWNING SUB | 5304 | 66kV | 1931.43 | 702946.49 | 12447331.36 | 13152209.28 | 0 | 0 | 0 | 1931.43 | 702946.49 | 12447331.36 | 0 | Non-ISO
DELANO SUB | 5305 | 66kV | 646.51 | 1283052.37 | 15236098.31 | 16519797.19 | 0 | 0 | 0 | 646.51 | 1283052.37 | 15236098.31 | 0 | Non-ISO
EARLIMART SUB | 5306 | 66kV | 17.46 | 340178.03 | 6564274.07 | 6904469.56 | 0 | 0 | 0 | 17.46 | 340178.03 | 6564274.07 | 0 | Non-ISO
EXETER SUB | 5307 | 33kV & Below | 2428.45 | 0 | 0 | 2428.45 | 0 | 0 | 0 | 2428.45 | 0 | 0 | 0 | Non-ISO
GLENNVILLE SUB | 5308 | 66kV | 0 | 79406.72 | 891082.61 | 970489.33 | 0 | 0 | 0 | 0 | 79406.72 | 891082.61 | 0 | Non-ISO
GOSHEN SUB | 5309 | 66kV | 1398.21 | 117946 | 7312288.6 | 7431632.81 | 0 | 0 | 0 | 1398.21 | 117946 | 7312288.6 | 0 | Non-ISO
HANFORD SUB | 5310 | 66kV | 45306.58 | 722533.47 | 14426841.7 | 15194681.75 | 0 | 0 | 0 | 45306.58 | 722533.47 | 14426841.7 | 0 | Non-ISO
HAVILAH SUB | 5311 | 66kV | 9406.38 | 879376.9 | 3849188.18 | 4737971.46 | 0 | 0 | 0 | 9406.38 | 879376.9 | 3849188.18 | 0 | Non-ISO
LIBERTY SUB | 5312 | 66kV | 8311.15 | 1066523.67 | 20980396.77 | 22055231.59 | 0 | 0 | 0 | 8311.15 | 1066523.67 | 20980396.77 | 0 | Non-ISO
ELCANS SUB | 5313 | 66kV | 0 | 5323.65 | 274662.44 | 279986.09 | 0 | 0 | 0 | 0 | 5323.65 | 274662.44 | 0 | Non-ISO
LAUREL SUB | 5315 | 66kV | 601.43 | 753984.95 | 7327066.09 | 8081652.47 | 0 | 0 | 0 | 601.43 | 753984.95 | 7327066.09 | 0 | Non-ISO
LEMON COVE SUB | 5316 | 66kV | 2554.34 | 898766.98 | 5176126.26 | 6077447.58 | 0 | 0 | 0 | 2554.34 | 898766.98 | 5176126.26 | 0 | Non-ISO
LINDSAY SUB | 5317 | 66kV | 4388.67 | 241253.51 | 6646808.5 | 6892450.68 | 0 | 0 | 0 | 4388.67 | 241253.51 | 6646808.5 | 0 | Non-ISO
LORAINE SUB | 5318 | 66kV | 0 | 19022.18 | 983348.41 | 1002370.59 | 0 | 0 | 0 | 0 | 19022.18 | 983348.41 | 0 | Non-ISO
MARIPOSA SUB | 5319 | 66kV | 2251.48 | 589589.18 | 8282761.59 | 8874602.25 | 0 | 0 | 0 | 2251.48 | 589589.18 | 8282761.59 | 0 | Non-ISO
OCTOL SUB | 5320 | 66kV | 1554.23 | 254947.86 | 17346413.68 | 17602915.77 | 0 | 0 | 0 | 1554.23 | 254947.86 | 17346413.68 | 0 | Non-ISO
PIXLEY SUB | 5321 | 66kV | 1249.61 | 450178.17 | 6886178.59 | 7337606.37 | 0 | 0 | 0 | 1249.61 | 450178.17 | 6886178.59 | 0 | Non-ISO
POPLAR SUB | 5322 | 66kV | 710.67 | 556754.53 | 4763985.6 | 5321450.8 | 0 | 0 | 0 | 710.67 | 556754.53 | 4763985.6 | 0 | Non-ISO
PORTERVILLE SUB | 5323 | 66kV | 2929.65 | 1437177.69 | 12001603.88 | 13441711.22 | 0 | 0 | 0 | 2929.65 | 1437177.69 | 12001603.88 | 0 | Non-ISO
ULTRAGEN SUB | 5324 | 66kV | 32745.94 | 31263.07 | 568653.08 | 632662.09 | 0 | 0 | 0 | 32745.94 | 31263.07 | 568653.08 | 0 | Non-ISO
STRATHMORE SUB | 5325 | 66kV | 2536.8 | 630905.25 | 4551318.04 | 5184760.09 | 0 | 0 | 0 | 2536.8 | 630905.25 | 4551318.04 | 0 | Non-ISO
TERRA BELLA SUB | 5326 | 66kV | 300 | 625063.51 | 10238442.82 | 10863806.33 | 0 | 0 | 0 | 300 | 625063.51 | 10238442.82 | 0 | Non-ISO
TIPTON SUB | 5327 | 66kV | 501.2 | 861974.88 | 9450772.82 | 10313248.9 | 0 | 0 | 0 | 501.2 | 861974.88 | 9450772.82 | 0 | Non-ISO
TULARE SUB | 5328 | 66kV | 3522.48 | 318691.76 | 11656696.1 | 11978910.34 | 0 | 0 | 0 | 3522.48 | 318691.76 | 11656696.1 | 0 | Non-ISO
VENICE HILL SUB | 5329 | 66kV | 14777.48 | 174852.81 | 4275160.91 | 4464791.2 | 0 | 0 | 0 | 14777.48 | 174852.81 | 4275160.91 | 0 | Non-ISO
VENIDA SUB | 5330 | 66kV | 1683.31 | 981088.15 | 7921324.66 | 8904096.12 | 0 | 0 | 0 | 1683.31 | 981088.15 | 7921324.66 | 0 | Non-ISO
VISALIA SUB | 5331 | 66kV | 198.32 | 148631.7 | 4665626.96 | 4814456.98 | 0 | 0 | 0 | 198.32 | 148631.7 | 4665626.96 | 0 | Non-ISO
WALKERBASIN SUB | 5332 | 66kV | 0 | 9827.11 | 2923022.55 | 2932849.66 | 0 | 0 | 0 | 0 | 9827.11 | 2923022.55 | 0 | Non-ISO
WOODVILLE SUB | 5333 | 66kV | 200 | 97209.07 | 10388473.57 | 10485882.64 | 0 | 0 | 0 | 200 | 97209.07 | 10388473.57 | 0 | Non-ISO
KAWGEN SUB | 5334 | 66kV | 0 | 5505.59 | 35869.54 | 41375.13 | 0 | 0 | 0 | 0 | 5505.59 | 35869.54 | 0 | Non-ISO
LOUIS RICH | 5335 | 66kV | 0 | 7049.14 | 264955.34 | 272004.48 | 0 | 0 | 0 | 0 | 7049.14 | 264955.34 | 0 | Non-ISO
COLUMBINE SUB | 5336 | 66kV | 3281.25 | 904219.17 | 5611873.11 | 6519373.53 | 0 | 0 | 0 | 3281.25 | 904219.17 | 5611873.11 | 0 | Non-ISO
OAK GROVE SUB | 5337 | 66kV | 1487.57 | 419247.11 | 7451986.9 | 7872721.58 | 0 | 0 | 0 | 1487.57 | 419247.11 | 7451986.9 | 0 | Non-ISO
MOONEY SUB | 5338 | 33kV & Below | 0 | 30713.7 | 228864.45 | 259578.15 | 0 | 0 | 0 | 0 | 30713.7 | 228864.45 | 0 | Non-ISO
GREENHORN SUB | 5339 | 66kV | 727 | 54769.42 | 3480269.49 | 3535765.91 | 0 | 0 | 0 | 727 | 54769.42 | 3480269.49 | 0 | Non-ISO
DIVISADERO SUB | 5340 | 33kV & Below | 0 | 250 | 0 | 250 | 0 | 0 | 0 | 0 | 250 | 0 | 0 | Non-ISO
GRANGEVILLE SUB | 5342 | 33kV & Below | 1318.16 | 9220.99 | 137079.26 | 147618.41 | 0 | 0 | 0 | 1318.16 | 9220.99 | 137079.26 | 0 | Non-ISO
QUINN SUB | 5343 | 66kV | 5351.53 | 340475.84 | 8230790.67 | 8576618.04 | 0 | 0 | 0 | 5351.53 | 340475.84 | 8230790.67 | 0 | Non-ISO
WOODLAKE SUB | 5344 | 33kV & Below | 5747.65 | 0 | 0 | 5747.65 | 0 | 0 | 0 | 5747.65 | 0 | 0 | 0 | Non-ISO
CAPTIVE SUB | 5345 | 66kV | 10241.22 | 17810.62 | 454960.78 | 483012.62 | 0 | 0 | 0 | 10241.22 | 17810.62 | 454960.78 | 0 | Non-ISO
CHATHAM SUB | 5346 | 66kV | 1846.39 | 138520.98 | 602441.4 | 742808.77 | 0 | 0 | 0 | 1846.39 | 138520.98 | 602441.4 | 0 | Non-ISO
ISABELLA SUB | 5347 | 66kV | 77964.82 | 1226959.99 | 18353055.63 | 19657980.44 | 0 | 0 | 0 | 77964.82 | 1226959.99 | 18353055.63 | 0 | Non-ISO
WHEATLAND SUB | 5348 | 66kV | 1738.77 | 1093894.73 | 7495684.77 | 8591318.27 | 0 | 0 | 0 | 1738.77 | 1093894.73 | 7495684.77 | 0 | Non-ISO
THREE RIVERS SUB | 5350 | 66kV | 2788.23 | 108927.67 | 1622606.39 | 1734322.29 | 0 | 0 | 0 | 2788.23 | 108927.67 | 1622606.39 | 0 | Non-ISO
BOXWOOD SUB | 5351 | 66kV | 6973.4 | 227004.09 | 4321684.26 | 4555661.75 | 0 | 0 | 0 | 6973.4 | 227004.09 | 4321684.26 | 0 | Non-ISO
LINE CREEK SUB | 5352 | 33kV & Below | 0 | 4794.12 | 259976.92 | 264771.04 | 0 | 0 | 0 | 0 | 4794.12 | 259976.92 | 0 | Non-ISO
WELDON SUB | 5353 | 66kV | 7155.5 | 1042714.08 | 8911621.53 | 9961491.11 | 0 | 0 | 0 | 7155.5 | 1042714.08 | 8911621.53 | 0 | Non-ISO
KERNVILLE SUB | 5356 | 66kV | 0 | 1191395.46 | 2267039.61 | 3458435.07 | 0 | 0 | 0 | 0 | 1191395.46 | 2267039.61 | 0 | Non-ISO
CUMMINGS SUB | 5357 | 66kV | 678.89 | 46560.83 | 4903940.06 | 4951179.78 | 0 | 0 | 0 | 678.89 | 46560.83 | 4903940.06 | 0 | Non-ISO
MONOLITH SUB | 5358 | 66kV | 287.94 | 1470698.07 | 10025182.89 | 11496168.9 | 0 | 0 | 0 | 287.94 | 1470698.07 | 10025182.89 | 0 | Non-ISO
BREEZE SUB | 5360 | 66kV | 43083.57 | 10730.39 | 3948579.13 | 4002393.09 | 0 | 0 | 0 | 43083.57 | 10730.39 | 3948579.13 | 0 | Non-ISO
PANDOL SUB | 5361 | 66kV | 12560.53 | 28843.63 | 733714.44 | 775118.6 | 0 | 0 | 0 | 12560.53 | 28843.63 | 733714.44 | 0 | Non-ISO
LANPRI SUB | 5362 | 66kV | 3467.74 | 29072.08 | 43671.84 | 76211.66 | 0 | 0 | 0 | 3467.74 | 29072.08 | 43671.84 | 0 | Non-ISO
VIRGIN SUB | 5363 | 66kV | 35760.45 | 0 | 319855.36 | 355615.81 | 0 | 0 | 0 | 35760.45 | 0 | 319855.36 | 0 | Non-ISO
DESAL SUB | 5366 | 66kV | 0 | 46691.15 | 346029.92 | 392721.07 | 0 | 0 | 0 | 0 | 46691.15 | 346029.92 | 0 | Non-ISO
ARCO SUB | 5368 | 66kV | 39443.04 | 87535.85 | 601357.88 | 728336.77 | 0 | 0 | 0 | 39443.04 | 87535.85 | 601357.88 | 0 | Non-ISO
ELLWOOD SUB | 5369 | 66kV | 0 | 0 | 190333.2 | 190333.2 | 0 | 0 | 0 | 0 | 0 | 190333.2 | 0 | Non-ISO
DAIRY SUB | 5370 | 66kV | 6241.06 | 20596.02 | 552743.07 | 579580.15 | 0 | 0 | 0 | 6241.06 | 20596.02 | 552743.07 | 0 | Non-ISO
LEHMAN SUB | 5371 | 66kV | 0 | 10138.09 | 292628.34 | 302766.43 | 0 | 0 | 0 | 0 | 10138.09 | 292628.34 | 0 | Non-ISO
CAPITAN SUB | 5372 | 66kV | 36251.52 | 52501.67 | 2581231 | 2669984.19 | 0 | 0 | 0 | 36251.52 | 52501.67 | 2581231 | 0 | Non-ISO
PROTEIN SUBSTATION | 5373 | 66kV | 0 | 62485.08 | 1049585.08 | 1112070.16 | 0 | 0 | 0 | 0 | 62485.08 | 1049585.08 | 0 | Non-ISO
RIVERWAY SUB | 5374 | 66kV | 0 | 571398.81 | 11351889.28 | 11923288.09 | 0 | 0 | 0 | 0 | 571398.81 | 11351889.28 | 0 | Non-ISO
MASCOT SUB | 5375 | 66kV | 11327.04 | 3159308.17 | 14466036.34 | 17636671.55 | 0 | 0 | 0 | 11327.04 | 3159308.17 | 14466036.34 | 0 | Non-ISO
NEW TULARE SUB | 5377 | 66kV | 0 | 12705.85 | 0 | 12705.85 | 0 | 0 | 0 | 0 | 12705.85 | 0 | 0 | Non-ISO
BANDUCCI SUBSTATION | 5380 | 66kV | 0 | 5714201.25 | 25635698.26 | 31349899.51 | 0 | 0 | 0 | 0 | 5714201.25 | 25635698.26 | 0 | Non-ISO
N/E T/S DIV-VARIOUS SUB | 5400 | 66kV | 0 | 0 | 6671.15 | 6671.15 | 0 | 0 | 0 | 0 | 0 | 6671.15 | 0 | Non-ISO
MISSILE SUB(POINT MOGU) | 5401 | 66kV | 0 | 35896.4 | 577017.87 | 612914.27 | 0 | 0 | 0 | 0 | 35896.4 | 577017.87 | 0 | Non-ISO
ZOND WIND SUB | 5402 | 66kV | 0 | 3673.62 | 509118.69 | 512792.31 | 0 | 0 | 0 | 0 | 3673.62 | 509118.69 | 0 | Non-ISO
CALWIND SUB | 5404 | 66kV | 0 | 0 | 6798.8 | 6798.8 | 0 | 0 | 0 | 0 | 0 | 6798.8 | 0 | Non-ISO
CANWIND SUB | 5405 | 66kV | 0 | 0 | 288542.8 | 288542.8 | 0 | 0 | 0 | 0 | 0 | 288542.8 | 0 | Non-ISO
ENWIND SUB | 5406 | 66kV | 0 | 0 | 905679.77 | 905679.77 | 0 | 0 | 0 | 0 | 0 | 905679.77 | 0 | Non-ISO
MORWIND SUB | 5409 | 66kV | 0 | 0 | 241205.73 | 241205.73 | 0 | 0 | 0 | 0 | 0 | 241205.73 | 0 | Non-ISO
FLOWIND SUB | 5410 | 66kV | 50341.71 | 113.89 | 497415.77 | 547871.37 | 0 | 0 | 0 | 50341.71 | 113.89 | 497415.77 | 0 | Non-ISO
ARBWIND SUB | 5411 | 66kV | 0 | 0 | 321617.61 | 321617.61 | 0 | 0 | 0 | 0 | 0 | 321617.61 | 0 | Non-ISO
SILVER PEAK SUB | 5412 | 55kV | 0 | 0 | 61463.03 | 61463.03 | 0 | 0 | 0 | 0 | 0 | 61463.03 | 0 | Non-ISO
DUTCHWIND SUB | 5414 | 66kV | 0 | 6244.16 | 175039.51 | 181283.67 | 0 | 0 | 0 | 0 | 6244.16 | 175039.51 | 0 | Non-ISO
OAKWIND SUB | 5415 | 66kV | 0 | 0 | 362451.47 | 362451.47 | 0 | 0 | 0 | 0 | 0 | 362451.47 | 0 | Non-ISO
PURIFY SUBSTATION | 5422 | 66kV | 0 | 313305.55 | 1050339.62 | 1363645.17 | 0 | 0 | 0 | 0 | 313305.55 | 1050339.62 | 0 | Non-ISO
SOUTHWIND SUB | 5423 | 66kV | 72874.68 | 159130.7 | 1397795.95 | 1629801.33 | 0 | 0 | 0 | 72874.68 | 159130.7 | 1397795.95 | 0 | Non-ISO
MIDWIND SUB | 5424 | 66kV | 65767.76 | 29123.9 | 866663.14 | 961554.8 | 0 | 0 | 0 | 65767.76 | 29123.9 | 866663.14 | 0 | Non-ISO
ZEEWIND SUB | 5425 | 66kV | 0 | 167.77 | 32190.71 | 32358.48 | 0 | 0 | 0 | 0 | 167.77 | 32190.71 | 0 | Non-ISO
WRIGHTWOOD SUB | 5461 | 33kV & Below | 27650.47 | 268842.21 | 5823520.07 | 6120012.75 | 0 | 0 | 0 | 27650.47 | 268842.21 | 5823520.07 | 0 | Non-ISO
TORTOISE SUB | 5462 | 66kV | 0 | 0 | 432905.86 | 432905.86 | 0 | 0 | 0 | 0 | 0 | 432905.86 | 0 | Non-ISO
RITEAID SUBSTATION | 5463 | 66kV | 0 | 9498.41 | 587933.94 | 597432.35 | 0 | 0 | 0 | 0 | 9498.41 | 587933.94 | 0 | Non-ISO
CORRECTION SUBSTATION | 5464 | 66kV | 0 | 29687.75 | 616815.66 | 646503.41 | 0 | 0 | 0 | 0 | 29687.75 | 616815.66 | 0 | Non-ISO
NORTHERN DIV SUB | 5500 | DIVISION OFFICES & MISCELLANEOUS | 0 | 0 | 16765.16 | 16765.16 | 0 | 0 | 0 | 0 | 0 | 16765.16 | 0 | Non-ISO
TORREY SUB | 5502 | 66kV | 1068.38 | 11011.78 | 80365.88 | 92446.04 | 0 | 0 | 0 | 1068.38 | 11011.78 | 80365.88 | 0 | Non-ISO
CARPINTERIA SUB | 5503 | 66kV | 3006.3 | 304452.4 | 13504309.89 | 13811768.59 | 0 | 0 | 0 | 3006.3 | 304452.4 | 13504309.89 | 0 | Non-ISO
CASITAS SUB | 5504 | 66kV | 1281.24 | 187862.27 | 5040549.74 | 5229693.25 | 0 | 0 | 0 | 1281.24 | 187862.27 | 5040549.74 | 0 | Non-ISO
COLONIA SUB | 5505 | 66kV | 1944.86 | 356110.45 | 10191118.62 | 10549173.93 | 0 | 0 | 0 | 1944.86 | 356110.45 | 10191118.62 | 0 | Non-ISO
CHANNEL ISLANDS SUB | 5506 | 66kV | 97257.97 | 454863.69 | 3817039.79 | 4369161.45 | 0 | 0 | 0 | 97257.97 | 454863.69 | 3817039.79 | 0 | Non-ISO
ORTEGA SUB | 5507 | 66kV | 319668.63 | 454401.35 | 2561690.09 | 3335760.07 | 0 | 0 | 0 | 319668.63 | 454401.35 | 2561690.09 | 0 | Non-ISO
DEL SUR SUB | 5508 | 66kV | 1492.8 | 392100.3 | 6278831.94 | 6672425.04 | 0 | 0 | 0 | 1492.8 | 392100.3 | 6278831.94 | 0 | Non-ISO
OXGEN SUB | 5509 | 66kV | 554.46 | 86.34 | 36909.83 | 37550.63 | 0 | 0 | 0 | 554.46 | 86.34 | 36909.83 | 0 | Non-ISO
FILLMORE SUB | 5510 | 66kV | 58776.66 | 281881.41 | 7303667.75 | 7644325.82 | 0 | 0 | 0 | 58776.66 | 281881.41 | 7303667.75 | 0 | Non-ISO
GOLDTOWN SUB | 5511 | 66kV | 187.19 | 181745.2 | 8521942.13 | 8703874.52 | 0 | 0 | 0 | 187.19 | 181745.2 | 8521942.13 | 0 | Non-ISO
LANCASTER SUB | 5514 | 66kV | 0 | 572145.68 | 8645019.41 | 9217165.09 | 0 | 0 | 0 | 0 | 572145.68 | 8645019.41 | 0 | Non-ISO
COLEGIO SUBSTATION | 5515 | 66kV | 0 | 24286.54 | 966900.56 | 991187.1 | 0 | 0 | 0 | 0 | 24286.54 | 966900.56 | 0 | Non-ISO
PROCGEN SUB | 5516 | 66kV | 0 | 74008.89 | 2679728.36 | 2753737.25 | 0 | 0 | 0 | 0 | 74008.89 | 2679728.36 | 0 | Non-ISO
CAMARILLO SUB | 5517 | 66kV | 28584.49 | 448070.54 | 7175926.57 | 7652581.6 | 0 | 0 | 0 | 28584.49 | 448070.54 | 7175926.57 | 0 | Non-ISO
LITTLE ROCK SUB | 5518 | 66kV | 442.59 | 416397.5 | 8083012.76 | 8499852.85 | 0 | 0 | 0 | 442.59 | 416397.5 | 8083012.76 | 0 | Non-ISO
MALIBU SUB | 5519 | 66kV | 14388.89 | 355648.52 | 7125659.62 | 7495697.03 | 0 | 0 | 0 | 14388.89 | 355648.52 | 7125659.62 | 0 | Non-ISO
MODOC SUB | 5520 | 33kV & Below | 6752.07 | 151881.88 | 4281585.87 | 4440219.82 | 0 | 0 | 0 | 6752.07 | 151881.88 | 4281585.87 | 0 | Non-ISO
UNIOIL SUB | 5521 | 66kV | 0 | 25088.46 | 857256.99 | 882345.45 | 0 | 0 | 0 | 0 | 25088.46 | 857256.99 | 0 | Non-ISO
SHUTTLE SUB | 5522 | 66kV | 11913.32 | 437366.3 | 7827506.25 | 8276785.87 | 0 | 0 | 0 | 11913.32 | 437366.3 | 7827506.25 | 0 | Non-ISO
NORTHWIND SUB | 5523 | 66kV | 0 | 96567.06 | 955538.12 | 1052105.18 | 0 | 0 | 0 | 0 | 96567.06 | 955538.12 | 0 | Non-ISO
MONTECITO SUB | 5524 | 33kV & Below | 5859.13 | 155317.25 | 1216325.42 | 1377501.8 | 0 | 0 | 0 | 5859.13 | 155317.25 | 1216325.42 | 0 | Non-ISO
OAK PARK SUB | 5525 | 66kV | 389360.72 | 866592.23 | 4786690.24 | 6042643.19 | 0 | 0 | 0 | 389360.72 | 866592.23 | 4786690.24 | 0 | Non-ISO
OJAI SUB | 5526 | 66kV | 18795.05 | 148863.33 | 1907721.58 | 2075379.96 | 0 | 0 | 0 | 18795.05 | 148863.33 | 1907721.58 | 0 | Non-ISO
OXNARD SUB | 5527 | 33kV & Below | 7735.3 | 66117.04 | 1425674.05 | 1499526.39 | 0 | 0 | 0 | 7735.3 | 66117.04 | 1425674.05 | 0 | Non-ISO
PIERPONT SUB | 5528 | 33kV & Below | 1727.47 | 104002.2 | 1182843.38 | 1288573.05 | 0 | 0 | 0 | 1727.47 | 104002.2 | 1182843.38 | 0 | Non-ISO
PIRU SUB | 5529 | 33kV & Below | 0 | 13026.14 | 0 | 13026.14 | 0 | 0 | 0 | 0 | 13026.14 | 0 | 0 | Non-ISO
REDMAN WUB | 5530 | 66kV | 959.21 | 9109.34 | 1090511.46 | 1100580.01 | 0 | 0 | 0 | 959.21 | 9109.34 | 1090511.46 | 0 | Non-ISO
SANTA BARBARA SUB | 5531 | 66kV | 36966.57 | 776423.76 | 9364593.85 | 10177984.18 | 0 | 0 | 0 | 36966.57 | 776423.76 | 9364593.85 | 0 | Non-ISO
SANTA SUSANA SUB | 5532 | 66kV | 5325.34 | 168627.67 | 9793865.7 | 9967818.71 | 0 | 0 | 0 | 5325.34 | 168627.67 | 9793865.7 | 0 | Non-ISO
MCGRATH BEACH PEAKER SUB | 5533 | 66kV | 0 | 581228.96 | 2782714.24 | 3363943.2 | 0 | 0 | 0 | 0 | 581228.96 | 2782714.24 | 0 | Non-ISO
SATICOY SUB | 5534 | 66kV | 12556.38 | 2231761.95 | 4851103.65 | 7095421.98 | 0 | 0 | 0 | 12556.38 | 2231761.95 | 4851103.65 | 0 | Non-ISO
CHARMIN SUB | 5535 | 66kV | 10253.02 | 25441 | 1668542.26 | 1704236.28 | 0 | 0 | 0 | 10253.02 | 25441 | 1668542.26 | 0 | Non-ISO
SOMIS SUB | 5536 | 66kV | 2601.87 | 443425.91 | 1518354.68 | 1964382.46 | 0 | 0 | 0 | 2601.87 | 443425.91 | 1518354.68 | 0 | Non-ISO
VENTURA SUB | 5538 | 33kV & Below | 3098.98 | 3239244.62 | 967258.16 | 4209601.76 | 0 | 0 | 0 | 3098.98 | 3239244.62 | 967258.16 | 0 | Non-ISO
ROSAMOND SUB | 5541 | 66kV | 1087.87 | 2082352.27 | 9452667.51 | 11536107.65 | 0 | 0 | 0 | 1087.87 | 2082352.27 | 9452667.51 | 0 | Non-ISO
NORTH OAKS | 5542 | 66kV | 141650.35 | 212327.24 | 7198409.72 | 7552387.31 | 0 | 0 | 0 | 141650.35 | 212327.24 | 7198409.72 | 0 | Non-ISO
WILLAMETTE SUB | 5543 | 66kV | 0 | 21159.02 | 505486.74 | 526645.76 | 0 | 0 | 0 | 0 | 21159.02 | 505486.74 | 0 | Non-ISO
CAMAR SUB | 5544 | 33kV & Below | 0 | 1173.16 | 0 | 1173.16 | 0 | 0 | 0 | 0 | 1173.16 | 0 | 0 | Non-ISO
PIUTE SUB | 5545 | 66kV | 3756.67 | 180296.57 | 6426963.82 | 6611017.06 | 0 | 0 | 0 | 3756.67 | 180296.57 | 6426963.82 | 0 | Non-ISO
ELIZABETH LAKE SUB | 5546 | 66kV | 86331.28 | 266398.21 | 8880414.63 | 9233144.12 | 0 | 0 | 0 | 86331.28 | 266398.21 | 8880414.63 | 0 | Non-ISO
OASIS SUB | 5548 | 66kV | 5187.77 | 1213570.48 | 8978490.57 | 10197248.82 | 0 | 0 | 0 | 5187.77 | 1213570.48 | 8978490.57 | 0 | Non-ISO
PORTER SUB | 5549 | 33kV & Below | 881.31 | 148965.19 | 554413.54 | 704260.04 | 0 | 0 | 0 | 881.31 | 148965.19 | 554413.54 | 0 | Non-ISO
SAN FERNANDO SUB | 5550 | 66kV | 518.76 | 155807.37 | 7842357.22 | 7998683.35 | 0 | 0 | 0 | 518.76 | 155807.37 | 7842357.22 | 0 | Non-ISO
MAC NEIL SUBSTATION | 5551 | 66kV | 2903.05 | 22946.66 | 1397104.98 | 1422954.69 | 0 | 0 | 0 | 2903.05 | 22946.66 | 1397104.98 | 0 | Non-ISO
LEVY SUB | 5552 | 66kV | 16548.08 | 205926.2 | 4751154.49 | 4973628.77 | 0 | 0 | 0 | 16548.08 | 205926.2 | 4751154.49 | 0 | Non-ISO
CAL CEMENT SUB | 5553 | 66kV | 0 | 202944.13 | 5158033.84 | 5360977.97 | 0 | 0 | 0 | 0 | 202944.13 | 5158033.84 | 0 | Non-ISO
SHELLSOM SUB | 5554 | 66kV | 1155.2 | 3686.94 | 29468.01 | 34310.15 | 0 | 0 | 0 | 1155.2 | 3686.94 | 29468.01 | 0 | Non-ISO
CHATSWORTH SUB | 5555 | 66kV | 3166.33 | 29293.41 | 4299543.33 | 4332003.07 | 0 | 0 | 0 | 3166.33 | 29293.41 | 4299543.33 | 0 | Non-ISO
NEENACH SUB | 5556 | 66kV | 3378.21 | 84586.5 | 5127070.35 | 5215035.06 | 0 | 0 | 0 | 3378.21 | 84586.5 | 5127070.35 | 0 | Non-ISO
NEWBURY SUB | 5557 | 66kV | 55457.94 | 198079.93 | 11485753.34 | 11739291.21 | 0 | 0 | 0 | 55457.94 | 198079.93 | 11485753.34 | 0 | Non-ISO
SOLEMINT SUB | 5560 | 66kV | 17362.68 | 485023.56 | 4327848.2 | 4830234.44 | 0 | 0 | 0 | 17362.68 | 485023.56 | 4327848.2 | 0 | Non-ISO
GREAT LAKES SUB | 5561 | 66kV | 0 | 84815.83 | 1062306.77 | 1147122.6 | 0 | 0 | 0 | 0 | 84815.83 | 1062306.77 | 0 | Non-ISO
GRISWOLD SUB | 5562 | 33kV & Below | 24305.48 | 52006.29 | 255027.16 | 331338.93 | 0 | 0 | 0 | 24305.48 | 52006.29 | 255027.16 | 0 | Non-ISO
ESTERO SUB | 5563 | 66kV | 19480.25 | 106593.83 | 3874410.62 | 4000484.7 | 0 | 0 | 0 | 19480.25 | 106593.83 | 3874410.62 | 0 | Non-ISO
PALMDALE SUB | 5564 | 66kV | 62303.26 | 485698.16 | 9010662.98 | 9558664.4 | 0 | 0 | 0 | 62303.26 | 485698.16 | 9010662.98 | 0 | Non-ISO
PLAYA SUB | 5565 | 33kV & Below | 24432.82 | 295805.81 | 2241890.91 | 2562129.54 | 0 | 0 | 0 | 24432.82 | 295805.81 | 2241890.91 | 0 | Non-ISO
WILSONA SUB | 5567 | 66kV | 4375.93 | 1003238.36 | 6128366.04 | 7135980.33 | 0 | 0 | 0 | 4375.93 | 1003238.36 | 6128366.04 | 0 | Non-ISO
LOCKHEED SUB | 5568 | 66kV | 247855.23 | 441353.13 | 4444789.5 | 5133997.86 | 0 | 0 | 0 | 247855.23 | 441353.13 | 4444789.5 | 0 | Non-ISO
THOUSAND OAKS SUB | 5569 | 66kV | 50502.68 | 252862.06 | 9990081.59 | 10293446.33 | 0 | 0 | 0 | 50502.68 | 252862.06 | 9990081.59 | 0 | Non-ISO
VEGAS SUB | 5570 | 66kV | 36581.22 | 139080.58 | 3451667.65 | 3627329.45 | 0 | 0 | 0 | 36581.22 | 139080.58 | 3451667.65 | 0 | Non-ISO
GAVIOTA SUB | 5572 | 66kV | 9947.26 | 644141.51 | 2221429.4 | 2875518.17 | 0 | 0 | 0 | 9947.26 | 644141.51 | 2221429.4 | 0 | Non-ISO
ROCKETDYNE SUB | 5573 | 66kV | 0 | 7455.31 | 0 | 7455.31 | 0 | 0 | 0 | 0 | 7455.31 | 0 | 0 | Non-ISO
APPGEN SUB | 5574 | 66kV | 0 | 0 | 343304.23 | 343304.23 | 0 | 0 | 0 | 0 | 0 | 343304.23 | 0 | Non-ISO
TENGEN SUB | 5575 | 66kV | 290530.98 | 303058.09 | 787165.78 | 1380754.85 | 0 | 0 | 0 | 290530.98 | 303058.09 | 787165.78 | 0 | Non-ISO
NEWHALL SUB | 5576 | 66kV | 37678.18 | 285330.3 | 7248911.61 | 7571920.09 | 0 | 0 | 0 | 37678.18 | 285330.3 | 7248911.61 | 0 | Non-ISO
SAN MIGUEL SUB | 5577 | 66kV | 50004.3 | 198507.09 | 6448478.31 | 6696989.7 | 0 | 0 | 0 | 50004.3 | 198507.09 | 6448478.31 | 0 | Non-ISO
BURRO FLATS SUB | 5578 | 66kV | 462.96 | 4953.29 | 198591.17 | 204007.42 | 0 | 0 | 0 | 462.96 | 4953.29 | 198591.17 | 0 | Non-ISO
WAKEFIELD SUB | 5579 | 66kV | 33430.65 | 214705.87 | 5642758.42 | 5890894.94 | 0 | 0 | 0 | 33430.65 | 214705.87 | 5642758.42 | 0 | Non-ISO
ROYAL SUB | 5580 | 66kV | 37664.41 | 162563.2 | 5966594.45 | 6166822.06 | 0 | 0 | 0 | 37664.41 | 162563.2 | 5966594.45 | 0 | Non-ISO
EXXON CO. USA SUB | 5581 | 66kV | 4191.64 | 116903.17 | 2134147.38 | 2255242.19 | 0 | 0 | 0 | 4191.64 | 116903.17 | 2134147.38 | 0 | Non-ISO
PITCHGEN SUB | 5582 | 66kV | 0 | 3719.42 | 1352099 | 1355818.42 | 0 | 0 | 0 | 0 | 3719.42 | 1352099 | 0 | Non-ISO
UNIVERSAL CITY SUB | 5584 | 66kV | 12339.75 | 9320.49 | 3541430.84 | 3563091.08 | 0 | 0 | 0 | 12339.75 | 9320.49 | 3541430.84 | 0 | Non-ISO
SAN MARCOS SUB | 5585 | 66kV | 28884.1 | 127402.32 | 1865731.15 | 2022017.57 | 0 | 0 | 0 | 28884.1 | 127402.32 | 1865731.15 | 0 | Non-ISO
GONZALES SUB | 5587 | 66kV | 144447.12 | 250499.02 | 7249340.35 | 7644286.49 | 0 | 0 | 0 | 144447.12 | 250499.02 | 7249340.35 | 0 | Non-ISO
COPCO SUB | 5588 | 66kV | 0 | 0 | 7.95 | 7.95 | 0 | 0 | 0 | 0 | 0 | 7.95 | 0 | Non-ISO
THRUST SUB | 5589 | 66kV | 0 | 5404.85 | 60093.44 | 65498.29 | 0 | 0 | 0 | 0 | 5404.85 | 60093.44 | 0 | Non-ISO
WESTPAC SUB | 5591 | 66kV | 0 | 28672.31 | 929457.95 | 958130.26 | 0 | 0 | 0 | 0 | 28672.31 | 929457.95 | 0 | Non-ISO
HASKELL SUB | 5594 | 66kV | 28939.94 | 402635.68 | 9272256.01 | 9703831.63 | 0 | 0 | 0 | 28939.94 | 402635.68 | 9272256.01 | 0 | Non-ISO
CAMGEN SUB | 5595 | 66kV | 0 | 1270 | 183269.77 | 184539.77 | 0 | 0 | 0 | 0 | 1270 | 183269.77 | 0 | Non-ISO
ISLA VISTA SUB | 5596 | 66kV | 119259.57 | 520546.49 | 3391813.44 | 4031619.5 | 0 | 0 | 0 | 119259.57 | 520546.49 | 3391813.44 | 0 | Non-ISO
POTRERO SUB | 5597 | 66kV | 73581.53 | 260785.45 | 6760290.84 | 7094657.82 | 0 | 0 | 0 | 73581.53 | 260785.45 | 6760290.84 | 0 | Non-ISO
HELIJET SUB | 5599 | 66kV | 0 | 235231.04 | 2237308.8 | 2472539.84 | 0 | 0 | 0 | 0 | 235231.04 | 2237308.8 | 0 | Non-ISO
EASTERN DIV SUB | 5600 | Div Offices & Misc | 0 | 0 | 616419.11 | 616419.11 | 0 | 0 | 0 | 0 | 0 | 616419.11 | 0 | Non-ISO
RANDALL SUB | 5601 | 66kV | 17910.49 | 794119.01 | 9884755.4 | 10696784.9 | 0 | 0 | 0 | 17910.49 | 794119.01 | 9884755.4 | 0 | Non-ISO
ARRO SUB | 5602 | 33kV & Below | 2513.8 | 33872.98 | 1808697.08 | 1845083.86 | 0 | 0 | 0 | 2513.8 | 33872.98 | 1808697.08 | 0 | Non-ISO
TROPHY SUB | 5603 | 66kV | 60670.7 | 482983.37 | 7745360.27 | 8289014.34 | 0 | 0 | 0 | 60670.7 | 482983.37 | 7745360.27 | 0 | Non-ISO
TIMOTEO SUB | 5604 | 66kV | 8332.86 | 620657.36 | 6189530.37 | 6818520.59 | 0 | 0 | 0 | 8332.86 | 620657.36 | 6189530.37 | 0 | Non-ISO
BEAUMONT SUB | 5605 | 33kV & Below | 264.99 | 574306.34 | 2931877.97 | 3506449.3 | 0 | 0 | 0 | 264.99 | 574306.34 | 2931877.97 | 0 | Non-ISO
ORANGE PRODUCTS SUB | 5606 | 66kV | 2627.31 | 97676.38 | 282559.26 | 382862.95 | 0 | 0 | 0 | 2627.31 | 97676.38 | 282559.26 | 0 | Non-ISO
CAPSULE SUB | 5607 | 66kV | 680.4 | 5934.23 | 39512.68 | 46127.31 | 0 | 0 | 0 | 680.4 | 5934.23 | 39512.68 | 0 | Non-ISO
CARDIFF SUB | 5608 | 66kV | 10890.99 | 581205.17 | 19279616.57 | 19871712.73 | 0 | 0 | 0 | 10890.99 | 581205.17 | 19279616.57 | 0 | Non-ISO
PLASTIC SUB | 5609 | 66kV | 0 | 10453.12 | 326992.86 | 337445.98 | 0 | 0 | 0 | 0 | 10453.12 | 326992.86 | 0 | Non-ISO
COLTON SUB | 5610 | 66kV | 5846.19 | 382295.86 | 4744978.81 | 5133120.86 | 0 | 0 | 0 | 5846.19 | 382295.86 | 4744978.81 | 0 | Non-ISO
LIVE OAK SUB | 5611 | 66kV | 17348.08 | 1221577.78 | 10874374.73 | 12113300.59 | 0 | 0 | 0 | 17348.08 | 1221577.78 | 10874374.73 | 0 | Non-ISO
INLAND CONTAINER SUB | 5612 | 66kV | 0 | 0 | 119447.17 | 119447.17 | 0 | 0 | 0 | 0 | 0 | 119447.17 | 0 | Non-ISO
AGUA MANSA SUB | 5613 | 66kV | 0 | 0 | 12811.67 | 12811.67 | 0 | 0 | 0 | 0 | 0 | 12811.67 | 0 | Non-ISO
PEYTON SUB | 5614 | 66kV | 24965.45 | 273986.39 | 6553586.2 | 6852538.04 | 0 | 0 | 0 | 24965.45 | 273986.39 | 6553586.2 | 0 | Non-ISO
DECLEZ SUB | 5615 | 66kV | 3638.26 | 3358585.7 | 10248201.52 | 13610425.48 | 0 | 0 | 0 | 3638.26 | 3358585.7 | 10248201.52 | 0 | Non-ISO
FLANCO SUB | 5616 | 33kV & Below | 4819.64 | 66227.36 | 507584.1 | 578631.1 | 0 | 0 | 0 | 4819.64 | 66227.36 | 507584.1 | 0 | Non-ISO
GANESHA SUB | 5617 | 66kV | 4738.03 | 249450.69 | 6128755.91 | 6382944.63 | 0 | 0 | 0 | 4738.03 | 249450.69 | 6128755.91 | 0 | Non-ISO
FIREHOUSE SUB | 5618 | 66kV | 39026.13 | 510335 | 8328694.75 | 8878055.88 | 0 | 0 | 0 | 39026.13 | 510335 | 8328694.75 | 0 | Non-ISO
HIGHLAND SUB | 5619 | 66kV | 1885.28 | 1976876.47 | 12364875.41 | 14343637.16 | 0 | 0 | 0 | 1885.28 | 1976876.47 | 12364875.41 | 0 | Non-ISO
BLOOMINGTON SUB | 5620 | 66kV | 14411.65 | 246346.18 | 9484627.68 | 9745385.51 | 0 | 0 | 0 | 14411.65 | 246346.18 | 9484627.68 | 0 | Non-ISO
HUSTON SUB | 5621 | 33kV & Below | 9257.16 | 136204.65 | 4077078.65 | 4222540.46 | 0 | 0 | 0 | 9257.16 | 136204.65 | 4077078.65 | 0 | Non-ISO
JUNCTION SUB | 5622 | 33kV & Below | 0 | 114634.8 | 653961.79 | 768596.59 | 0 | 0 | 0 | 0 | 114634.8 | 653961.79 | 0 | Non-ISO
NORCO SUB | 5624 | 33kV & Below | 1612.23 | 3318.82 | 286134.85 | 291065.9 | 0 | 0 | 0 | 1612.23 | 3318.82 | 286134.85 | 0 | Non-ISO
ONTARIO SUB | 5625 | 33kV & Below | 4294.57 | 221797.63 | 2017428.94 | 2243521.14 | 0 | 0 | 0 | 4294.57 | 221797.63 | 2017428.94 | 0 | Non-ISO
PEDLEY SUB | 5626 | 66kV | 879.71 | 72715.75 | 6050979.91 | 6124575.37 | 0 | 0 | 0 | 879.71 | 72715.75 | 6050979.91 | 0 | Non-ISO
POMONA SUB | 5627 | 33kV & Below | 7625.28 | 113611.1 | 934550.52 | 1055786.9 | 0 | 0 | 0 | 7625.28 | 113611.1 | 934550.52 | 0 | Non-ISO
TENNESSEE SUB | 5628 | 66kV | 18481.64 | 429467.32 | 4517444.35 | 4965393.31 | 0 | 0 | 0 | 18481.64 | 429467.32 | 4517444.35 | 0 | Non-ISO
REDLANDS SUB | 5629 | 66kV | 7720827.21 | 179767.84 | 11607619.56 | 19508214.61 | 0 | 0 | 0 | 7720827.21 | 179767.84 | 11607619.56 | 0 | Non-ISO
GRAPELAND PEAKER SUB | 5630 | 66kV | 0 | 361159.5 | 1129007.5 | 1490167 | 0 | 0 | 0 | 0 | 361159.5 | 1129007.5 | 0 | Non-ISO
SAN ANTONIO SUB | 5631 | 66kV | 5741.31 | 232418.28 | 7066232.54 | 7304392.13 | 0 | 0 | 0 | 5741.31 | 232418.28 | 7066232.54 | 0 | Non-ISO
STODDARD SUB | 5632 | 33kV & Below | 5801.63 | 1059273.63 | 6236360.53 | 7301435.79 | 0 | 0 | 0 | 5801.63 | 1059273.63 | 6236360.53 | 0 | Non-ISO
SAN DIMAS SUB | 5633 | 66kV | 6634.59 | 182036.08 | 5794463.49 | 5983134.16 | 0 | 0 | 0 | 6634.59 | 182036.08 | 5794463.49 | 0 | Non-ISO
KAISER STEEL SUB | 5634 | 66kV | 0 | 0 | 415140.47 | 415140.47 | 0 | 0 | 0 | 0 | 0 | 415140.47 | 0 | Non-ISO
UPLAND SUB | 5635 | 66kV | 4771.8 | 258621.28 | 6890631.86 | 7154024.94 | 0 | 0 | 0 | 4771.8 | 258621.28 | 6890631.86 | 0 | Non-ISO
YUCAIPA SUB | 5636 | 66kV | 6287.37 | 186096.57 | 8448418.26 | 8640802.2 | 0 | 0 | 0 | 6287.37 | 186096.57 | 8448418.26 | 0 | Non-ISO
TIPPECANOE SUB | 5637 | 33kV & Below | 6560.15 | 618076.13 | 4631331.14 | 5255967.42 | 0 | 0 | 0 | 6560.15 | 618076.13 | 4631331.14 | 0 | Non-ISO
KEM SUB | 5638 | 66kV | 0 | 1489.48 | 535477.3 | 536966.78 | 0 | 0 | 0 | 0 | 1489.48 | 535477.3 | 0 | Non-ISO
FRANCIS SUB | 5639 | 66kV | 21323.73 | 294226.5 | 5293315.05 | 5608865.28 | 0 | 0 | 0 | 21323.73 | 294226.5 | 5293315.05 | 0 | Non-ISO
BURNT MILL SUB | 5640 | 33kV & Below | 19321.93 | 444991.7 | 6293450.66 | 6757764.29 | 0 | 0 | 0 | 19321.93 | 444991.7 | 6293450.66 | 0 | Non-ISO
MT VERNON SUB | 5641 | 33kV & Below | 5953.03 | 147348.8 | 2224681.87 | 2377983.7 | 0 | 0 | 0 | 5953.03 | 147348.8 | 2224681.87 | 0 | Non-ISO
EUCLID SUB | 5644 | 33kV & Below | 2156.09 | 388246.62 | 941229.12 | 1331631.83 | 0 | 0 | 0 | 2156.09 | 388246.62 | 941229.12 | 0 | Non-ISO
LAYFAIR SUB | 5645 | 66kV | 3267.75 | 353840.25 | 8185341.8 | 8542449.8 | 0 | 0 | 0 | 3267.75 | 353840.25 | 8185341.8 | 0 | Non-ISO
COLTON CEMENT SUB | 5646 | 66kV | 0 | 22181.65 | 992020.13 | 1014201.78 | 0 | 0 | 0 | 0 | 22181.65 | 992020.13 | 0 | Non-ISO
VALENCIA SUB | 5647 | 33kV & Below | 8436.52 | 1033984.51 | 518956.41 | 1561377.44 | 0 | 0 | 0 | 8436.52 | 1033984.51 | 518956.41 | 0 | Non-ISO
NAROD SUB | 5648 | 66kV | 6864.86 | 681919.56 | 14961322.55 | 15650106.97 | 0 | 0 | 0 | 6864.86 | 681919.56 | 14961322.55 | 0 | Non-ISO
LINDE AIR SUB | 5650 | 66kV | 0 | 2897.28 | 567019.44 | 569916.72 | 0 | 0 | 0 | 0 | 2897.28 | 567019.44 | 0 | Non-ISO
AMERON SUB | 5652 | 66kV | 11898.41 | 14597.15 | 1404484.1 | 1430979.66 | 0 | 0 | 0 | 11898.41 | 14597.15 | 1404484.1 | 0 | Non-ISO
SMILEY SUB | 5653 | 33kV & Below | 1590.32 | 358423.58 | 1248648.65 | 1608662.55 | 0 | 0 | 0 | 1590.32 | 358423.58 | 1248648.65 | 0 | Non-ISO
REDUCTION SUB | 5654 | 66kV | 2631.06 | 287656.32 | 3703415.97 | 3993703.35 | 0 | 0 | 0 | 2631.06 | 287656.32 | 3703415.97 | 0 | Non-ISO
NOGALES SUB | 5655 | 66kV | 23175.64 | 87309.72 | 6996486.8 | 7106972.16 | 0 | 0 | 0 | 23175.64 | 87309.72 | 6996486.8 | 0 | Non-ISO
BAIN SUB | 5656 | 66kV | 28695.45 | 780398.1 | 7041321.48 | 7850415.03 | 0 | 0 | 0 | 28695.45 | 780398.1 | 7041321.48 | 0 | Non-ISO
WHEEL SUB | 5657 | 66kV | 882.21 | 0 | 0 | 882.21 | 0 | 0 | 0 | 882.21 | 0 | 0 | 0 | Non-ISO
PIPE SUB | 5658 | 66kV | 410.43 | 16221.01 | 1154230.17 | 1170861.61 | 0 | 0 | 0 | 410.43 | 16221.01 | 1154230.17 | 0 | Non-ISO
ARCHIBALD SUB | 5659 | 66kV | 9307.15 | 348346.22 | 6431786.45 | 6789439.82 | 0 | 0 | 0 | 9307.15 | 348346.22 | 6431786.45 | 0 | Non-ISO
RUNNING SPRINGS SUB | 5661 | 33kV & Below | 12064.63 | 81707.89 | 3755542.96 | 3849315.48 | 0 | 0 | 0 | 12064.63 | 81707.89 | 3755542.96 | 0 | Non-ISO
ARBORS SUB | 5662 | 66kV | 0 | 0 | 235773.68 | 235773.68 | 0 | 0 | 0 | 0 | 0 | 235773.68 | 0 | Non-ISO
MILLIKEN SUB | 5663 | 66kV | 795975.01 | 527901.08 | 8343580.49 | 9667456.58 | 0 | 0 | 0 | 795975.01 | 527901.08 | 8343580.49 | 0 | Non-ISO
WIMBLEDON SUB | 5664 | 66kV | 0 | 833371.88 | 9049518.3 | 9882890.18 | 0 | 0 | 0 | 0 | 833371.88 | 9049518.3 | 0 | Non-ISO
HAVASU SUB | 5665 | 66kV | 2141.52 | 7329.18 | 1664026.07 | 1673496.77 | 0 | 0 | 0 | 2141.52 | 7329.18 | 1664026.07 | 0 | Non-ISO
ARCHLINE SUB | 5667 | 66kV | 19820.61 | 457316.63 | 8118775.7 | 8595912.94 | 0 | 0 | 0 | 19820.61 | 457316.63 | 8118775.7 | 0 | Non-ISO
CRESTMORE SUB | 5668 | 66kV | 850.47 | 3351.45 | 140139.62 | 144341.54 | 0 | 0 | 0 | 850.47 | 3351.45 | 140139.62 | 0 | Non-ISO
DEL ROSA SUB | 5670 | 66kV | 14077.6 | 1433336.15 | 8325913.38 | 9773327.13 | 0 | 0 | 0 | 14077.6 | 1433336.15 | 8325913.38 | 0 | Non-ISO
ALDER SUB | 5672 | 66kV | 8031.73 | 293320 | 11760340.87 | 12061692.6 | 0 | 0 | 0 | 8031.73 | 293320 | 11760340.87 | 0 | Non-ISO
WHIPPLE SUB | 5674 | 66kV | 14261.56 | 179752.93 | 3449097.42 | 3643111.91 | 0 | 0 | 0 | 14261.56 | 179752.93 | 3449097.42 | 0 | Non-ISO
CUCAMONGA SUB | 5677 | 66kV | 13341.36 | 410824.57 | 8010103.69 | 8434269.62 | 0 | 0 | 0 | 13341.36 | 410824.57 | 8010103.69 | 0 | Non-ISO
LANDING SUB | 5678 | 66kV | 4699.96 | 23628.83 | 2001439.02 | 2029767.81 | 0 | 0 | 0 | 4699.96 | 23628.83 | 2001439.02 | 0 | Non-ISO
CHASE SUB | 5679 | 66kV | 0 | 534447.49 | 10334458.48 | 10868905.97 | 0 | 0 | 0 | 0 | 534447.49 | 10334458.48 | 0 | Non-ISO
DIAMOND BAR SUB | 5680 | 66kV | 505887.21 | 322655.66 | 5193979.33 | 6022522.2 | 0 | 0 | 0 | 505887.21 | 322655.66 | 5193979.33 | 0 | Non-ISO
GARDEN STATE SUB | 5681 | 66kV | 0 | 6899 | 19604.82 | 26503.82 | 0 | 0 | 0 | 0 | 6899 | 19604.82 | 0 | Non-ISO
UNIMED SUB | 5682 | 66kV | 0 | 0 | 210290.93 | 210290.93 | 0 | 0 | 0 | 0 | 0 | 210290.93 | 0 | Non-ISO
DELGEN SUB | 5683 | 66kV | 0 | 9269.44 | 115267.35 | 124536.79 | 0 | 0 | 0 | 0 | 9269.44 | 115267.35 | 0 | Non-ISO
CIMGEN SUB | 5685 | 66kV | 0 | 1332.79 | 296681.78 | 298014.57 | 0 | 0 | 0 | 0 | 1332.79 | 296681.78 | 0 | Non-ISO
SOQUEL SUB | 5686 | 66kV | 333364.08 | 680130.96 | 5031705.29 | 6045200.33 | 0 | 0 | 0 | 333364.08 | 680130.96 | 5031705.29 | 0 | Non-ISO
ROCKAIR SUB | 5688 | 66kV | 9231.81 | 12621.43 | 243308.68 | 265161.92 | 0 | 0 | 0 | 9231.81 | 12621.43 | 243308.68 | 0 | Non-ISO
SIMPSON SUB | 5690 | 66kV | 0 | 1946.23 | 0 | 1946.23 | 0 | 0 | 0 | 0 | 1946.23 | 0 | 0 | Non-ISO
DATABANK SUB | 5694 | 66kV | 4231.64 | 6443.99 | 849233.83 | 859909.46 | 0 | 0 | 0 | 4231.64 | 6443.99 | 849233.83 | 0 | Non-ISO
CLAREMONT SUB | 5695 | 66kV | 28833.25 | 39672.2 | 1223414.45 | 1291919.9 | 0 | 0 | 0 | 28833.25 | 39672.2 | 1223414.45 | 0 | Non-ISO
FIBRE SUB | 5696 | 66kV | 0 | 13172.08 | 894272.66 | 907444.74 | 0 | 0 | 0 | 0 | 13172.08 | 894272.66 | 0 | Non-ISO
POLYPRO SUB | 5697 | 66kV | 0 | 43118.75 | 1016676.02 | 1059794.77 | 0 | 0 | 0 | 0 | 43118.75 | 1016676.02 | 0 | Non-ISO
BHP SUBSTATION | 5698 | 66kV | 0 | 61145.31 | 0 | 61145.31 | 0 | 0 | 0 | 0 | 61145.31 | 0 | 0 | Non-ISO
KINDER SUB. | 5699 | 66kV | 0 | 30407.27 | 486538.47 | 516945.74 | 0 | 0 | 0 | 0 | 30407.27 | 486538.47 | 0 | Non-ISO
ALON SUB | 5701 | 66kV | 13817.41 | 116586.91 | 7372726.27 | 7503130.59 | 0 | 0 | 0 | 13817.41 | 116586.91 | 7372726.27 | 0 | Non-ISO
VIDEO SUB | 5702 | 66kV | 8661.55 | 0 | 0 | 8661.55 | 0 | 0 | 0 | 8661.55 | 0 | 0 | 0 | Non-ISO
NAVY MOLE SUB | 5704 | 66kV | 0 | 20355.59 | 209975.23 | 230330.82 | 0 | 0 | 0 | 0 | 20355.59 | 209975.23 | 0 | Non-ISO
SHELLWAT SUB | 5705 | 66kV | 0 | 49560.34 | 1717493.77 | 1767054.11 | 0 | 0 | 0 | 0 | 49560.34 | 1717493.77 | 0 | Non-ISO
BELMONT SUB | 5706 | 33kV & Below | 3741.81 | 618519.43 | 2878477.15 | 3500738.39 | 0 | 0 | 0 | 3741.81 | 618519.43 | 2878477.15 | 0 | Non-ISO
BIXBY SUB | 5707 | 33kV & Below | 18626.43 | 124274 | 1665520.06 | 1808420.49 | 0 | 0 | 0 | 18626.43 | 124274 | 1665520.06 | 0 | Non-ISO
BOWL SUB | 5708 | 66kV | 21181.91 | 316263.24 | 7709698.59 | 8047143.74 | 0 | 0 | 0 | 21181.91 | 316263.24 | 7709698.59 | 0 | Non-ISO
INJECTION SUB | 5709 | 66kV | 2075.2 | 5151.74 | 114989.16 | 122216.1 | 0 | 0 | 0 | 2075.2 | 5151.74 | 114989.16 | 0 | Non-ISO
BREWSTER SUB | 5710 | 33kV & Below | 14222.04 | 156428.88 | 4299998.98 | 4470649.9 | 0 | 0 | 0 | 14222.04 | 156428.88 | 4299998.98 | 0 | Non-ISO
CARSON SUB | 5711 | 66kV | 95072.65 | 572982.58 | 3216270.3 | 3884325.53 | 0 | 0 | 0 | 95072.65 | 572982.58 | 3216270.3 | 0 | Non-ISO
CAMERON SUB | 5712 | 66kV | 0 | 167326.91 | 4477035.59 | 4644362.5 | 0 | 0 | 0 | 0 | 167326.91 | 4477035.59 | 0 | Non-ISO
CUDAHY SUB | 5714 | 66kV | 23609.58 | 398438.24 | 9676137.67 | 10098185.49 | 0 | 0 | 0 | 23609.58 | 398438.24 | 9676137.67 | 0 | Non-ISO
BOOST SUB | 5717 | 66kV | 1296.52 | 43227.1 | 804984.69 | 849508.31 | 0 | 0 | 0 | 1296.52 | 43227.1 | 804984.69 | 0 | Non-ISO
FRUITLAND SUB | 5718 | 66kV | 39968.39 | 203696.12 | 6367898.51 | 6611563.02 | 0 | 0 | 0 | 39968.39 | 203696.12 | 6367898.51 | 0 | Non-ISO
ASTRO SUB | 5719 | 66kV | 0 | 7855.43 | 713913.66 | 721769.09 | 0 | 0 | 0 | 0 | 7855.43 | 713913.66 | 0 | Non-ISO
FREEMONT SUB | 5720 | 66kV | 96954.51 | 198444.32 | 5626097.11 | 5921495.94 | 0 | 0 | 0 | 96954.51 | 198444.32 | 5626097.11 | 0 | Non-ISO
DIKE SUBSTATION | 5721 | 66kV | 0 | 89116.28 | 1836237.82 | 1925354.1 | 0 | 0 | 0 | 0 | 89116.28 | 1836237.82 | 0 | Non-ISO
PICO SUBSTATION | 5722 | 66kV | 0 | 462294.49 | 9231537.79 | 9693832.28 | 0 | 0 | 0 | 0 | 462294.49 | 9231537.79 | 0 | Non-ISO
CORNUTA SUBSTATION | 5723 | 66kV | 86695.2 | 164261.58 | 3056809.29 | 3307766.07 | 0 | 0 | 0 | 86695.2 | 164261.58 | 3056809.29 | 0 | Non-ISO
GRAHAM SUBSTATION | 5725 | 33kV & Below | 3622.28 | 260184.22 | 2002502.48 | 2266308.98 | 0 | 0 | 0 | 3622.28 | 260184.22 | 2002502.48 | 0 | Non-ISO
HATHAWAY SUBSTATION | 5726 | 66kV | 26441.79 | 1878747.25 | 6895296.45 | 8800485.49 | 0 | 0 | 0 | 26441.79 | 1878747.25 | 6895296.45 | 0 | Non-ISO
ATHENS SUBSTATION | 5727 | 33kV & Below | 8170.49 | 44169.75 | 2020902.62 | 2073242.86 | 0 | 0 | 0 | 8170.49 | 44169.75 | 2020902.62 | 0 | Non-ISO
HUNTINGTON PARK SUB | 5728 | 33kV & Below | 1511.51 | 173468.94 | 3211912.16 | 3386892.61 | 0 | 0 | 0 | 1511.51 | 173468.94 | 3211912.16 | 0 | Non-ISO
PACLINE SUBSTATION | 5730 | 66kV | 1790.1 | 20787.62 | 567421.46 | 589999.18 | 0 | 0 | 0 | 1790.1 | 20787.62 | 567421.46 | 0 | Non-ISO
LYNWOOD SUBSTATION | 5731 | 33kV & Below | 15753.59 | 111294.69 | 3210760.36 | 3337808.64 | 0 | 0 | 0 | 15753.59 | 111294.69 | 3210760.36 | 0 | Non-ISO
MAYWOOD SUBSTATION | 5732 | 33kV & Below | 2736.07 | 64612.72 | 1171713.31 | 1239062.1 | 0 | 0 | 0 | 2736.07 | 64612.72 | 1171713.31 | 0 | Non-ISO
LAKEWOOD SUBSTATION | 5733 | 66kV | 2066.43 | 81662.18 | 2566832.92 | 2650561.53 | 0 | 0 | 0 | 2066.43 | 81662.18 | 2566832.92 | 0 | Non-ISO
LINDEN SUBSTATION | 5734 | 33kV & Below | 1533.15 | 203841.52 | 1856179.78 | 2061554.45 | 0 | 0 | 0 | 1533.15 | 203841.52 | 1856179.78 | 0 | Non-ISO
LOCUST SUBSTATION | 5735 | 33kV & Below | 2318.74 | 112629.35 | 4162970.59 | 4277918.68 | 0 | 0 | 0 | 2318.74 | 112629.35 | 4162970.59 | 0 | Non-ISO
LOS CERRITOS SUB | 5738 | 66kV | 176528.19 | 310770.25 | 3737137.06 | 4224435.5 | 0 | 0 | 0 | 176528.19 | 310770.25 | 3737137.06 | 0 | Non-ISO
RANDOLPH SUBSTATION | 5739 | 66kV | 18869.22 | 419943.56 | 6088866.52 | 6527679.3 | 0 | 0 | 0 | 18869.22 | 419943.56 | 6088866.52 | 0 | Non-ISO
NAPLES SUBSTATION | 5740 | 33kV & Below | 4643.79 | 103502.15 | 1432071.32 | 1540217.26 | 0 | 0 | 0 | 4643.79 | 103502.15 | 1432071.32 | 0 | Non-ISO
THUMS "A" SUBSTATION | 5741 | 66kV | 0 | 1433.44 | 132865.18 | 134298.62 | 0 | 0 | 0 | 0 | 1433.44 | 132865.18 | 0 | Non-ISO
THUMS "B" SUBSTATION | 5742 | 66kV | 0 | 1441.24 | 172519.59 | 173960.83 | 0 | 0 | 0 | 0 | 1441.24 | 172519.59 | 0 | Non-ISO
OLDFIELD SUBSTATION | 5744 | 33kV & Below | 11495.64 | 1292523.85 | 3961661.26 | 5265680.75 | 0 | 0 | 0 | 11495.64 | 1292523.85 | 3961661.26 | 0 | Non-ISO
LARDER SUBSTATION | 5745 | 33kV & Below | 0 | 36616.49 | 1489350.56 | 1525967.05 | 0 | 0 | 0 | 0 | 36616.49 | 1489350.56 | 0 | Non-ISO
SANITREAT SUBSTATION | 5746 | 66kV | 1000 | 5047.31 | 18017.61 | 24064.92 | 0 | 0 | 0 | 1000 | 5047.31 | 18017.61 | 0 | Non-ISO
FERNWOOD SUBSTATION | 5749 | 66kV | 21799.82 | 90685.04 | 2997624.3 | 3110109.16 | 0 | 0 | 0 | 21799.82 | 90685.04 | 2997624.3 | 0 | Non-ISO
CALDEN SUBSTATION | 5750 | 66kV | 109960.48 | 67407.87 | 2993144.13 | 3170512.48 | 0 | 0 | 0 | 109960.48 | 67407.87 | 2993144.13 | 0 | Non-ISO
NOLA SUBSTATION | 5751 | 66kV | 149060.77 | 586594.85 | 2795692.87 | 3531348.49 | 0 | 0 | 0 | 149060.77 | 586594.85 | 2795692.87 | 0 | Non-ISO
SIGNAL HILL | 5753 | 66kV | 23308.28 | 207304.62 | 2422618.4 | 2653231.3 | 0 | 0 | 0 | 23308.28 | 207304.62 | 2422618.4 | 0 | Non-ISO
SOMERSET SUBSTATION | 5754 | 66kV | 5781.35 | 270781.95 | 6893314.68 | 7169877.98 | 0 | 0 | 0 | 5781.35 | 270781.95 | 6893314.68 | 0 | Non-ISO
STATE STREET SUBSTATION | 5755 | 66kV | 36338.39 | 325422.21 | 4336636.39 | 4698396.99 | 0 | 0 | 0 | 36338.39 | 325422.21 | 4336636.39 | 0 | Non-ISO
BULLIS SUBSTATION | 5756 | 66kV | 7071.64 | 245119.48 | 9591940.96 | 9844132.08 | 0 | 0 | 0 | 7071.64 | 245119.48 | 9591940.96 | 0 | Non-ISO
WEBCO SUBSTATION | 5757 | 66kV | 0 | 12941.88 | 222111.19 | 235053.07 | 0 | 0 | 0 | 0 | 12941.88 | 222111.19 | 0 | Non-ISO
WATSON SUBSTATION | 5758 | 66kV | 65254.97 | 2969021.5 | 9639226.49 | 12673502.96 | 0 | 0 | 0 | 65254.97 | 2969021.5 | 9639226.49 | 0 | Non-ISO
THUMS "C" SUBSTATION | 5759 | 66kV | 0 | 1520.59 | 171607.43 | 173128.02 | 0 | 0 | 0 | 0 | 1520.59 | 171607.43 | 0 | Non-ISO
THUMS "D" SUBSTATION | 5760 | 66kV | 0 | 1643.87 | 170235.53 | 171879.4 | 0 | 0 | 0 | 0 | 1643.87 | 170235.53 | 0 | Non-ISO
COLLEGE SUBSTATION | 5763 | 66kV | 0 | 0 | 391226.7 | 391226.7 | 0 | 0 | 0 | 0 | 0 | 391226.7 | 0 | Non-ISO
REVITAL SUBSTATION | 5765 | 66kV | 29526.28 | 4031.68 | 252724.1 | 286282.06 | 0 | 0 | 0 | 29526.28 | 4031.68 | 252724.1 | 0 | Non-ISO
DAISY SUBSTATION | 5766 | 33kV & Below | 21724.79 | 572258.63 | 2074131.8 | 2668115.22 | 0 | 0 | 0 | 21724.79 | 572258.63 | 2074131.8 | 0 | Non-ISO
COMPTON SUBSTATION | 5767 | 33kV & Below | 1227.49 | 58664.15 | 961539.89 | 1021431.53 | 0 | 0 | 0 | 1227.49 | 58664.15 | 961539.89 | 0 | Non-ISO
BROADWAY | 5768 | 66kV | 96151.01 | 143634.75 | 3856468.83 | 4096254.59 | 0 | 0 | 0 | 96151.01 | 143634.75 | 3856468.83 | 0 | Non-ISO
CLARK SUBSTATION | 5769 | 66kV | 7528.7 | 158391.14 | 2060462.59 | 2226382.43 | 0 | 0 | 0 | 7528.7 | 158391.14 | 2060462.59 | 0 | Non-ISO
GAGE SUBSTATION | 5770 | 33kV & Below | 1200.31 | 28894.9 | 1066300.98 | 1096396.19 | 0 | 0 | 0 | 1200.31 | 28894.9 | 1066300.98 | 0 | Non-ISO
LUCAS SUBSTATION | 5771 | 66kV | 11216.27 | 891521.53 | 9746361.45 | 10649099.25 | 0 | 0 | 0 | 11216.27 | 891521.53 | 9746361.45 | 0 | Non-ISO
IMPERIAL SUB | 5772 | 66kV | 22376.61 | 142256.64 | 7867267.74 | 8031900.99 | 0 | 0 | 0 | 22376.61 | 142256.64 | 7867267.74 | 0 | Non-ISO
FUEL SUBSTATION | 5773 | 66kV | 0 | 25825.45 | 282870.91 | 308696.36 | 0 | 0 | 0 | 0 | 25825.45 | 282870.91 | 0 | Non-ISO
LONGDON SUBSTATION | 5774 | 33kV & Below | 2942.93 | 301985.17 | 1340065.6 | 1644993.7 | 0 | 0 | 0 | 2942.93 | 301985.17 | 1340065.6 | 0 | Non-ISO
DOMHILL SUBSTATION | 5775 | 66kV | 0 | 16316.55 | 238826.85 | 255143.4 | 0 | 0 | 0 | 0 | 16316.55 | 238826.85 | 0 | Non-ISO
JERSEY SUBSTATION | 5776 | 66kV | 30304.78 | 274431.8 | 5055625.81 | 5360362.39 | 0 | 0 | 0 | 30304.78 | 274431.8 | 5055625.81 | 0 | Non-ISO
WOODRUFF SUBSTATION | 5777 | 33kV & Below | 12168.79 | 579157.83 | 3431085.25 | 4022411.87 | 0 | 0 | 0 | 12168.79 | 579157.83 | 3431085.25 | 0 | Non-ISO
DAVIDSON CITY | 5779 | 33kV & Below | 4957.3 | 48937.99 | 741257 | 795152.29 | 0 | 0 | 0 | 4957.3 | 48937.99 | 741257 | 0 | Non-ISO
NAOMI SUBSTATION | 5780 | 33kV & Below | 18551.61 | 61777.01 | 2708580.24 | 2788908.86 | 0 | 0 | 0 | 18551.61 | 61777.01 | 2708580.24 | 0 | Non-ISO
NEPTUNE SUBSTATION | 5781 | 66kV | 52528.33 | 113781.74 | 3440398.73 | 3606708.8 | 0 | 0 | 0 | 52528.33 | 113781.74 | 3440398.73 | 0 | Non-ISO
DOUGOIL SUB | 5782 | 66kV | 0 | 23526.53 | 1308214.56 | 1331741.09 | 0 | 0 | 0 | 0 | 23526.53 | 1308214.56 | 0 | Non-ISO
ERIC SUBSTATION | 5783 | 66kV | 49964.25 | 500771.16 | 2585251.11 | 3135986.52 | 0 | 0 | 0 | 49964.25 | 500771.16 | 2585251.11 | 0 | Non-ISO
HEDDA SUBSTATION | 5784 | 33kV & Below | 3772.94 | 1190231.5 | 1637019.9 | 2831024.34 | 0 | 0 | 0 | 3772.94 | 1190231.5 | 1637019.9 | 0 | Non-ISO
SUNNYSIDE SUBSTATION | 5785 | 66kV | 32118.03 | 518413.72 | 9896672.22 | 10447203.97 | 0 | 0 | 0 | 32118.03 | 518413.72 | 9896672.22 | 0 | Non-ISO
SOUTH GATE SUBSTATION | 5787 | 33kV & Below | 4092.23 | 1484325.64 | 2460871.41 | 3949289.28 | 0 | 0 | 0 | 4092.23 | 1484325.64 | 2460871.41 | 0 | Non-ISO
BOVINE SUBSTATION | 5788 | 66kV | 150722.83 | 103128.33 | 3353049.14 | 3606900.3 | 0 | 0 | 0 | 150722.83 | 103128.33 | 3353049.14 | 0 | Non-ISO
ARTESIA SUBSTATION | 5789 | 33kV & Below | 346.83 | 830719.56 | 1547955.02 | 2379021.41 | 0 | 0 | 0 | 346.83 | 830719.56 | 1547955.02 | 0 | Non-ISO
SEABRIGHT SUBSTATION | 5790 | 66kV | 3676.55 | 114827.42 | 3379586.83 | 3498090.8 | 0 | 0 | 0 | 3676.55 | 114827.42 | 3379586.83 | 0 | Non-ISO
GREENING SUBSTATION | 5791 | 66kV | 23723.8 | 405591.84 | 9948426.32 | 10377741.96 | 0 | 0 | 0 | 23723.8 | 405591.84 | 9948426.32 | 0 | Non-ISO
WESTEX SUBSTATION | 5792 | 66kV | 3119 | 7090.31 | 119423.07 | 129632.38 | 0 | 0 | 0 | 3119 | 7090.31 | 119423.07 | 0 | Non-ISO
ATRICH SUBSTATION | 5794 | 66kV | 2403.81 | 0 | 0 | 2403.81 | 0 | 0 | 0 | 2403.81 | 0 | 0 | 0 | Non-ISO
CERTIFIED SUBSTATION | 5795 | 66kV | 0 | 12972.78 | 161311.12 | 174283.9 | 0 | 0 | 0 | 0 | 12972.78 | 161311.12 | 0 | Non-ISO
STADIUM SUBSTATION | 5796 | 66kV | 0 | 83070.02 | 7404717.18 | 7487787.2 | 0 | 0 | 0 | 0 | 83070.02 | 7404717.18 | 0 | Non-ISO
CHERRY SUBSTATION | 5797 | 66kV | 458083.12 | 665295.91 | 4487900.07 | 5611279.1 | 0 | 0 | 0 | 458083.12 | 665295.91 | 4487900.07 | 0 | Non-ISO
MOVIE SUBSTATION | 5798 | 66kV | 1888137.56 | 1025678.68 | 3862878.22 | 6776694.46 | 0 | 0 | 0 | 1888137.56 | 1025678.68 | 3862878.22 | 0 | Non-ISO
PAPERMATE SUB | 5799 | 66kV | 0 | 18899.08 | 466645.91 | 485544.99 | 0 | 0 | 0 | 0 | 18899.08 | 466645.91 | 0 | Non-ISO
SOUTHEAST DIVISION | 5800 | Div Offices & Misc | 0 | 0 | 69255.51 | 69255.51 | 0 | 0 | 0 | 0 | 0 | 69255.51 | 0 | Non-ISO
VERA SUBSTATION | 5801 | 66kV | 50895.86 | 132233.5 | 5299612.94 | 5482742.3 | 0 | 0 | 0 | 50895.86 | 132233.5 | 5299612.94 | 0 | Non-ISO
MODENA SUBSTATION | 5802 | 66kV | 31251.65 | 440332.68 | 6516509.52 | 6988093.85 | 0 | 0 | 0 | 31251.65 | 440332.68 | 6516509.52 | 0 | Non-ISO
SMITH TOOL SUBSTATION | 5803 | 66kV | 5082.09 | 0 | 0 | 5082.09 | 0 | 0 | 0 | 5082.09 | 0 | 0 | 0 | Non-ISO
ATWOOD SUBSTATION | 5804 | 66kV | 9421.65 | 184522.91 | 4233982.61 | 4427927.17 | 0 | 0 | 0 | 9421.65 | 184522.91 | 4233982.61 | 0 | Non-ISO
BAYSIDE SUBSTATION | 5805 | 66kV | 44427.69 | 58204.58 | 4395125.34 | 4497757.61 | 0 | 0 | 0 | 44427.69 | 58204.58 | 4395125.34 | 0 | Non-ISO
APOLLO SUBSTATION | 5806 | 66kV | 596.93 | 169147.12 | 1089842.28 | 1259586.33 | 0 | 0 | 0 | 596.93 | 169147.12 | 1089842.28 | 0 | Non-ISO
BOLSA SUBSTATION | 5807 | 66kV | 34045.91 | 471244.94 | 4192671 | 4697961.85 | 0 | 0 | 0 | 34045.91 | 471244.94 | 4192671 | 0 | Non-ISO
BRYAN SUBSTATION | 5808 | 66kV | 14864.98 | 156759.15 | 8890814.94 | 9062439.07 | 0 | 0 | 0 | 14864.98 | 156759.15 | 8890814.94 | 0 | Non-ISO
SLATER SUBSTATION | 5809 | 66kV | 75818.17 | 387940.1 | 6158889.92 | 6622648.19 | 0 | 0 | 0 | 75818.17 | 387940.1 | 6158889.92 | 0 | Non-ISO
BRISTOL SUBSTATION | 5810 | 33kV & Below | 0 | 9955.04 | 457158.99 | 467114.03 | 0 | 0 | 0 | 0 | 9955.04 | 457158.99 | 0 | Non-ISO
CHIQUITA SUBSTATION | 5811 | 66kV | 648505.84 | 570540.26 | 8125982.45 | 9345028.55 | 0 | 0 | 0 | 648505.84 | 570540.26 | 8125982.45 | 0 | Non-ISO
MURPHY SUB | 5812 | 66kV | 61155.36 | 54309.82 | 2367534.11 | 2482999.29 | 0 | 0 | 0 | 61155.36 | 54309.82 | 2367534.11 | 0 | Non-ISO
CAROLINA SUBSTATION | 5813 | 66kV | 30813.36 | 643844.83 | 6658082.78 | 7332740.97 | 0 | 0 | 0 | 30813.36 | 643844.83 | 6658082.78 | 0 | Non-ISO
CARMENITA SUBSTATION | 5814 | 66kV | 6615.51 | 673276.39 | 9648680.58 | 10328572.48 | 0 | 0 | 0 | 6615.51 | 673276.39 | 9648680.58 | 0 | Non-ISO
PAPER SUBSTATION | 5815 | 66kV | 1488.29 | 10364.84 | 435105.6 | 446958.73 | 0 | 0 | 0 | 1488.29 | 10364.84 | 435105.6 | 0 | Non-ISO
PARKWOOD SUBSTATION | 5816 | 66kV | 58054.76 | 119031.88 | 5659256.66 | 5836343.3 | 0 | 0 | 0 | 58054.76 | 119031.88 | 5659256.66 | 0 | Non-ISO
COSTA MESA SUBSTATION | 5817 | 33kV & Below | 4078.3 | 178798.45 | 1656091.24 | 1838967.99 | 0 | 0 | 0 | 4078.3 | 178798.45 | 1656091.24 | 0 | Non-ISO
CROWN SUBSTATION | 5818 | 66kV | 57928.73 | 582392.83 | 7332795.9 | 7973117.46 | 0 | 0 | 0 | 57928.73 | 582392.83 | 7332795.9 | 0 | Non-ISO
ELY SUBSTATION | 5819 | 66kV | 52169.91 | 53016.63 | 7722456.2 | 7827642.74 | 0 | 0 | 0 | 52169.91 | 53016.63 | 7722456.2 | 0 | Non-ISO
DOWNEY SUB | 5820 | 33kV & Below | 8032.89 | 22467.15 | 3362581.01 | 3393081.05 | 0 | 0 | 0 | 8032.89 | 22467.15 | 3362581.01 | 0 | Non-ISO
FAIRVIEW SUBSTATION | 5821 | 66kV | 1818.22 | 937523.12 | 11975456.43 | 12914797.77 | 0 | 0 | 0 | 1818.22 | 937523.12 | 11975456.43 | 0 | Non-ISO
FULLERTON SUBSTATION | 5822 | 66kV | 20431.71 | 112326.38 | 10032177.99 | 10164936.08 | 0 | 0 | 0 | 20431.71 | 112326.38 | 10032177.99 | 0 | Non-ISO
GALLATIN SUB | 5823 | 66kV | 19042.07 | 159383.93 | 3201212.36 | 3379638.36 | 0 | 0 | 0 | 19042.07 | 159383.93 | 3201212.36 | 0 | Non-ISO
WEICO SUBSTATION | 5824 | 66kV | 0 | 0 | 75.02 | 75.02 | 0 | 0 | 0 | 0 | 0 | 75.02 | 0 | Non-ISO
HAMILTON SUBSTATION | 5825 | 66kV | 11052.84 | 1538306.85 | 8713036.08 | 10262395.77 | 0 | 0 | 0 | 11052.84 | 1538306.85 | 8713036.08 | 0 | Non-ISO
CAMDEN SUBSTATION | 5826 | 66kV | 183449.09 | 394886.22 | 4021821.48 | 4600156.79 | 0 | 0 | 0 | 183449.09 | 394886.22 | 4021821.48 | 0 | Non-ISO
WAVE SUBSTATION | 5828 | 66kV | 1978.24 | 231529.49 | 6233981.36 | 6467489.09 | 0 | 0 | 0 | 1978.24 | 231529.49 | 6233981.36 | 0 | Non-ISO
IRVINE SUBSTATION | 5829 | 66kV | 2643.32 | 340605.01 | 10153753.16 | 10497001.49 | 0 | 0 | 0 | 2643.32 | 340605.01 | 10153753.16 | 0 | Non-ISO
SOUTH PAC SUBSTATION | 5830 | 66kV | 0 | 21986.02 | 135771.34 | 157757.36 | 0 | 0 | 0 | 0 | 21986.02 | 135771.34 | 0 | Non-ISO
LA HABRA SUBSTATION | 5832 | 66kV | 916.07 | 667205.8 | 12808670.67 | 13476792.54 | 0 | 0 | 0 | 916.07 | 667205.8 | 12808670.67 | 0 | Non-ISO
GILBERT SUBSTATION | 5833 | 66kV | 42323.72 | 96235.52 | 4735255.88 | 4873815.12 | 0 | 0 | 0 | 42323.72 | 96235.52 | 4735255.88 | 0 | Non-ISO
LA MIRADA SUBSTATION | 5834 | 66kV | 52555.39 | 117526.13 | 2313750.88 | 2483832.4 | 0 | 0 | 0 | 52555.39 | 117526.13 | 2313750.88 | 0 | Non-ISO
LA VETA SUBSTATION | 5835 | 66kV | 77254.35 | 102258.05 | 5755615.52 | 5935127.92 | 0 | 0 | 0 | 77254.35 | 102258.05 | 5755615.52 | 0 | Non-ISO
MORRO SUBSTATION | 5836 | 66kV | 20035.87 | 134146.14 | 5688577.71 | 5842759.72 | 0 | 0 | 0 | 20035.87 | 134146.14 | 5688577.71 | 0 | Non-ISO
CYPRESS SUBSTATION | 5837 | 66kV | 25204.38 | 256087.85 | 11394656.05 | 11675948.28 | 0 | 0 | 0 | 25204.38 | 256087.85 | 11394656.05 | 0 | Non-ISO
NARROWS SUB | 5838 | 66kV | 30474.36 | 421195.8 | 6923645.14 | 7375315.3 | 0 | 0 | 0 | 30474.36 | 421195.8 | 6923645.14 | 0 | Non-ISO
SUNNYHILLS SUBSTATION | 5840 | 66kV | 0 | 36412.28 | 332949.16 | 369361.44 | 0 | 0 | 0 | 0 | 36412.28 | 332949.16 | 0 | Non-ISO
LEANDRO SUBSTATION | 5841 | 66kV | 0 | 466740.98 | 0 | 466740.98 | 0 | 0 | 0 | 0 | 466740.98 | 0 | 0 | Non-ISO
OCEANVIEW SUBSTATION | 5842 | 66kV | 6908.91 | 346823.15 | 7689295.85 | 8043027.91 | 0 | 0 | 0 | 6908.91 | 346823.15 | 7689295.85 | 0 | Non-ISO
ORANGE SUBSTATION | 5843 | 66kV | 91402.09 | 2741309.48 | 17794547.76 | 20627259.33 | 0 | 0 | 0 | 91402.09 | 2741309.48 | 17794547.76 | 0 | Non-ISO
WILSHIRE SUB | 5844 | 66kV | 0 | 0 | 39287.12 | 39287.12 | 0 | 0 | 0 | 0 | 0 | 39287.12 | 0 | Non-ISO
MOULTON SUBSTATION | 5845 | 66kV | 64266.46 | 811354.66 | 8564825.19 | 9440446.31 | 0 | 0 | 0 | 64266.46 | 811354.66 | 8564825.19 | 0 | Non-ISO
MERCURY SUB | 5846 | 66kV | 503.06 | 0 | 0 | 503.06 | 0 | 0 | 0 | 503.06 | 0 | 0 | 0 | Non-ISO
RIVERA SUB | 5848 | 33kV & Below | 3355.84 | 1055264.57 | 6219187.66 | 7277808.07 | 0 | 0 | 0 | 3355.84 | 1055264.57 | 6219187.66 | 0 | Non-ISO
SANTA ANA SUBSTATION | 5849 | 33kV & Below | 19605.48 | 1817213.16 | 0 | 1836818.64 | 0 | 0 | 0 | 19605.48 | 1817213.16 | 0 | 0 | Non-ISO
SANTA FE SPRINGS SUB | 5850 | 66kV | 26233.02 | 264376.63 | 8274771.32 | 8565380.97 | 0 | 0 | 0 | 26233.02 | 264376.63 | 8274771.32 | 0 | Non-ISO
GISLER SUBSTATION | 5851 | 66kV | 141655.82 | 466528.11 | 6688296.63 | 7296480.56 | 0 | 0 | 0 | 141655.82 | 466528.11 | 6688296.63 | 0 | Non-ISO
STEWART SUB | 5852 | 66kV | 83294.78 | 93607.97 | 4025471.24 | 4202373.99 | 0 | 0 | 0 | 83294.78 | 93607.97 | 4025471.24 | 0 | Non-ISO
TALBERT SUBSTATION | 5853 | 66kV | 23620.07 | 185901.76 | 4112043.54 | 4321565.37 | 0 | 0 | 0 | 23620.07 | 185901.76 | 4112043.54 | 0 | Non-ISO
BROOKHURST SUBSTATION | 5854 | 66kV | 118648.7 | 335948.3 | 5436021.67 | 5890618.67 | 0 | 0 | 0 | 118648.7 | 335948.3 | 5436021.67 | 0 | Non-ISO
WASHINGTON SUBSTATION | 5856 | 66kV | 86491.88 | 149195.93 | 3562446.25 | 3798134.06 | 0 | 0 | 0 | 86491.88 | 149195.93 | 3562446.25 | 0 | Non-ISO
SPONGE SUB | 5857 | 66kV | 0 | 10307.7 | 60307.1 | 70614.8 | 0 | 0 | 0 | 0 | 10307.7 | 60307.1 | 0 | Non-ISO
CEDARWOOD SUBSTATION | 5859 | 33kV & Below | 3885.63 | 69621.72 | 1136767.42 | 1210274.77 | 0 | 0 | 0 | 3885.63 | 69621.72 | 1136767.42 | 0 | Non-ISO
ALTON SUBSTATION | 5860 | 66kV | 62261.07 | 0 | 0 | 62261.07 | 0 | 0 | 0 | 62261.07 | 0 | 0 | 0 | Non-ISO
CHESTNUT SUBSTATION | 5861 | 66kV | 1680.85 | 226607.1 | 8977900.78 | 9206188.73 | 0 | 0 | 0 | 1680.85 | 226607.1 | 8977900.78 | 0 | Non-ISO
SULLIVAN SUBSTATION | 5862 | 66kV | 14328.16 | 463964 | 6201565.06 | 6679857.22 | 0 | 0 | 0 | 14328.16 | 463964 | 6201565.06 | 0 | Non-ISO
BARTOLO SUB | 5863 | 33kV & Below | 4276.75 | 84224.26 | 853905.48 | 942406.49 | 0 | 0 | 0 | 4276.75 | 84224.26 | 853905.48 | 0 | Non-ISO
EDGEWATER SUBSTATION | 5864 | 33kV & Below | 3839.73 | 46384.57 | 1034517.85 | 1084742.15 | 0 | 0 | 0 | 3839.73 | 46384.57 | 1034517.85 | 0 | Non-ISO
ESTRELLA SUBSTATION | 5865 | 66kV | 130439.95 | 294435.22 | 10837824.52 | 11262699.69 | 0 | 0 | 0 | 130439.95 | 294435.22 | 10837824.52 | 0 | Non-ISO
MARION SUBSTATION | 5866 | 66kV | 95573.38 | 58146.27 | 4570918.8 | 4724638.45 | 0 | 0 | 0 | 95573.38 | 58146.27 | 4570918.8 | 0 | Non-ISO
ARCH BEACH SUBSTATION | 5867 | 33kV & Below | 7596.16 | 94936.16 | 415140.42 | 517672.74 | 0 | 0 | 0 | 7596.16 | 94936.16 | 415140.42 | 0 | Non-ISO
SHAWNEE SUBSTATION | 5869 | 66kV | 486283.51 | 141748.59 | 4904261.71 | 5532293.81 | 0 | 0 | 0 | 486283.51 | 141748.59 | 4904261.71 | 0 | Non-ISO
LAMPSON SUBSTATION | 5870 | 66kV | 143290.49 | 297647.12 | 5905437.57 | 6346375.18 | 0 | 0 | 0 | 143290.49 | 297647.12 | 5905437.57 | 0 | Non-ISO
NORSEAL SUBSTATION | 5871 | 66kV | 0 | 25437.19 | 597457.13 | 622894.32 | 0 | 0 | 0 | 0 | 25437.19 | 597457.13 | 0 | Non-ISO
LAFAYETTE SUBSTATION | 5872 | 66kV | 109897.48 | 307656.17 | 5578004.13 | 5995557.78 | 0 | 0 | 0 | 109897.48 | 307656.17 | 5578004.13 | 0 | Non-ISO
LA PALMA SUBSTATION | 5873 | 66kV | 8903.34 | 1810287.01 | 9979959.8 | 11799150.15 | 0 | 0 | 0 | 8903.34 | 1810287.01 | 9979959.8 | 0 | Non-ISO
MAC ARTHUR SUBSTATION | 5874 | 66kV | 100887.79 | 184556.89 | 7782141.87 | 8067586.55 | 0 | 0 | 0 | 100887.79 | 184556.89 | 7782141.87 | 0 | Non-ISO
EDINGER SUBSTATION | 5875 | 33kV & Below | 11499.14 | 391982.87 | 2388976.24 | 2792458.25 | 0 | 0 | 0 | 11499.14 | 391982.87 | 2388976.24 | 0 | Non-ISO
TUSTIN SUBSTATION | 5878 | 66kV | 0 | 84594.51 | 0 | 84594.51 | 0 | 0 | 0 | 0 | 84594.51 | 0 | 0 | Non-ISO
CABRILLO SUBSTATION | 5879 | 66kV | 72333.12 | 639289.69 | 11969116.47 | 12680739.28 | 0 | 0 | 0 | 72333.12 | 639289.69 | 11969116.47 | 0 | Non-ISO
YORBA LINDA SUBSTATION | 5880 | 66kV | 109294.47 | 119657.69 | 5829629.57 | 6058581.73 | 0 | 0 | 0 | 109294.47 | 119657.69 | 5829629.57 | 0 | Non-ISO
BASTA SUBSTATION | 5883 | 33kV & Below | 6540.15 | 295662.67 | 1872145.23 | 2174348.05 | 0 | 0 | 0 | 6540.15 | 295662.67 | 1872145.23 | 0 | Non-ISO
BURRIS PIT | 5884 | 66kV | 0 | 17725.5 | 589360.24 | 607085.74 | 0 | 0 | 0 | 0 | 17725.5 | 589360.24 | 0 | Non-ISO
POWERINE SUB | 5885 | 66kV | 0 | 14762.75 | 965826.18 | 980588.93 | 0 | 0 | 0 | 0 | 14762.75 | 965826.18 | 0 | Non-ISO
PIONEER SUB | 5886 | 66kV | 145164.11 | 306243.3 | 6174371.1 | 6625778.51 | 0 | 0 | 0 | 145164.11 | 306243.3 | 6174371.1 | 0 | Non-ISO
BORREGO SUBSTATION | 5887 | 66kV | 40290.29 | 416807.87 | 6986243.17 | 7443341.33 | 0 | 0 | 0 | 40290.29 | 416807.87 | 6986243.17 | 0 | Non-ISO
WESTGATE SUB | 5888 | 33kV & Below | 23706.77 | 135828.21 | 1718604.26 | 1878139.24 | 0 | 0 | 0 | 23706.77 | 135828.21 | 1718604.26 | 0 | Non-ISO
PLACENTIA SUBSTATION | 5889 | 66kV | 62827.53 | 543929.27 | 4554485.51 | 5161242.31 | 0 | 0 | 0 | 62827.53 | 543929.27 | 4554485.51 | 0 | Non-ISO
CANYON SUBSTATION | 5890 | 66kV | 11184.76 | 475858.97 | 9898899.07 | 10385942.8 | 0 | 0 | 0 | 11184.76 | 475858.97 | 9898899.07 | 0 | Non-ISO
FRIENDLY HILLS SUB | 5891 | 33kV & Below | 11259.78 | 116118.21 | 2532288.35 | 2659666.34 | 0 | 0 | 0 | 11259.78 | 116118.21 | 2532288.35 | 0 | Non-ISO
TELEGRAPH SUB | 5892 | 66kV | 5865.32 | 1672720.97 | 11587275.33 | 13265861.62 | 0 | 0 | 0 | 5865.32 | 1672720.97 | 11587275.33 | 0 | Non-ISO
PASSONS SUB | 5893 | 66kV | 98244.34 | 129922.83 | 6362947.38 | 6591114.55 | 0 | 0 | 0 | 98244.34 | 129922.83 | 6362947.38 | 0 | Non-ISO
AMMONIA SUBSTATION | 5894 | 66kV | 0 | 0 | 1711.11 | 1711.11 | 0 | 0 | 0 | 0 | 0 | 1711.11 | 0 | Non-ISO
PAULARINO SUBSTATION | 5895 | 33kV & Below | 8006.09 | 77246.47 | 1251119.84 | 1336372.4 | 0 | 0 | 0 | 8006.09 | 77246.47 | 1251119.84 | 0 | Non-ISO
NIGUEL SUBSTATION | 5896 | 66kV | 46880.41 | 287560.88 | 12141989.61 | 12476430.9 | 0 | 0 | 0 | 46880.41 | 287560.88 | 12141989.61 | 0 | Non-ISO
SOCO SUBSTATION | 5897 | 66kV | 0 | 4229.06 | 696017.49 | 700246.55 | 0 | 0 | 0 | 0 | 4229.06 | 696017.49 | 0 | Non-ISO
FLORADAY SUB | 5898 | 33kV & Below | 11336.06 | 131104.34 | 3391250.83 | 3533691.23 | 0 | 0 | 0 | 11336.06 | 131104.34 | 3391250.83 | 0 | Non-ISO
TRASK SUBSTATION | 5899 | 66kV | 16481.26 | 153627.93 | 6140082.02 | 6310191.21 | 0 | 0 | 0 | 16481.26 | 153627.93 | 6140082.02 | 0 | Non-ISO
HOPEFUL SUB | 5901 | 66kV | 6998.56 | 28567.78 | 637845.34 | 673411.68 | 0 | 0 | 0 | 6998.56 | 28567.78 | 637845.34 | 0 | Non-ISO
LAS LOMAS SUB | 5902 | 66kV | 0 | 3202801.97 | 15031931.91 | 18234733.88 | 0 | 0 | 0 | 0 | 3202801.97 | 15031931.91 | 0 | Non-ISO
SKINWATER SUB | 5903 | 33kV & Below | 0 | 347631.75 | 1040879.84 | 1388511.59 | 0 | 0 | 0 | 0 | 347631.75 | 1040879.84 | 0 | Non-ISO
CUSTOMER SERVICE DEPART. | 6000 |  | 42277754.69 | 3583850.41 | 96415.88 | 45958020.98 | 0 | 0 | 0 | 42277754.69 | 3583850.41 | 96415.88 | 0 | Non-ISO
ORANGE COUNTY REGION | 6002 | 33kV & Below | 0 | 3931315.47 | 0 | 3931315.47 | 0 | 0 | 0 | 0 | 3931315.47 | 0 | 0 | Non-ISO
INLAND REGION | 6003 |  | 10165016.72 | 10841972.4 | 0 | 21006989.12 | 0 | 0 | 0 | 10165016.72 | 10841972.4 | 0 | 0 | Non-ISO
DESERT SPRINGS REGION | 6004 |  | 735.46 | 0 | 0 | 735.46 | 0 | 0 | 0 | 735.46 | 0 | 0 | 0 | Non-ISO
NORTH COAST REGION | 6005 |  | 404960.91 | 6621340.5 | 0 | 7026301.41 | 0 | 0 | 0 | 404960.91 | 6621340.5 | 0 | 0 | Non-ISO
RIALTO COMB FAC. BLDG B&C | 6011 | Div Offices & Misc | 30621.72 | 11428054.6 | 9724.37 | 11468400.69 | 0 | 0 | 0 | 30621.72 | 11428054.6 | 9724.37 | 0 | Non-ISO
SAN BERNARDINO REG OFFICE | 6013 |  | 0 | 360870.88 | 0 | 360870.88 | 0 | 0 | 0 | 0 | 360870.88 | 0 | 0 | Non-ISO
REGIONAL OFFICE-VENTURA | 6015 |  | 0 | 104380.31 | 0 | 104380.31 | 0 | 0 | 0 | 0 | 104380.31 | 0 | 0 | Non-ISO
MONTEBELLO DISTRICT OFFIC | 6022 |  | 252443.66 | 7726731.53 | 0 | 7979175.19 | 0 | 0 | 0 | 252443.66 | 7726731.53 | 0 | 0 | Non-ISO
COVINA SERVICE CENTER | 6026 |  | 1162490.45 | 14523594.29 | 22924.09 | 15709008.83 | 0 | 0 | 0 | 1162490.45 | 14523594.29 | 22924.09 | 0 | Non-ISO
MONROVIA SERVICE CENTER | 6027 |  | 639197.7 | 8563925.88 | 0 | 9203123.58 | 0 | 0 | 0 | 639197.7 | 8563925.88 | 0 | 0 | Non-ISO
CENTRAL ORANGE COUNTY DIS | 6029 | 33kV & Below | 705829.13 | 16429144.15 | 1933986.43 | 19068959.71 | 0 | 0 | 0 | 705829.13 | 16429144.15 | 1933986.43 | 0 | Non-ISO
FOOTHILL S/C | 6030 |  | 2189273.11 | 10259441.57 | 1217.15 | 12449931.83 | 0 | 0 | 0 | 2189273.11 | 10259441.57 | 1217.15 | 0 | Non-ISO
REDLANDS S/C | 6031 |  | 209522.58 | 8319690.57 | 11131.95 | 8540345.1 | 0 | 0 | 0 | 209522.58 | 8319690.57 | 11131.95 | 0 | Non-ISO
COMPTON S/C | 6032 |  | 609708.25 | 20764587.66 | 0 | 21374295.91 | 0 | 0 | 0 | 609708.25 | 20764587.66 | 0 | 0 | Non-ISO
ORANGE COAST S/C | 6033 |  | 520418.53 | 8005273.82 | 0 | 8525692.35 | 0 | 0 | 0 | 520418.53 | 8005273.82 | 0 | 0 | Non-ISO
ONTARIO S/C | 6034 |  | 3049786.71 | 23122397.35 | 12298.6 | 26184482.66 | 0 | 0 | 0 | 3049786.71 | 23122397.35 | 12298.6 | 0 | Non-ISO
THOUSAND OAKS S/C | 6035 |  | 1477148.82 | 12492117.88 | 0 | 13969266.7 | 0 | 0 | 0 | 1477148.82 | 12492117.88 | 0 | 0 | Non-ISO
ANTELOPE VALLEY S/C | 6036 |  | 914631.56 | 14807085.4 | 38523.88 | 15760240.84 | 0 | 0 | 0 | 914631.56 | 14807085.4 | 38523.88 | 0 | Non-ISO
VENTURA S/C | 6039 |  | 254809.4 | 14022154.1 | 0 | 14276963.5 | 0 | 0 | 0 | 254809.4 | 14022154.1 | 0 | 0 | Non-ISO
ARROWHEAD S/C | 6040 |  | 108860.63 | 6536859.95 | 18681.21 | 6664401.79 | 0 | 0 | 0 | 108860.63 | 6536859.95 | 18681.21 | 0 | Non-ISO
STA. MONICA S/C | 6042 |  | 479748.25 | 7249506.07 | 0 | 7729254.32 | 0 | 0 | 0 | 479748.25 | 7249506.07 | 0 | 0 | Non-ISO
SADDLEBACK S/C | 6043 |  | 5180175.71 | 14155657 | 11739.9 | 19347572.61 | 0 | 0 | 0 | 5180175.71 | 14155657 | 11739.9 | 0 | Non-ISO
SOUTH BAY S/C | 6044 |  | 817808.13 | 11068232.14 | 0 | 11886040.27 | 0 | 0 | 0 | 817808.13 | 11068232.14 | 0 | 0 | Non-ISO
LONG BEACH S/C | 6046 |  | 587413.4 | 6656721.62 | 0 | 7244135.02 | 0 | 0 | 0 | 587413.4 | 6656721.62 | 0 | 0 | Non-ISO
WHITTIER S/C | 6047 |  | 4792946.8 | 8390319.29 | 13316 | 13196582.09 | 0 | 0 | 0 | 4792946.8 | 8390319.29 | 13316 | 0 | Non-ISO
NO. ORANGE COUNTY S/C | 6048 |  | 407390.65 | 8790159.3 | 0 | 9197549.95 | 0 | 0 | 0 | 407390.65 | 8790159.3 | 0 | 0 | Non-ISO
STA. BARBARA S/C | 6049 |  | 32872.43 | 10710329.53 | 0 | 10743201.96 | 0 | 0 | 0 | 32872.43 | 10710329.53 | 0 | 0 | Non-ISO
BIG CREEK SERVICE CENTER | 6050 |  | 6613.93 | 10467226.52 | 10040.3 | 10483880.75 | 0 | 0 | 0 | 6613.93 | 10467226.52 | 10040.3 | 0 | Non-ISO
SAN JOAQUIN S/C | 6051 |  | 396889.93 | 18637797.36 | 2490.84 | 19037178.13 | 0 | 0 | 0 | 396889.93 | 18637797.36 | 2490.84 | 0 | Non-ISO
TEHACHAPI NO. REGION KERN | 6052 |  | 230774.12 | 13240299.55 | 5296.23 | 13476369.9 | 0 | 0 | 0 | 230774.12 | 13240299.55 | 5296.23 | 0 | Non-ISO
KERNVILLE S/C SUB-OFFICE | 6053 |  | 37117.52 | 3118913.34 | 1530.71 | 3157561.57 | 0 | 0 | 0 | 37117.52 | 3118913.34 | 1530.71 | 0 | Non-ISO
PORTERVILLE SC | 6054 |  | 254802.06 | 4760012.89 | 0 | 5014814.95 | 0 | 0 | 0 | 254802.06 | 4760012.89 | 0 | 0 | Non-ISO
VALENCIA SERVICE CENTER | 6059 |  | 333435.45 | 6871027.5 | 10040.3 | 7214503.25 | 0 | 0 | 0 | 333435.45 | 6871027.5 | 10040.3 | 0 | Non-ISO
CATALINA SERVICE CENTER | 6061 |  | 69829.47 | 9830979.21 | 0 | 9900808.68 | 0 | 0 | 0 | 69829.47 | 9830979.21 | 0 | 0 | Non-ISO
Customer Service | 6072 | CSTMR SRVC FAC. | 102585.32 | 4759071.25 | 0 | 4861656.57 | 0 | 0 | 0 | 102585.32 | 4759071.25 | 0 | 0 | Non-ISO
HIGH DESERT S/C | 6073 |  | 903457.21 | 15039293.3 | 0 | 15942750.51 | 0 | 0 | 0 | 903457.21 | 15039293.3 | 0 | 0 | Non-ISO
MENIFEE S/C | 6077 |  | 630483.94 | 32804739.55 | 477466.3 | 33912689.79 | 0 | 0 | 0 | 630483.94 | 32804739.55 | 477466.3 | 0 | Non-ISO
PALM SPRINGS S/C | 6079 |  | 1354244.4 | 9581841.33 | 9701.2 | 10945786.93 | 0 | 0 | 0 | 1354244.4 | 9581841.33 | 9701.2 | 0 | Non-ISO
29 PALMS SERVICE CENTER | 6084 |  | 120541.82 | 5021146.25 | 0 | 5141688.07 | 0 | 0 | 0 | 120541.82 | 5021146.25 | 0 | 0 | Non-ISO
BISHOP SERVICE CENTER | 6085 |  | 25526.17 | 4797812.34 | 1050.32 | 4824388.83 | 0 | 0 | 0 | 25526.17 | 4797812.34 | 1050.32 | 0 | Non-ISO
RIDGECREST SERVICE CENTER | 6086 |  | 462030.78 | 2747311.43 | 5873.72 | 3215215.93 | 0 | 0 | 0 | 462030.78 | 2747311.43 | 5873.72 | 0 | Non-ISO
BLYTHE SERVICE CENTER | 6087 |  | 397022.66 | 3192956.87 | 0 | 3589979.53 | 0 | 0 | 0 | 397022.66 | 3192956.87 | 0 | 0 | Non-ISO
WILDOMAR SERVICE CENTER | 6088 |  | 6330734.47 | 33349530.53 | 0 | 39680265 | 0 | 0 | 0 | 6330734.47 | 33349530.53 | 0 | 0 | Non-ISO
MOBILE TRANSFORMER -MONTEBELLO | 6090 |  | 0 | 0 | 54469.61 | 54469.61 | 0 | 0 | 0 | 0 | 0 | 54469.61 | 0 | Non-ISO
FRAZIER PARK FACILITY | 6108 |  | 6194.99 | 488423.34 | 0 | 494618.33 | 0 | 0 | 0 | 6194.99 | 488423.34 | 0 | 0 | Non-ISO
MAMMOTH LAKES SERVICE CTR | 6112 |  | 80671.69 | 4633601.89 | 0 | 4714273.58 | 0 | 0 | 0 | 80671.69 | 4633601.89 | 0 | 0 | Non-ISO
29 PALMS LOCAL OFFICE | 6113 |  | 2188.04 | 161359.26 | 0 | 163547.3 | 0 | 0 | 0 | 2188.04 | 161359.26 | 0 | 0 | Non-ISO
SANTA ANA CMB FAC-EDBU OF | 6114 |  | 0 | 3502903.83 | 0 | 3502903.83 | 0 | 0 | 0 | 0 | 3502903.83 | 0 | 0 | Non-ISO
CHINO YARD TRAINING FAC | 6115 |  | 0 | 883254.37 | 0 | 883254.37 | 0 | 0 | 0 | 0 | 883254.37 | 0 | 0 | Non-ISO
RCRO-EMPIRE LAKES(LEASED) | 6213 |  | 0 | 6973739.14 | 0 | 6973739.14 | 0 | 0 | 0 | 0 | 6973739.14 | 0 | 0 | Non-ISO
FRESNO COUNTY | 7010 | 33kV & Below | 0 | 0 | 8811.59 | 8811.59 | 0 | 0 | 0 | 0 | 0 | 8811.59 | 0 | Non-ISO
INYO COUNTY | 7014 |  | 0 | 0 | 12825.99 | 12825.99 | 0 | 0 | 0 | 0 | 0 | 12825.99 | 0 | Non-ISO
KERN COUNTY | 7015 | 33kV & Below | 0 | 395128.21 | 0 | 395128.21 | 0 | 0 | 0 | 0 | 395128.21 | 0 | 0 | Non-ISO
LOS ANGELES COUNTY | 7019 |  | 0 | 143479.75 | 0 | 143479.75 | 0 | 0 | 0 | 0 | 143479.75 | 0 | 0 | Non-ISO
RIVERSIDE COUNTY | 7033 |  | 0 | 0 | 327950.52 | 327950.52 | 0 | 0 | 0 | 0 | 0 | 327950.52 | 0 | Non-ISO
SAN BERNARDINO COUNTY | 7036 |  | 0 | 0 | 8068917.33 | 8068917.33 | 0 | 0 | 0 | 0 | 0 | 8068917.33 | 0 | Non-ISO
TULARE COUNTY | 7054 |  | 367.9 | 0 | 65969.47 | 66337.37 | 0 | 0 | 0 | 367.9 | 0 | 65969.47 | 0 | Non-ISO
THORNHILL(CEP) SUB | 8004 | 115kV | 0 | 0 | 0 | 0 | 0 | 0 | 0 | 0 | 0 | 0 | 0 | Non-ISO
RIVERTEX SUBSTATION | 8007 | 33kV & Below | 0 | 0 | 16324.34 | 16324.34 | 0 | 0 | 0 | 0 | 0 | 16324.34 | 0 | Non-ISO
PHELAN(CEP) SUB | 8010 | 115kV | 0 | 0 | 0 | 0 | 0 | 0 | 0 | 0 | 0 | 0 | 0 | Non-ISO
BANWIND SUBSTATION | 8011 | 115kV | 0 | 0 | 6850.35 | 6850.35 | 0 | 0 | 0 | 0 | 0 | 6850.35 | 0 | Non-ISO
APPLE VALLEY(CEP) SUB | 8013 | 115kV | 0 | 0 | 0 | 0 | 0 | 0 | 0 | 0 | 0 | 0 | 0 | Non-ISO
SAVAGE(CEP) SUB | 8020 | 115kV | 0 | 6417.44 | 334118.4 | 340535.84 | 0 | 0 | 0 | 0 | 6417.44 | 334118.4 | 0 | Non-ISO
PEPPER(CEP) SUB | 8021 | 115kV | 0 | 0 | 0 | 0 | 0 | 0 | 0 | 0 | 0 | 0 | 0 | Non-ISO
YUCCA(CEP) SUB | 8022 | 115kV | 0 | 0 | 15177.71 | 15177.71 | 0 | 0 | 0 | 0 | 0 | 15177.71 | 0 | Non-ISO
ALESSANDRO(CEP) SUB | 8024 | 115kV | 0 | 0 | 0 | 0 | 0 | 0 | 0 | 0 | 0 | 0 | 0 | Non-ISO
BANNING SUB | 8026 | 115kV | 0 | 0 | 8545.71 | 8545.71 | 0 | 0 | 0 | 0 | 0 | 8545.71 | 0 | Non-ISO
HI DESERT(CEP) SUB | 8029 | 115kV | 0 | 0 | 7514.95 | 7514.95 | 0 | 0 | 0 | 0 | 0 | 7514.95 | 0 | Non-ISO
MOUNTAIN PASS(CEP) SUB | 8030 | 115kV | 0 | 5567.15 | 72774.74 | 78341.89 | 0 | 0 | 0 | 0 | 5567.15 | 72774.74 | 0 | Non-ISO
RANDSBURG(CEP) SUB | 8031 | 115kV | 0 | 0 | 57128.17 | 57128.17 | 0 | 0 | 0 | 0 | 0 | 57128.17 | 0 | Non-ISO
SEARLES(CEP) SUB | 8033 | 115kV | 0 | 12120.29 | 859602.78 | 871723.07 | 0 | 0 | 0 | 0 | 12120.29 | 859602.78 | 0 | Non-ISO
SANTA ROSA(CEP) SUB | 8036 | 115kV | 0 | 0 | 782187.23 | 782187.23 | 0 | 0 | 0 | 0 | 0 | 782187.23 | 0 | Non-ISO
HOLGATE(CEP) SUB | 8041 | 115kV | 0 | 0 | 4488.5 | 4488.5 | 0 | 0 | 0 | 0 | 0 | 4488.5 | 0 | Non-ISO
CALECTRIC SUB (CEP) | 8042 | 115kV | 0 | 0 | 0 | 0 | 0 | 0 | 0 | 0 | 0 | 0 | 0 | Non-ISO
GARNET SUB | 8044 | 115kV | 0 | 0 | 135942.53 | 135942.53 | 0 | 0 | 0 | 0 | 0 | 135942.53 | 0 | Non-ISO
PUREWATER SUB | 8059 | 115kV | 0 | 0 | 31948.06 | 31948.06 | 0 | 0 | 0 | 0 | 0 | 31948.06 | 0 | Non-ISO
WHIRLWIND SUB | 8060 | 500kV | 0 | 0 | 1434.48 | 1434.48 | 0 | 0 | 0 | 0 | 0 | 1434.48 | 0 | Non-ISO
TIFFANYWIND SUB | 8064 | 115kV | 0 | 0 | 42100.99 | 42100.99 | 0 | 0 | 0 | 0 | 0 | 42100.99 | 0 | Non-ISO
CARODEAN | 8072 | 115kV | 88408.77 | 0 | 0 | 88408.77 | 0 | 0 | 0 | 88408.77 | 0 | 0 | 0 | Non-ISO
IVYGLEN SUB | 8073 | 115kV | 0 | 0 | 21160.05 | 21160.05 | 0 | 0 | 0 | 0 | 0 | 21160.05 | 0 | Non-ISO
SN BRDNO SWTCHRCK | 8076 & 1999 | 220kV | 0 | 0 | 0 | 0 | 0 | 0 | 0 | 0 | 0 | 0 | 0 | Non-ISO
NUSED RAILROAD CNYN(NEW) | 8077 | 33kV & Below | 0 | 0 | 7661.7 | 7661.7 | 0 | 0 | 0 | 0 | 0 | 7661.7 | 0 | Non-ISO
AQUEDUCT SUB | 8079 | 115kV | 4972.83 | 0 | 1016.98 | 5989.81 | 0 | 0 | 0 | 4972.83 | 0 | 1016.98 | 0 | Non-ISO
CAJALCO SUB | 8086 | 115kV | 0 | 0 | 0 | 0 | 0 | 0 | 0 | 0 | 0 | 0 | 0 | Non-ISO
HESPERIA SUB | 8087 | 115kV | 0 | 0 | 10186.98 | 10186.98 | 0 | 0 | 0 | 0 | 0 | 10186.98 | 0 | Non-ISO
SHANDIN SUB | 8093 | 115kV | 0 | 118322.46 | 0 | 118322.46 | 0 | 0 | 0 | 0 | 118322.46 | 0 | 0 | Non-ISO
ARROWHEAD SUB | 8094 | 115kV | 0 | 10044.97 | 777296.51 | 787341.48 | 0 | 0 | 0 | 0 | 10044.97 | 777296.51 | 0 | Non-ISO
MARSCHINO SUB | 8096 | 115kV | 0 | 0 | 6720.18 | 6720.18 | 0 | 0 | 0 | 0 | 0 | 6720.18 | 0 | Non-ISO
DUNN SIDING SUB | 8097 | 115kV | 0 | 0 | 0 | 0 | 0 | 0 | 0 | 0 | 0 | 0 | 0 | Non-ISO
EISENHOWER SUB | 8098 | 115kV | 0 | 0 | 372005.69 | 372005.69 | 0 | 0 | 0 | 0 | 0 | 372005.69 | 0 | Non-ISO
AMARGO SUB | 8102 | 33kV & Below | 735.47 | 19941.81 | 745313.9 | 765991.18 | 0 | 0 | 0 | 735.47 | 19941.81 | 745313.9 | 0 | Non-ISO
AMBOY SUB | 8103 | 33kV & Below | 0 | 0 | 33698.95 | 33698.95 | 0 | 0 | 0 | 0 | 0 | 33698.95 | 0 | Non-ISO
FARRELL SUB | 8104 | 115kV | 55705.7 | 63285.02 | 416987.99 | 535978.71 | 0 | 0 | 0 | 55705.7 | 63285.02 | 416987.99 | 0 | Non-ISO
APPLE VALLEY SUB | 8105 | 115kV | 5647.58 | 29056.78 | 2870.77 | 37575.13 | 0 | 0 | 0 | 5647.58 | 29056.78 | 2870.77 | 0 | Non-ISO
ARABY SUB | 8106 | 33kV & Below | 0 | 0 | 0 | 0 | 0 | 0 | 0 | 0 | 0 | 0 | 0 | Non-ISO
BARSTOW SUB | 8110 | 33kV & Below | 1279.15 | 33413.46 | 4097129.16 | 4131821.77 | 0 | 0 | 0 | 1279.15 | 33413.46 | 4097129.16 | 0 | Non-ISO
BLYTHE SUB | 8113 | 33kV & Below | 4124.09 | 1011323.51 | 7540780.29 | 8556227.89 | 0 | 0 | 0 | 4124.09 | 1011323.51 | 7540780.29 | 0 | Non-ISO
BRYMAN SUB | 8117 | 33kV & Below | 237.32 | 37061.59 | 956508.86 | 993807.77 | 0 | 0 | 0 | 237.32 | 37061.59 | 956508.86 | 0 | Non-ISO
CABAZON SUB | 8118 | 33kV & Below | 46674.94 | 189738.71 | 1757525.88 | 1993939.53 | 0 | 0 | 0 | 46674.94 | 189738.71 | 1757525.88 | 0 | Non-ISO
CADY SUB | 8119 | 33kV & Below | 202.59 | 54479.75 | 774526.77 | 829209.11 | 0 | 0 | 0 | 202.59 | 54479.75 | 774526.77 | 0 | Non-ISO
MILITARY SUB | 8120 | 33kV & Below | 0 | 8386.94 | 707265.58 | 715652.52 | 0 | 0 | 0 | 0 | 8386.94 | 707265.58 | 0 | Non-ISO
CANTIL SUB | 8121 | 33kV & Below | 97.65 | 0 | 216416.28 | 216513.93 | 0 | 0 | 0 | 97.65 | 0 | 216416.28 | 0 | Non-ISO
CATHEDRAL CITY SUB | 8123 | 33kV & Below | 660.72 | 27262.13 | 2641710.34 | 2669633.19 | 0 | 0 | 0 | 660.72 | 27262.13 | 2641710.34 | 0 | Non-ISO
PALM SPRINGS SUB | 8124 | 33kV & Below | 3158.84 | 157114.8 | 2013496.6 | 2173770.24 | 0 | 0 | 0 | 3158.84 | 157114.8 | 2013496.6 | 0 | Non-ISO
CHASE 2 SUB | 8126 | 33kV & Below | 191175.81 | 0 | 6479.41 | 197655.22 | 0 | 0 | 0 | 191175.81 | 0 | 6479.41 | 0 | Non-ISO
CONVERSE FLATS SUB | 8130 | 33kV & Below | 0 | 52618.99 | 175813.13 | 228432.12 | 0 | 0 | 0 | 0 | 52618.99 | 175813.13 | 0 | Non-ISO
CAL CITY SUB | 8132 | 33kV & Below | 29661.41 | 176760.93 | 6132829.24 | 6339251.58 | 0 | 0 | 0 | 29661.41 | 176760.93 | 6132829.24 | 0 | Non-ISO
DAGGETT SUB | 8133 | 33kV & Below | 258.71 | 0 | 99446.91 | 99705.62 | 0 | 0 | 0 | 258.71 | 0 | 99446.91 | 0 | Non-ISO
DESERT OUTPOST SUB | 8136 | 33kV & Below | 10453.81 | 28923.78 | 884859.76 | 924237.35 | 0 | 0 | 0 | 10453.81 | 28923.78 | 884859.76 | 0 | Non-ISO
DOWNS SUB | 8137 | 115kV | 513493.96 | 241349.25 | 6017173.82 | 6772017.03 | 0 | 0 | 0 | 513493.96 | 241349.25 | 6017173.82 | 0 | Non-ISO
FORT IRWIN SUBSTATION | 8138 | 33kV & Below | 0 | 0 | 80729.04 | 80729.04 | 0 | 0 | 0 | 0 | 0 | 80729.04 | 0 | Non-ISO
DUNES SUB | 8139 | 33kV & Below | 0 | 9651.49 | 700886.18 | 710537.67 | 0 | 0 | 0 | 0 | 9651.49 | 700886.18 | 0 | Non-ISO
EAST BARSTOW SUB | 8140 | 33kV & Below | 1367.88 | 7639.14 | 305000.73 | 314007.75 | 0 | 0 | 0 | 1367.88 | 7639.14 | 305000.73 | 0 | Non-ISO
VENT SUB | 8141 | 33kV & Below | 0 | 0 | 8593.13 | 8593.13 | 0 | 0 | 0 | 0 | 0 | 8593.13 | 0 | Non-ISO
EDGEMONT SUB | 8143 | 33kV & Below | 1172.53 | 0 | 6569.33 | 7741.86 | 0 | 0 | 0 | 1172.53 | 0 | 6569.33 | 0 | Non-ISO
FOREST HOME SUB | 8148 | 33kV & Below | 0 | 4911.37 | 756998.36 | 761909.73 | 0 | 0 | 0 | 0 | 4911.37 | 756998.36 | 0 | Non-ISO
GEORGE AIR FORCE BASE SUB | 8149 | 33kV & Below | 13867.51 | 240.77 | 323009.68 | 337117.96 | 0 | 0 | 0 | 13867.51 | 240.77 | 323009.68 | 0 | Non-ISO
SUNSHINE SWITCHYARD SUB | 8150 | 66kV | 0 | -959010.36 | 1231715.66 | 272705.3 | 0 | 0 | 0 | 0 | -959010.36 | 1231715.66 | 0 | Non-ISO
GLEN AVON SUB | 8151 | 66kV | 94930.03 | 816532.57 | 9698558.07 | 10610020.67 | 0 | 0 | 0 | 94930.03 | 816532.57 | 9698558.07 | 0 | Non-ISO
GLEN IVY SUB | 8152 | 33kV & Below | 2657.77 | 243.3 | 255499.52 | 258400.59 | 0 | 0 | 0 | 2657.77 | 243.3 | 255499.52 | 0 | Non-ISO
GOLDSTONE SUB | 8154 | 33kV & Below | 0 | 0 | 168244.38 | 168244.38 | 0 | 0 | 0 | 0 | 0 | 168244.38 | 0 | Non-ISO
NUGGET SUB | 8156 | 33kV & Below | 12401.98 | 726659.15 | 7331217.35 | 8070278.48 | 0 | 0 | 0 | 12401.98 | 726659.15 | 7331217.35 | 0 | Non-ISO
EL SOBRANTE SUB | 8159 | 33kV & Below | 13383.61 | 1368598.18 | 7879861.62 | 9261843.41 | 0 | 0 | 0 | 13383.61 | 1368598.18 | 7879861.62 | 0 | Non-ISO
HARPER LAKE SUB | 8160 | 33kV & Below | 72.81 | 13909.17 | 0 | 13981.98 | 0 | 0 | 0 | 72.81 | 13909.17 | 0 | 0 | Non-ISO
HARVARD SUB | 8161 | 33kV & Below | 853.62 | 14232.91 | 88461.91 | 103548.44 | 0 | 0 | 0 | 853.62 | 14232.91 | 88461.91 | 0 | Non-ISO
DEFRAIN SUB | 8162 | 33kV & Below | 9916.23 | 111814.54 | 1897765.27 | 2019496.04 | 0 | 0 | 0 | 9916.23 | 111814.54 | 1897765.27 | 0 | Non-ISO
HELENDALE SUB | 8163 | 33kV & Below | 277.31 | 13948.13 | 2013951.66 | 2028177.1 | 0 | 0 | 0 | 277.31 | 13948.13 | 2013951.66 | 0 | Non-ISO
HEMET SUB | 8164 | 33kV & Below | 2925.23 | 602461.8 | 3251895.7 | 3857282.73 | 0 | 0 | 0 | 2925.23 | 602461.8 | 3251895.7 | 0 | Non-ISO
HINKLEY SUB | 8167 | 33kV & Below | 286.16 | 68407.25 | 2777681.03 | 2846374.44 | 0 | 0 | 0 | 286.16 | 68407.25 | 2777681.03 | 0 | Non-ISO
IDYLLWILD SUB | 8168 | 33kV & Below | 833.67 | 42485.64 | 1488785.21 | 1532104.52 | 0 | 0 | 0 | 833.67 | 42485.64 | 1488785.21 | 0 | Non-ISO
INYOKERN TOWN SUB | 8170 | 33kV & Below | 673.69 | 0 | 323541.19 | 324214.88 | 0 | 0 | 0 | 673.69 | 0 | 323541.19 | 0 | Non-ISO
COFFEE SUB | 8171 | 33kV & Below | 27719.14 | 308603.51 | 9131870.79 | 9468193.44 | 0 | 0 | 0 | 27719.14 | 308603.51 | 9131870.79 | 0 | Non-ISO
JOSHUA TREE SUB | 8172 | 33kV & Below | 320.32 | 49102.82 | 1178928.42 | 1228351.56 | 0 | 0 | 0 | 320.32 | 49102.82 | 1178928.42 | 0 | Non-ISO
KEMPSTER SUB | 8176 | 33kV & Below | 5029.16 | 1940.49 | 415648.25 | 422617.9 | 0 | 0 | 0 | 5029.16 | 1940.49 | 415648.25 | 0 | Non-ISO
LAKEVIEW SUB | 8179 | 115kV | 491099.83 | 0 | 0 | 491099.83 | 0 | 0 | 0 | 491099.83 | 0 | 0 | 0 | Non-ISO
MINNEOLA SUB | 8190 | 33kV & Below | 198.36 | 28867.45 | 1359597.81 | 1388663.62 | 0 | 0 | 0 | 198.36 | 28867.45 | 1359597.81 | 0 | Non-ISO
MORENO SUB | 8193 | 115kV | 4351.78 | 88390.57 | 2434084.64 | 2526826.99 | 0 | 0 | 0 | 4351.78 | 88390.57 | 2434084.64 | 0 | Non-ISO
MURRIETA 2 SUB | 8195 | 33kV & Below | 549.52 | 23819.32 | 1254354.8 | 1278723.64 | 0 | 0 | 0 | 549.52 | 23819.32 | 1254354.8 | 0 | Non-ISO
MURRIETA SUB | 8196 | 66kV | 0 | 0 | 2411588.25 | 2411588.25 | 0 | 0 | 0 | 0 | 0 | 2411588.25 | 0 | Non-ISO
SOUTHCAP SUB. | 8197 | 115kV | 0 | 84972.44 | 192573.66 | 277546.1 | 0 | 0 | 0 | 0 | 84972.44 | 192573.66 | 0 | Non-ISO
MUSCOY SUB | 8198 | 33kV & Below | 13.1 | 66705.38 | 415637.23 | 482355.71 | 0 | 0 | 0 | 13.1 | 66705.38 | 415637.23 | 0 | Non-ISO
SOUTHDOWN SUBSTATION | 8199 | 115kV | 0 | 34000.09 | 563603.96 | 597604.05 | 0 | 0 | 0 | 0 | 34000.09 | 563603.96 | 0 | Non-ISO
BELDING SUB | 8204 | 33kV & Below | 0 | 1128492.73 | 1512043.18 | 2640535.91 | 0 | 0 | 0 | 0 | 1128492.73 | 1512043.18 | 0 | Non-ISO
NORTH INTAKE SUB | 8205 | 33kV & Below | 0 | 71001.41 | 1523996.19 | 1594997.6 | 0 | 0 | 0 | 0 | 71001.41 | 1523996.19 | 0 | Non-ISO
NORTH MUROC SUB | 8206 | 33kV & Below | 130.21 | 0 | 271250.37 | 271380.58 | 0 | 0 | 0 | 130.21 | 0 | 271250.37 | 0 | Non-ISO
HOLIDAY SUB | 8207 | 33kV & Below | 1030.64 | 88467.83 | 2770530.82 | 2860029.29 | 0 | 0 | 0 | 1030.64 | 88467.83 | 2770530.82 | 0 | Non-ISO
NUEVO SUB | 8209 | 33kV & Below | 878.58 | 8846.39 | 367689.5 | 377414.47 | 0 | 0 | 0 | 878.58 | 8846.39 | 367689.5 | 0 | Non-ISO
OLIVE LAKE SUB | 8210 | 33kV & Below | 492.39 | 23285.56 | 2948260.44 | 2972038.39 | 0 | 0 | 0 | 492.39 | 23285.56 | 2948260.44 | 0 | Non-ISO
ORDWAY SUB | 8211 | 33kV & Below | 626.39 | 43313.02 | 2644487.2 | 2688426.61 | 0 | 0 | 0 | 626.39 | 43313.02 | 2644487.2 | 0 | Non-ISO
ORO GRANDE SUB | 8212 | 33kV & Below | 0 | 538.23 | 533668.48 | 534206.71 | 0 | 0 | 0 | 0 | 538.23 | 533668.48 | 0 | Non-ISO
PALM CANYON SUB | 8214 | 33kV & Below | 47783.43 | 672843.62 | 3537012.77 | 4257639.82 | 0 | 0 | 0 | 47783.43 | 672843.62 | 3537012.77 | 0 | Non-ISO
PALM VILLAGE SUB | 8215 | 33kV & Below | 791.84 | 179742.37 | 3917763.16 | 4098297.37 | 0 | 0 | 0 | 791.84 | 179742.37 | 3917763.16 | 0 | Non-ISO
PEERLESS SUB | 8216 | 33kV & Below | 0 | 2690.31 | 411949.92 | 414640.23 | 0 | 0 | 0 | 0 | 2690.31 | 411949.92 | 0 | Non-ISO
GAVILAN SUB | 8219 | 33kV & Below | 19369.74 | 76655.34 | 2884180.33 | 2980205.41 | 0 | 0 | 0 | 19369.74 | 76655.34 | 2884180.33 | 0 | Non-ISO
LUCERNE SUB | 8220 | 33kV & Below | 5113.45 | 18978.62 | 3503287.53 | 3527379.6 | 0 | 0 | 0 | 5113.45 | 18978.62 | 3503287.53 | 0 | Non-ISO
RAILROAD CANYON (OLD) SUB | 8221 | 33kV & Below | 541.76 | 0 | 0 | 541.76 | 0 | 0 | 0 | 541.76 | 0 | 0 | 0 | Non-ISO
RANCHO SUB | 8222 | 33kV & Below | 18851.23 | 180218.95 | 3683257.74 | 3882327.92 | 0 | 0 | 0 | 18851.23 | 180218.95 | 3683257.74 | 0 | Non-ISO
RIALTO SUB | 8225 | 33kV & Below | 1321.59 | 1386353.71 | 1908086.75 | 3295762.05 | 0 | 0 | 0 | 1321.59 | 1386353.71 | 1908086.75 | 0 | Non-ISO
RIDGECREST SUB | 8226 | 33kV & Below | 1642.02 | 39464.46 | 453960.85 | 495067.33 | 0 | 0 | 0 | 1642.02 | 39464.46 | 453960.85 | 0 | Non-ISO
RIPLEY SUB | 8227 | 33kV & Below | 14356.13 | 57249.22 | 741432.11 | 813037.46 | 0 | 0 | 0 | 14356.13 | 57249.22 | 741432.11 | 0 | Non-ISO
CANYON LAKE SUBSTATION | 8228 | 33kV & Below | 0 | 36038.38 | 1839122.81 | 1875161.19 | 0 | 0 | 0 | 0 | 36038.38 | 1839122.81 | 0 | Non-ISO
RUBIDOUX SUB | 8231 | 33kV & Below | 7369.71 | 88068.22 | 1495755.08 | 1591193.01 | 0 | 0 | 0 | 7369.71 | 88068.22 | 1495755.08 | 0 | Non-ISO
SAN JACINTO SUB | 8234 | 33kV & Below | 1500.67 | 522935.47 | 133173.13 | 657609.27 | 0 | 0 | 0 | 1500.67 | 522935.47 | 133173.13 | 0 | Non-ISO
SECOND AVENUE SUB | 8235 | 33kV & Below | 1404.49 | 53685.62 | 606399.73 | 661489.84 | 0 | 0 | 0 | 1404.49 | 53685.62 | 606399.73 | 0 | Non-ISO
SILVER SPUR SUB | 8238 | 33kV & Below | 6198.17 | 49051.13 | 2295447.59 | 2350696.89 | 0 | 0 | 0 | 6198.17 | 49051.13 | 2295447.59 | 0 | Non-ISO
SIXTEENTH STREET SUB | 8239 | 33kV & Below | 7366.87 | 118332.89 | 1767852.95 | 1893552.71 | 0 | 0 | 0 | 7366.87 | 118332.89 | 1767852.95 | 0 | Non-ISO
SUN CITY SUB | 8243 | 33kV & Below | 0 | 672.27 | 8 | 680.27 | 0 | 0 | 0 | 0 | 672.27 | 8 | 0 | Non-ISO
SUNNY DUNES SUB | 8244 | 33kV & Below | 22641.76 | 28166.46 | 1557905.43 | 1608713.65 | 0 | 0 | 0 | 22641.76 | 28166.46 | 1557905.43 | 0 | Non-ISO
TEMESCAL SUB | 8250 | 33kV & Below | 38511.25 | 2562.03 | 64718.24 | 105791.52 | 0 | 0 | 0 | 38511.25 | 2562.03 | 64718.24 | 0 | Non-ISO
THUNDERBIRD SUB | 8251 | 33kV & Below | 2201.4 | 24756.86 | 680995.32 | 707953.58 | 0 | 0 | 0 | 2201.4 | 24756.86 | 680995.32 | 0 | Non-ISO
TRONA SUB | 8252 | 33kV & Below | 0 | 981.44 | 124828.09 | 125809.53 | 0 | 0 | 0 | 0 | 981.44 | 124828.09 | 0 | Non-ISO
TWENTYNINE PALMS SUB | 8255 | 33kV & Below | 729.35 | 58832.83 | 2169660.68 | 2229222.86 | 0 | 0 | 0 | 729.35 | 58832.83 | 2169660.68 | 0 | Non-ISO
VERDANT SUB | 8259 | 33kV & Below | 1067.48 | 13707.09 | 548051.73 | 562826.3 | 0 | 0 | 0 | 1067.48 | 13707.09 | 548051.73 | 0 | Non-ISO
VICTORVILLE SUB | 8260 | 33kV & Below | 4212.48 | 1131648.47 | 4911569.58 | 6047430.53 | 0 | 0 | 0 | 4212.48 | 1131648.47 | 4911569.58 | 0 | Non-ISO
WEST BARSTOW SUB | 8262 | 33kV & Below | 0 | 160466.5 | 1123175.22 | 1283641.72 | 0 | 0 | 0 | 0 | 160466.5 | 1123175.22 | 0 | Non-ISO
PEREZ SUB | 8263 | 33kV & Below | 1361.77 | 38239.18 | 861435.68 | 901036.63 | 0 | 0 | 0 | 1361.77 | 38239.18 | 861435.68 | 0 | Non-ISO
WEST RIVERSIDE SUB | 8265 | 33kV & Below | 470.65 | 149128.42 | 1869706.01 | 2019305.08 | 0 | 0 | 0 | 470.65 | 149128.42 | 1869706.01 | 0 | Non-ISO
WHITEWATER SUB | 8266 | 33kV & Below | 367.53 | 0 | 411261.54 | 411629.07 | 0 | 0 | 0 | 367.53 | 0 | 411261.54 | 0 | Non-ISO
WILDE SUB | 8267 | 33kV & Below | 564.65 | 0 | 0 | 564.65 | 0 | 0 | 0 | 564.65 | 0 | 0 | 0 | Non-ISO
YERMO SUB | 8268 | 33kV & Below | 1071.85 | 20228.39 | 1514774.3 | 1536074.54 | 0 | 0 | 0 | 1071.85 | 20228.39 | 1514774.3 | 0 | Non-ISO
CLEARGEN SUB | 8269 | 66kV | 0 | 13363.05 | 31847.68 | 45210.73 | 0 | 0 | 0 | 0 | 13363.05 | 31847.68 | 0 | Non-ISO
TENAJA SUBSTATION | 8270 | 115kV | 0 | 2018400.21 | 8733858.81 | 10752259.02 | 0 | 0 | 0 | 0 | 2018400.21 | 8733858.81 | 0 | Non-ISO
IRON MOUNTAIN SUB | 8273 | 33kV & Below | 0 | 70756.47 | 1120154.04 | 1190910.51 | 0 | 0 | 0 | 0 | 70756.47 | 1120154.04 | 0 | Non-ISO
JEFFERSON SUB | 8275 | 66kV | 62251.45 | 665228.85 | 15401528.33 | 16129008.63 | 0 | 0 | 0 | 62251.45 | 665228.85 | 15401528.33 | 0 | Non-ISO
CORONA SUB | 8279 | 66kV | 10198.66 | 2518547.14 | 18351360.22 | 20880106.02 | 0 | 0 | 0 | 10198.66 | 2518547.14 | 18351360.22 | 0 | Non-ISO
GALE SUB | 8283 | 115kV | 1974.83 | 151595.22 | 788083.36 | 941653.41 | 0 | 0 | 0 | 1974.83 | 151595.22 | 788083.36 | 0 | Non-ISO
GOLD HILL SUB | 8294 | 33kV & Below | 0 | 22777.96 | 1060452.13 | 1083230.09 | 0 | 0 | 0 | 0 | 22777.96 | 1060452.13 | 0 | Non-ISO
TORTILLA SUB | 8295 | 33kV & Below | 0 | 54861.68 | 0 | 54861.68 | 0 | 0 | 0 | 0 | 54861.68 | 0 | 0 | Non-ISO
NELSON SUB | 8296 | 115kV | 631.67 | 0 | 0 | 631.67 | 0 | 0 | 0 | 631.67 | 0 | 0 | 0 | Non-ISO
FORGE SUB | 8297 | 115kV | 2300.55 | 78245.97 | 543313.91 | 623860.43 | 0 | 0 | 0 | 2300.55 | 78245.97 | 543313.91 | 0 | Non-ISO
METALCAN SUB | 8299 | 66kV | 18384.34 | 0 | 124385.51 | 142769.85 | 0 | 0 | 0 | 18384.34 | 0 | 124385.51 | 0 | Non-ISO
CAPWIHND | 8302 | 115kV | 0 | 0 | 3088.34 | 3088.34 | 0 | 0 | 0 | 0 | 0 | 3088.34 | 0 | Non-ISO
TRANSWIND | 8305 | 115kV | 0 | 0 | 28182.95 | 28182.95 | 0 | 0 | 0 | 0 | 0 | 28182.95 | 0 | Non-ISO
VENWIND | 8306 | 115kV | 0 | 0 | 114209.7 | 114209.7 | 0 | 0 | 0 | 0 | 0 | 114209.7 | 0 | Non-ISO
ALTWIND | 8308 | 115kV | 0 | 0 | 8980.19 | 8980.19 | 0 | 0 | 0 | 0 | 0 | 8980.19 | 0 | Non-ISO
SEGS II | 8320 | 115kV | 0 | 0 | 15875.15 | 15875.15 | 0 | 0 | 0 | 0 | 0 | 15875.15 | 0 | Non-ISO
NEWCOMB | 8342 | 115kV | 0 | 0 | 359006.03 | 359006.03 | 0 | 0 | 0 | 0 | 0 | 359006.03 | 0 | Non-ISO
ELSINORE | 8343 | 115kV | 0 | 0 | 165756.2 | 165756.2 | 0 | 0 | 0 | 0 | 0 | 165756.2 | 0 | Non-ISO
SOUTH BASE SUB | 8344 | 115kV | 0 | 0 | 6599.11 | 6599.11 | 0 | 0 | 0 | 0 | 0 | 6599.11 | 0 | Non-ISO
INDIAN WELLS SUB | 8345 | 115kV | 0 | 0 | 5940.9 | 5940.9 | 0 | 0 | 0 | 0 | 0 | 5940.9 | 0 | Non-ISO
PECHANGA SUB | 8347 | 115kV | 0 | 0 | 20876.4 | 20876.4 | 0 | 0 | 0 | 0 | 0 | 20876.4 | 0 | Non-ISO
MORAGA | 8348 | 115kV | 2413.95 | 52479.84 | 1377727.54 | 1432621.33 | 0 | 0 | 0 | 2413.95 | 52479.84 | 1377727.54 | 0 | Non-ISO
COSO SUB | 8361 | 115kV | 0 | 109789.79 | 0 | 109789.79 | 0 | 0 | 0 | 0 | 109789.79 | 0 | 0 | Non-ISO
TAYSHELL SUB | 8502 | 66kV | 0 | 2408.94 | 79690.23 | 82099.17 | 0 | 0 | 0 | 0 | 2408.94 | 79690.23 | 0 | Non-ISO
GETTY SUB | 8503 | 66kV | 0 | 50768.23 | 247440.36 | 298208.59 | 0 | 0 | 0 | 0 | 50768.23 | 247440.36 | 0 | Non-ISO
FRAZIER PARK SUB | 8505 | 66kV | 9273.31 | 315960.22 | 1532871.22 | 1858104.75 | 0 | 0 | 0 | 9273.31 | 315960.22 | 1532871.22 | 0 | Non-ISO
RINGMILL SUB | 8507 | 66kV | 7866.9 | 7027.56 | 379385.89 | 394280.35 | 0 | 0 | 0 | 7866.9 | 7027.56 | 379385.89 | 0 | Non-ISO
PHARMACY SUBSTATION | 8509 | 66kV | 0 | 11860.16 | 1294904.26 | 1306764.42 | 0 | 0 | 0 | 0 | 11860.16 | 1294904.26 | 0 | Non-ISO
HAAGEN DAZS SUBSTATION | 8510 | 66kV | 0 | 5308.61 | 341042.21 | 346350.82 | 0 | 0 | 0 | 0 | 5308.61 | 341042.21 | 0 | Non-ISO
GLOW SUBSTATION | 8511 | 66kV | 0 | 0 | 87985.94 | 87985.94 | 0 | 0 | 0 | 0 | 0 | 87985.94 | 0 | Non-ISO
SQUIRREL SUBSTATION | 8512 | 66kV | 0 | 0 | 0 | 0 | 0 | 0 | 0 | 0 | 0 | 0 | 0 | Non-ISO
SPARKLE SUBSTATION | 8513 | 66kV | 0 | 0 | -24676.98 | -24676.98 | 0 | 0 | 0 | 0 | 0 | -24676.98 | 0 | Non-ISO
SERRFGEN SUBSTATION | 8550 | 66kV | 0 | 2990.62 | 1449268.53 | 1452259.15 | 0 | 0 | 0 | 0 | 2990.62 | 1449268.53 | 0 | Non-ISO
ICEGEN SUBSTATION | 8553 | 66kV | 0 | 7504.5 | 72781.68 | 80286.18 | 0 | 0 | 0 | 0 | 7504.5 | 72781.68 | 0 | Non-ISO
THREE M SUB | 8555 | 66kV | 2627.53 | 0 | 0 | 2627.53 | 0 | 0 | 0 | 2627.53 | 0 | 0 | 0 | Non-ISO
NORTHROP SUB | 8556 | 66kV | 8184.45 | 33628.09 | 2352067.94 | 2393880.48 | 0 | 0 | 0 | 8184.45 | 33628.09 | 2352067.94 | 0 | Non-ISO
CARBONIC SUBSTATION | 8557 | 66kV | 5964.82 | 19739.81 | 305634.16 | 331338.79 | 0 | 0 | 0 | 5964.82 | 19739.81 | 305634.16 | 0 | Non-ISO
PLASTER SUBSTATION | 8558 | 66kV | 0 | 22382.28 | 368969.9 | 391352.18 | 0 | 0 | 0 | 0 | 22382.28 | 368969.9 | 0 | Non-ISO
VAPOR SUBSTATION | 8559 | 66kV | 0 | 0 | 128111.88 | 128111.88 | 0 | 0 | 0 | 0 | 0 | 128111.88 | 0 | Non-ISO
CANINE PT | 8560 | 115kV | 0 | 6221.16 | 0 | 6221.16 | 0 | 0 | 0 | 0 | 6221.16 | 0 | 0 | Non-ISO
NIAGARA SUB | 8567 | 66kV | 16832.24 | 18347.38 | 2152640.31 | 2187819.93 | 0 | 0 | 0 | 16832.24 | 18347.38 | 2152640.31 | 0 | Non-ISO
CRS | 8367 | 500kV | 0 | 0 | 0 | 0 | 0 | 0 | 0 | 0 | 0 | 0 | 0 | Non-ISO
RECOVERY SUBSTATION | 8801 | 66kV | 0 | 13247.06 | 500605.43 | 513852.49 | 0 | 0 | 0 | 0 | 13247.06 | 500605.43 | 0 | Non-ISO
BREA SUBSTATION | 8802 | 66kV | 308987.93 | 501675.94 | 8111527.62 | 8922191.49 | 0 | 0 | 0 | 308987.93 | 501675.94 | 8111527.62 | 0 | Non-ISO
SAFARI SUBSTATION | 8803 | 66kV | 6393590.33 | 0 | 0 | 6393590.33 | 0 | 0 | 0 | 6393590.33 | 0 | 0 | 0 | Non-ISO
LIMESTONE | 8804 | 66kV | 60389.31 | 277327.93 | 11822301.72 | 12160018.96 | 0 | 0 | 0 | 60389.31 | 277327.93 | 11822301.72 | 0 | Non-ISO
CHIP SUB | 8805 | 66kV | 0 | 15163.28 | 309807.49 | 324970.77 | 0 | 0 | 0 | 0 | 15163.28 | 309807.49 | 0 | Non-ISO
NORWELD SUBSTATION | 8807 | 66kV | 0 | 17703.25 | 126572.24 | 144275.49 | 0 | 0 | 0 | 0 | 17703.25 | 126572.24 | 0 | Non-ISO
TEAM SUBSTATION | 8808 | 66kV | 0 | 32070.51 | 3556677.15 | 3588747.66 | 0 | 0 | 0 | 0 | 32070.51 | 3556677.15 | 0 | Non-ISO
ONEIL SUBSTATION | 8810 | 66kV | 12955.66 | 777904.88 | 8016272.82 | 8807133.36 | 0 | 0 | 0 | 12955.66 | 777904.88 | 8016272.82 | 0 | Non-ISO
COYGEN SUBSTATION | 8811 | 66kV | 0 | 21202.05 | 493798.92 | 515000.97 | 0 | 0 | 0 | 0 | 21202.05 | 493798.92 | 0 | Non-ISO
ORCOGEN SUBSTATION | 8812 | 66kV | 191.86 | 10151.54 | 245774.95 | 256118.35 | 0 | 0 | 0 | 191.86 | 10151.54 | 245774.95 | 0 | Non-ISO
SHELL WESTERN(BREA) SUB | 8813 | 66kV | 0 | 6771.37 | 242457.84 | 249229.21 | 0 | 0 | 0 | 0 | 6771.37 | 242457.84 | 0 | Non-ISO
JOHNAIR SUBSTATION | 8814 | 66kV | 6049.56 | 7562.73 | 610579.21 | 624191.5 | 0 | 0 | 0 | 6049.56 | 7562.73 | 610579.21 | 0 | Non-ISO
UNIVERSITY SUBSTATION | 8817 | 66kV | 10270.56 | 2311.84 | 574395.53 | 586977.93 | 0 | 0 | 0 | 10270.56 | 2311.84 | 574395.53 | 0 | Non-ISO
COMPRESS SUB | 8818 | 66kV | 0 | 34558.67 | 891285.03 | 925843.7 | 0 | 0 | 0 | 0 | 34558.67 | 891285.03 | 0 | Non-ISO
WESBASIN SUB | 8820 | 66kV | 0 | 6862.91 | 451785.14 | 458648.05 | 0 | 0 | 0 | 0 | 6862.91 | 451785.14 | 0 | Non-ISO
REYNOLDS ALUM SUB | 8822 | 66kV | 9319.27 | 0 | 0 | 9319.27 | 0 | 0 | 0 | 9319.27 | 0 | 0 | 0 | Non-ISO
TITAN SUBSTATION | 8824 | 66kV | 0 | 3354.06 | 692172.52 | 695526.58 | 0 | 0 | 0 | 0 | 3354.06 | 692172.52 | 0 | Non-ISO
FINANCE SUB-METRO RGN | 8825 | 66kV | 14155 | 0 | 293909.22 | 308064.22 | 0 | 0 | 0 | 14155 | 0 | 293909.22 | 0 | Non-ISO
DUCTILE SUBSTATION | 8827 | 66kV | 0 | 12626.38 | 37201.15 | 49827.53 | 0 | 0 | 0 | 0 | 12626.38 | 37201.15 | 0 | Non-ISO
ORCOSAN SUB | 8829 | 66kV | 0 | 46704.53 | 722545.9 | 769250.43 | 0 | 0 | 0 | 0 | 46704.53 | 722545.9 | 0 | Non-ISO
PIER SUBSTATION | 8830 | 66kV | 0 | 289007.66 | 2697952.76 | 2986960.42 | 0 | 0 | 0 | 0 | 289007.66 | 2697952.76 | 0 | Non-ISO
STEVEDORE SUB | 8831 | 66kV | 0 | 72649.9 | 936756.34 | 1009406.24 | 0 | 0 | 0 | 0 | 72649.9 | 936756.34 | 0 | Non-ISO
SHIP SUBSTATION | 8832 | 66kV | 0 | 153062.56 | 2966929.35 | 3119991.91 | 0 | 0 | 0 | 0 | 153062.56 | 2966929.35 | 0 | Non-ISO
WHARF SUBSTATION | 8833 | 66kV | 0 | 331030.35 | 2103878.92 | 2434909.27 | 0 | 0 | 0 | 0 | 331030.35 | 2103878.92 |  | Non-ISO
HOLLYWOOD PARK | 8836 | 66kV | 0 | 0 | 473723.67 | 473723.67 | 0 | 0 | 0 | 0 | 0 | 473723.67 |  | Non-ISO
MWD EASTSIDE RES | 8956 | 115kV | 0 | 0 | 26094.15 | 26094.15 | 0 | 0 | 0 | 0 | 0 | 26094.15 |  | Non-ISO
PROPERTY SVCS-GO1 | 9033 | Div Offices & Misc | 0 | 8380.41 | 0 | 8380.41 | 0 | 0 | 0 | 0 | 8380.41 | 0 |  | Non-ISO
TRANS/SUB SUPPORT SERV | 9047 | Div Offices & Misc | 0 | 0 | 27426.14 | 27426.14 | 0 | 0 | 0 | 0 | 0 | 27426.14 |  | Non-ISO
INFO TECH-GO2 | 9077 | Div Offices & Misc | 0 | 6298.58 | 0 | 6298.58 | 0 | 0 | 0 | 0 | 6298.58 | 0 |  | Non-ISO
IRVINE OPER CENTER | 9078 | Misc | 0 | 9025.44 | 0 | 9025.44 | 0 | 0 | 0 | 0 | 9025.44 | 0 |  | Non-ISO
VENTURA CORP WH | 9135 |  | 0 | 6953.06 | 0 | 6953.06 | 0 | 0 | 0 | 0 | 6953.06 | 0 |  | Non-ISO
IRWINDALE BUSINESS CENTER | 9188 |  | 0 | 8867.11 | 0 | 8867.11 | 0 | 0 | 0 | 0 | 8867.11 | 0 |  | Non-ISO
PROP SVCS-SIERRA REGION | 9231 | Div Offices & Misc | 0 | 9257.05 | 85363.03 | 94620.08 | 0 | 0 | 0 | 0 | 9257.05 | 85363.03 |  | Non-ISO
RP&AS-NRTHSHRE REC AREA | 9235 |  | 0 | 184314.51 | 0 | 184314.51 | 0 | 0 | 0 | 0 | 184314.51 | 0 |  | Non-ISO
ALHAMBRA COMBO FACILITY | 9297 |  | 0 | 384078.79 | 0 | 384078.79 | 0 | 0 | 0 | 0 | 384078.79 | 0 |  | Non-ISO
ALHAMBRA COMM SITE | 9300 |  | 0 | 0 | 51730.04 | 51730.04 | 0 | 0 | 0 | 0 | 0 | 51730.04 |  | Non-ISO
TECOPA PEAK COMM SITE | 9304 | 33kV & Below | 0 | 0 | 8043.74 | 8043.74 | 0 | 0 | 0 | 0 | 0 | 8043.74 |  | Non-ISO
TELCOMM-ALHAMBRA | 9310 | Misc | 89785.99 | 0 | -12896.77 | 76889.22 | 0 | 0 | 0 | 89785.99 | 0 | -12896.77 |  | Non-ISO
METERING/METROLOGY/ADMIN | 9430 | Div Offices & Misc | 0 | 10623.3 | 0 | 10623.3 | 0 | 0 | 0 | 0 | 10623.3 | 0 |  | Non-ISO
WESTMINSTER FENWICK BLDG | 9440 | Div Offices & Misc | 0 | 3179.01 | 0 | 3179.01 | 0 | 0 | 0 | 0 | 3179.01 | 0 | 0 | Non-ISO
BLACK JACK COMM SITE | 9522 |  | 0 | 0 | 3047.11 | 3047.11 | 0 | 0 | 0 | 0 | 0 | 3047.11 | 0 | Non-ISO
BLUE MTN COMM SITE | 9557 |  | 0 | 0 | 12709.01 | 12709.01 | 0 | 0 | 0 | 0 | 0 | 12709.01 | 0 | Non-ISO
BIG CRK NO.1 GARAGE | 9621 |  | 0 | 137972.56 | 0 | 137972.56 | 0 | 0 | 0 | 0 | 137972.56 | 0 | 0 | Non-ISO
SAN JOAQUIN VALLEY GARAGE | 9651 |  | 0 | 65408.06 | 0 | 65408.06 | 0 | 0 | 0 | 0 | 65408.06 | 0 | 0 | Non-ISO
PALM SPRGS GARAGE | 9679 | 66kV | 0 | 35107.24 | 0 | 35107.24 | 0 | 0 | 0 | 0 | 35107.24 | 0 | 0 | Non-ISO
CATALINA COMMON UTIL PLNT | 9805 | Div Offices & Misc | 0 | 75708.13 | 0 | 75708.13 | 0 | 0 | 0 | 0 | 75708.13 | 0 | 0 | Non-ISO
PLANT ACCTG-MISC. LEDGER | 9900 | Div Offices & Misc | 4313.29 | 0 | 0 | 4313.29 | 0 | 0 | 0 | 4313.29 | 0 | 0 | 0 | Non-ISO
COASTAL DIV SUB | 5200 |  | 0 | 0 | 1659.82 | 1659.82 | 0 | 0 | 0 | 0 | 0 | 1659.82 | 0 | Non-ISO
THRIVE SUBSTATION | 8134 | 33kV & Below | 0 | 203895.18 | 560527.26 | 764422.44 | 0 | 0 | 0 | 0 | 203895.18 | 560527.26 | 0 | Non-ISO
TELECOMM-ALHAMBRA | 9330 | Misc | 0 | 0 | 229402.23 | 229402.23 | 0 | 0 | 0 | 0 | 0 | 229402.23 | 0 | Non-ISO
Total Distribution Substations |  |  | 126028197.32 | 696502261.59 | 2727819402.23 | 3550349861.14 | 0 | 0 | 0 | 126028197.32 | 696502261.59 | 2727819402.23 | 0
ISO/Non-ISO/Mix Summary |  | Non-ISO Total | 126028197.32 | 696502261.59 | 2727819402.23 | 3550349861.14 | ISO RELATED A/C 360: 126028197.32; NON-ISO RELATED PLANT A/C 361: 696502261.59; NON-ISO RELATED PLANT A/C 362: 2727819402.23
|  | Mix Total | 0 | 0 | 0 | 0 | 0 | 0 | 0 | 0 | 0 | 0
|  | Check | 126028197.32 | 696502261.59 | 2727819402.23
|  |  | 0 | 0 | 0

## Reloc_Reclass (hidden)
|  | Plant |  |  |  |  | Plant |  |  |  |  | Plant |  |  |  |  | Plant |  |  |  |  | Plant |  |  |  |  | Plant |  |  |  |  | Plant
Reloc & Reclass TS and DS by Location |  | 350 |  |  |  |  | 352 |  |  |  |  | 353 |  |  |  |  | 360 |  |  |  |  | 361 |  |  |  |  | 362 |  |  |  |  | 350-362
File Location | Location | FERC | CPUC | Generation | Total | Variance | FERC | CPUC | Generation | Total | Variance | FERC | CPUC | Generation | Total | Variance | FERC | CPUC | Generation | Total | Variance | FERC | CPUC | Generation | Total | Variance | FERC | CPUC | Generation | Total | Variance | FERC | CPUC | Generation | Total
#1 5067 | 5067
#2 5090 | 5090
#3 5043 | 5043
#4 5069 | 5069
#7 5054 & 8954 | 5054 & 8954
#8 5081 | 5081
#9 5084 | 5084
#10 8063 | 8063
#11 5062 | 5062
#12 5075 | 5075
#13 5011 | 5011
#14 5023 | 5023
#16 5086 | 5086
#17 5096 | 5096
#18 5055 | 5055
#19 5015 | 5015
#20 5071 | 5071
#21 5027 | 5027
#22 5085 & 5881 | 5085 & 5881
#23 5024 | 5024
#24 5021 | 5021
#25 5028 | 5028
#26 5074 | 5074
#27 5073 | 5073
#28 5012 | 5012
#29 5056 | 5056
#30 5087 | 5087
#31 5060 | 5060
#32 5013 | 5013
#33 8076 & 1999 | 8076 & 1999
#34 5053 | 5053
#35 5088 | 5088
#36 5050 | 5050
#37 5083 | 5083
#38 5082 | 5082
#39 5014 | 5014
#40 2211 | 2211
#42 2230 | 2230
#44 2229 | 2229
#46 5031 | 5031
#47 5034 | 5034
#48 5033 | 5033
#49 5035 | 5035
#50 5042 & 8046 | 5042 & 8046
#52 5063 | 5063
#53 5040 | 5040
#55 2556 | 2556
#57 8012 | 8012
#66 8037 | 8037
#67 5041 & 8040 | 5041 & 8040
#68 5070 & 8034 | 5070 & 8034 | [6 empty] | -9409531.29 |  | -9409531.29 |  |  | -22665744.32 |  | -22665744.32 | [9 empty] | 0
#69 8049 | 8049
#70 5064 | 5064
#71 5025 | 5025
#72 5052 | 5052
#91 5059 | 5059
#92 5079 | 5079
#95 8051-8055 | 8051-8055
#107 5048 | 5048
#109 8006 | 8006
#110 8000 | 8000
1000
1094
1250
1451
1808
1809
1810
1812
1818
1824
1839
1860
1864
1866
1867
1869
1870
2110
2120
2150
2202
2212
2234
2236
2237
2238
2239
2300
2301
2303
2304
2305
2307
2309
2313
2314
2315
2317
2318
2319
2320
2324
2325
2326
2327
2328
2331
2500
2501
2503
2560 & 2510
2512
2514
2522
2523
2524
2525
2526
2553
2557
2561
2570
2571
2580
2582
2583
2589
2594
2598
2604
2609
2610
2611
2612
3020
3064
3717
4000
4026
4031
4034
4045
4046
4059
4070
4101
4102
4103
4104
4105
4106
4107
4108
4111
4113
4114
4115
4116
4117
4118
4119
4120
4121
4123
4124
4125
4127
4129
4130
4132
4133
4135
4136
4137
4138
4139
4140
4141
4142
4143
4144
4147
4148
4149
4153
4154
4155
4156
4157
4158
4166
4168
4169
4185
4186
4187
4188
4189
4200
4205
4207
4221
4269
4300
4301
4305
4307
4318-NU
4319
4360
4400
4405
4414
4415
4416
4419
4420
4500
4504
4505
4509
4513
4518
4519
4538
4570
4587
4600
4601
4605
4625
4644
4700
4703
4705
4707
4708
4709
4710
4711
4712
4717
4725
4730
4733
4734
4735
4750
4754
4756
4759
4781
4782
4799
4800
4805
4808
4818
4820
4889
4950
4987
4988
5000
5001
5016
5018
5019
5022
5026
5032
5036
5038
5044
5045
5046
5047
5049
5051
5058
5061
5065
5066
5068
5072
5078
5080
5089
5091
5092
5093
5094
5095
5097
5100
5101
5102
5103
5104
5105
5106
5107
5108
5109
5110
5111
5112
5113
5114
5115
5116
5119
5120
5121
5122
5125
5126
5127
5128
5129
5130
5131
5132
5133
5134
5135
5136
5137
5138
5139
5141
5142
5143
5144
5145
5146
5147
5148
5149
5150
5151
5152
5153
5154
5155
5157
5158
5159
5160
5161
5162
5164
5165
5167
5168
5169
5170
5171
5172
5173
5175
5176
5177
5178
5179
5180
5181
5182
5184
5185
5186
5187
5188
5190
5191
5192
5193
5194
5195
5196
5198
5200
5201
5202
5204
5205
5206
5207
5208
5209
5210
5211
5212
5213
5214
5215
5216
5217
5218
5219
5220
5221
5222
5223
5224
5225
5226
5227
5228
5229
5230
5231
5232
5233
5235
5236
5238
5239
5240
5241
5242
5243
5244
5245
5246
5248
5249
5250
5251
5252
5253
5254
5255
5256
5257
5258
5259
5260
5261
5262
5263
5264
5265
5266
5267
5268
5269
5270
5271
5272
5273
5274
5275
5276
5277
5278
5279
5280
5281
5282
5283
5284
5285
5286
5287
5288
5289
5290
5291
5292
5293
5294
5295
5296
5298
5299
5300
5301
5302
5303
5304
5305
5306
5307
5308
5309
5310
5311
5312
5313
5315
5316
5317
5318
5319
5320
5321
5322
5323
5324
5325
5326
5327
5328
5329
5330
5331
5332
5333
5334
5335
5336
5337
5338
5339
5340
5342
5343
5344
5345
5346
5347
5348
5350
5351
5352
5353
5356
5357
5358
5360
5361
5362
5363
5365
5366
5368
5369
5370
5371
5372
5373
5374
5375
5377
5400
5401
5402
5404
5405
5406
5409
5410
5411
5412
5414
5415
5423
5424
5425
5461
5462
5463
5464
5500
5502
5503
5504
5505
5506
5507
5508
5509
5510
5511
5512
5514
5515
5516
5517
5518
5519
5520
5521
5522
5523
5524
5525
5526
5527
5528
5529
5530
5531
5532
5533
5534
5535
5536
5538
5539
5541
5542
5543
5544
5545
5546
5547
5548
5549
5550
5551
5552
5553
5554
5555
5556
5557
5560
5561
5562
5563
5564
5565
5566
5567
5568
5569
5570
5572
5573
5574
5575
5576
5577
5578
5579
5580
5581
5582
5584
5585
5587
5588
5589
5591
5594
5595
5596
5597
5599
5600
5601
5602
5603
5604
5605
5606
5607
5608
5609
5610
5611
5612
5613
5614
5615
5616
5617
5618
5619
5620
5621
5622
5624
5625
5626
5627
5628
5629
5630
5631
5632
5633
5634
5635
5636
5637
5638
5639
5640
5641
5644
5645
5646
5647
5648
5650
5652
5653
5654
5655
5656
5657
5658
5659
5661
5662
5663
5664
5665
5667
5668
5670
5672
5674
5677
5678
5679
5680
5681
5682
5683
5685
5686
5688
5690
5694
5695
5696
5697
5698
5699
5701
5702
5704
5705
5706
5707
5708
5709
5710
5711
5712
5714
5717
5718
5719
5720
5721
5722
5723
5725
5726
5727
5728
5730
5731
5732
5733
5734
5735
5738
5739
5740
5741
5742
5744
5745
5746
5749
5750
5751
5753
5754
5755
5756
5757
5758
5759
5760
5763
5765
5766
5767
5768
5769
5770
5771
5772
5773
5774
5775
5776
5777
5779
5780
5781
5782
5783
5784
5785
5787
5788
5789
5790
5791
5792
5794
5795
5796
5797
5798
5799
5800
5801
5802
5803
5804
5805
5806
5807
5808
5809
5810
5811
5812
5813
5814
5815
5816
5817
5818
5819
5820
5821
5822
5823
5824
5825
5826
5828
5829
5830
5832
5833
5834
5835
5836
5837
5838
5840
5841
5842
5843
5844
5845
5846
5848
5849
5850
5851
5852
5853
5854
5856
5857
5859
5860
5861
5862
5863
5864
5865
5866
5867
5869
5870
5871
5872
5873
5874
5875
5878
5879
5880
5883
5884
5885
5886
5887
5888
5889
5890
5891
5892
5893
5894
5895
5896
5897
5898
5899
5901
5902
5903
6000
6002
6003
6004
6005
6011
6013
6015
6022
6026
6027
6029
6030
6031
6032
6033
6034
6035
6036
6039
6040
6042
6043
6044
6046
6047
6048
6049
6050
6051
6052
6053
6054
6059
6061
6072
6073
6077
6079
6084
6085
6086
6087
6088
6090
6108
6112
6113
6114
6115
6213
7010
7013
7014
7019
7033
7036
7054
7056
8003
8004
8005
8007
8009
8010
8011
8013
8014
8016
8017
8018
8019
8020
8021
8022
8023
8024
8025
8026
8027
8028
8029
8030
8031
8032
8033
8035
8036
8038
8039
8041
8042
8044
8045
8047
8048
Lake View | 8056 | [6 empty] | 9409531.29 |  | 9409531.29 |  |  | 22665744.32 |  | 22665744.32 | [9 empty] | 0
8059
8060
8061
8064
8067
8072
8073
8074
8075
8077
8078
8079
8082
Highwind | 8084
8086
8087
8088
8089
8090
8091
8092
8093
8094
8095
8096
8097
8098
8099
8102
8103
8104
8105
8106
8110
8113
8117
8118
8119
8120
8121
8123
8124
8126
8130
8132
8133
8134
8136
8137
8138
8139
8140
8141
8143
8148
8149
8151
8152
8154
8156
8159
8160
8161
8162
8163
8164
8167
8168
8170
8171
8172
8176
Lakeview | 8179 | [8 empty] | 0 |  |  |  |  | 0
8182
8190
8193
8195
8196
8197
8198
8199
8204
8205
8206
8207
8209
8210
8211
8212
8214
8215
8216
8219
8220
8221
8222
8225
8226
8227
8228
8231
8234
8235
8238
8239
8243
8244
8250
8251
8252
8255
8259
8260
8262
8263
8265
8266
8267
8268
8269
8270
8273
8275
8279
8283
8295
8294
8296
8297
8299
8301
8302
8303
8304
8305
8306
8308
8310
8311
8312
8314
8320
8321
8322
8323
8324
8325
8326
8327
8339
8340
8342
8343
8344
8345
Fogarty | 8346 | [8 empty] | 0 |  |  |  |  | 0 | [9 empty] | 0
8347
8348
8351
8353
8354
8357
8359
8361
8362
8363
Colorado River | 8367 | [8 empty] | 0 |  |  |  |  | 0 | [9 empty] | 0
8369
8372
8502
8503
8504
8505
8507
8509
8510
8511
8512
8550
8553
8555
8556
8557
8558
8559
8560
8801
8802
8803
8804
8805
8807
8808
8810
8811
8812
8813
8814
8817
8818
8820
8822
8824
8825
8827
8829
8831
8832
8932
8833
8950
8956
8958
9009
9010
9024
9033
9047
9077
9078
9135
9188
9203
9219
9221
9231
9235
9243
9287
9297
9300
9310
9330
9339
9430
9440
9522
9557
9621
9651
9679
9805
9900
9999

## Mix Substation Location Summary (hidden)
|  | Plant |  |  |  |  | Plant |  |  |  |  | Plant |  |  |  |  | Plant |  |  |  |  | Plant |  |  |  |  | Plant
|  | 350 |  |  |  |  | 352 |  |  |  |  | 353 |  |  |  |  | 360 |  |  |  |  | 361 |  |  |  |  | 362
File Location | Location | FERC | CPUC | Generation | Total | Variance | FERC | CPUC | Generation | Total | Variance | FERC | CPUC | Generation | Total | Variance | FERC | CPUC | Generation | Total | Variance | FERC | CPUC | Generation | Total | Variance | FERC | CPUC | Generation | Total | Variance | trans total | dist total
#1 5067 | 5067 | 1150860.5199 | 220023.4001 | 0 | 1370883.92 | 0 | 35280799.0802 | 6744773.3898 | 0 | 42025572.47 | 0 | 191635448.2001 | 35913065.6599 | 0 | 227548513.86 | 0 | 0 | 0 | 0 | 0 | 0 | 0 | 0 | 0 | 0 | 0 | 0 | 724380.96 | 0 | 724380.96 | 0 | 1 | 1
#2 5090 | 5090 | 13182.65 | 0 | 0 | 13182.65 | 0 | 35514014.15 | 0 | 0 | 35514014.15 | 0 | 196185875 | 0 | 0 | 196185875 | -7.7486e-07 | 0 | 0 | 0 | 0 | 0 | 0 | 0 | 0 | 0 | 0 | 0 | 0 | 0 | 0 | 0 | 1
#3 5043 | 5043 | 206.6905 | 1617.2695 | 0 | 1823.96 | 0 | 1940.3571 | 15182.5129 | 0 | 17122.87 | 0 | 372210.2847 | 2912395.5753 | 0 | 3284605.86 | 0 | 0 | 0 | 0 | 0 | 0 | 0 | 0 | 0 | 0 | 0 | 0 | 0 | 0 | 0 | 0 | 1
#4 5069 | 5069 | 404113.7977 | 70621.5923 | 0 | 474735.39 | 0 | 43289549.2276 | 7687986.2724 | 0 | 50977535.5 | 0 | 176601854.1737 | 30739508.9563 | 0 | 207341363.13 | -2.3842e-07 | 0 | 0 | 0 | 0 | 0 | 0 | 0 | 0 | 0 | 0 | 0 | 0 | 0 | 0 | 0 | 1
#7 5054 & 8954 | 5054 & 8954 | 17323959.6973 | 318.8727 | 0 | 17324278.57 | -17324278.57 | 27869598.6675 | 506.9825 | 0 | 27870105.65 | -27870105.65 | 226615695.7 | -3304.11 | 0 | 226612391.59 | -226612391.59 | 0 | 0 | 0 | 0 | 0 | 0 | 0 | 0 | 0 | 0 |  | 0 | 0 | 0 | 0 | 1
#8 5081 | 5081 | 28103.6144 | 58084.2956 | 0 | 86187.91 | 0 | 1338768.0075 | 2766953.5925 | 0 | 4105721.6 | 0 | 19935183.9075 | 41201857.5425 | 0 | 61137041.45 | 0 | 0 | 0 | 0 | 0 | 0 | 0 | 0 | 0 | 0 | 0 | 0 | 0 | 0 | 0 | 0 | 1
#9 5084 | 5084 | 6484.1579 | 65317.7621 | 0 | 71801.92 | 0 | 374942.1822 | 4849568.1278 | 0 | 5224510.31 | 0 | 4855482.5244 | 47838790.3456 | 0 | 52694272.87 | -2.2352e-07 | 0 | 0 | 0 | 0 | 0 | 0 | 0 | 0 | 0 | 0 | 0 | 0 | 0 | 0 | 0 | 1
#10 8063 | 8063 | 0 | 0 | 0 | 0 | 0 | 88913.1222 | 287737.0678 | 0 | 376650.19 | 0 | 3631217.2375 | 11751199.0925 | 0 | 15382416.33 | 0 | 0 | 0 | 0 | 0 | 0 | 0 | 0 | 0 | 0 | 0 | 0 | 0 | 0 | 0 | 0 | 1
#11 5062 | 5062 | 7921.8599 | 26542.7401 | 0 | 34464.6 | 0 | 870463.0576 | 2994756.3424 | 0 | 3865219.4 | 0 | 8783606.7909 | 29351873.2591 | 0 | 38135480.05 | -8.1956e-08 | 0 | 0 | 0 | 0 | 0 | 0 | 0 | 0 | 0 | 0 | 0 | 0 | 0 | 0 | 0 | 1
#12 5075 | 5075 | 27114.7442 | 137632.0458 | 0 | 164746.79 | 0 | 948785.0813 | 5771880.0887 | 0 | 6720665.17 | 0 | 10132788.8243 | 50455321.0757 | 0 | 60588109.9 | -1.0431e-07 | 0 | 0 | 0 | 0 | 0 | -3602.5771 | 3602.5771 | 0 | -2.2737e-12 | 2.2737e-12 | 0 | 0 | 0 | 0 | 0 | 1 | 1
#13 5011 | 5011 | 3697.1082 | 15916.0918 | 0 | 19613.2 | 0 | 920842.6067 | 3968341.5933 | 0 | 4889184.2 | 0 | 6520499.0524 | 28066716.8476 | 0 | 34587215.9 | 0 | 0 | 0 | 0 | 0 | 0 | 0 | 0 | 0 | 0 | 0 | 0 | 0 | 0 | 0 | 0 | 1
#14 5023 | 5023 | 99251.6417 | 186368.2483 | 0 | 285619.89 | 0 | 5731866.6098 | 7422066.1502 | 0 | 13153932.76 | 0 | 15579753.9777 | 32595502.6123 | 0 | 48175256.59 | -8.9407e-08 | 0 | 0 | 0 | 0 | 0 | 0 | 0 | 0 | 0 | 0 | 0 | 0 | 0 | 0 | 0 | 1
#16 5086 | 5086 | 12727.0076 | 45450.7611 | 1559.5213 | 59737.29 | 0 | 1148921.4464 | 4063674.2746 | 139264.199 | 5351859.92 | 0 | 16185524.5932 | 57841203.3198 | 1984835.837 | 76011563.75 | -1.3411e-07 | 0 | 0 | 0 | 0 | 0 | 0 | 0 | 0 | 0 | 0 |  |  | 0 | 0 | 0 | 1
#17 5096 | 5096 | 35636.0411 | 150508.1689 | 0 | 186144.21 | 0 | 830972.8401 | 3509583.4699 | 0 | 4340556.31 | 0 | 10828633.5551 | 45734551.2849 | 0 | 56563184.84 | 1.1176e-07 | 0 | 0 | 0 | 0 | 0 | 0 | 0 | 0 | 0 | 0 | 0 | 0 | 0 | 0 | 0 | 1
#18 5055 | 5055 | 82820.6324 | 153372.9176 | 0 | 236193.55 | 0 | 1365017.6423 | 2551171.0577 | 0 | 3916188.7 | 0 | 10053490.0711 | 18594403.3089 | 0 | 28647893.38 | -3.7253e-08 | 0 | 0 | 0 | 0 | 0 | 0 | 0 | 0 | 0 | 0 | 0 | 0 | 0 | 0 | 0 | 1
#19 5015 | 5015 | 10549.0716 | 18751.2284 | 0 | 29300.3 | 0 | 528817.267 | 939985.413 | 0 | 1468802.68 | 0 | 11742067.4532 | 20871807.3568 | 0 | 32613874.81 | 0 | 0 | 0 | 0 | 0 | 0 | 0 | 0 | 0 | 0 | 0 | 0 | 0 | 0 | 0 | 0 | 1
#20 5071 | 5071 | 137786.3153 | 540491.2247 | 0 | 678277.54 | 0 | 236014.3431 | 2385087.3269 | 0 | 2621101.67 | 0 | 7768008.0378 | 29012108.0322 | 0 | 36780116.07 | -1.0431e-07 | 0 | 0 | 0 | 0 | 0 | 0 | 0 | 0 | 0 | 0 | 0 | 0 | 0 | 0 | 0 | 1
#21 5027 | 5027 | 32177.6063 | 65035.6137 | 0 | 97213.22 | 0 | 440613.4337 | 890543.7163 | 0 | 1331157.15 | 0 | 2935006.6386 | 5744822.0114 | 0 | 8679828.65 | 1.8626e-08 | 0 | 0 | 0 | 0 | 0 | 0 | 0 | 0 | 0 | 0 | 0 | 187252.5 | 0 | 187252.5 | 0 | 1 | 1
#22 5085 & 5881 | 5085 & 5881 | 230652.8605 | 582763.1895 | 0 | 813416.05 | -813416.05 | 1312453.1802 | 4261854.2498 | 0 | 5574307.43 | -5574307.43 | 8070629.8637 | 17568683.9063 | 0 | 25639313.77 | -25639313.77 | 0 | 0 | 0 | 0 | 0 | -493.3588 | 493.3588 | 0 | -2.8422e-13 | 2.8422e-13 | 0 | 1874843.54 | 0 | 1874843.54 | -1874843.54 | 1 | 1
#23 5024 | 5024 | 650674.5804 | 1449552.3296 | 0 | 2100226.91 | 0 | 1729370.3131 | 3852636.6969 | 0 | 5582007.01 | 0 | 13685630.6146 | 30488416.6954 | 0 | 44174047.31 | 8.1956e-08 | 0 | 0 | 0 | 0 | 0 | 0 | 0 | 0 | 0 | 0 |  |  | 0 | 0 | 0 | 1
#24 5021 | 5021 | 16100.1749 | 85269.8251 | 0 | 101370 | 0 | 939894.292 | 5011734.218 | 0 | 5951628.51 | 0 | 15172821.0673 | 80324507.5827 | 0 | 95497328.65 | 5.8115e-07 | 0 | 0 | 0 | 0 | 0 | 0 | 0 | 0 | 0 | 0 | 0 | 0 | 0 | 0 | 0 | 1
#25 5028 | 5028 | 8658.7516 | 4359.5484 | 0 | 13018.3 | 0 | 26445.8706 | 13315.0894 | 0 | 39760.96 | 0 | 3945499.6091 | 1986498.4209 | 0 | 5931998.03 | 0 | 0 | 0 | 0 | 0 | 0 | 0 | 0 | 0 | 0 | 0 | 0 | 0 | 0 | 0 | 0 | 1
#26 5074 | 5074 | 33911.8892 | 97350.6108 | 0 | 131262.5 | 0 | 785433.314 | 2261260.296 | 0 | 3046693.61 | 0 | 12838034.0199 | 36847503.9301 | 0 | 49685537.95 | 0.01 | 0 | 0 | 0 | 0 | 0 | 0 | 0 | 0 | 0 | 0 | 0 | 23.23 | 0 | 23.23 | 0 | 1 | 1
#27 5073 | 5073 | 49277.3037 | 115402.3163 | 0 | 164679.62 | 0 | 4218045.5947 | 9878223.7555 | 0 | 14096269.3502 | -0.00018622 | 11192388.5285 | 26211408.9953 | 0 | 37403797.5238 | -0.0037706 | 0 | 0 | 0 | 0 | 0 | 0 | . | 0 | 0 | 0 | 0 | 0 | 0 | 0 | 0 | 1
#28 5012 | 5012 | 795139.296 | 1236208.104 | 0 | 2031347.4 | 0 | 4088317.6272 | 6285296.6828 | 0 | 10373614.31 | 0 | 21995178.1713 | 34266879.5787 | 0 | 56262057.75 | 7.4506e-08 | 0 | 0 | 0 | 0 | 0 | 0 | 0 | 0 | 0 | 0 | 0 | 0 | 0 | 0 | 0 | 1
#29 5056 | 5056 | 25308.6193 | 157301.3481 | 1481.0226 | 184090.99 | 0 | 915212.2298 | 5688343.397 | 53556.8532 | 6657112.48 | 0 | 9372024.876 | 58250200.4314 | 548436.9026 | 68170662.21 | 0 | 0 | 0 | 0 | 0 | 0 | 0 | 0 | 0 | 0 | 0 | 0 | 0 | 0 | 0 | 0 | 1
#30 5087 | 5087 | 59383.2433 | 331154.7667 | 0 | 390538.01 | 0 | 339661.2559 | 1894144.5041 | 0 | 2233805.76 | 0 | 5054562.8789 | 28187119.7611 | 0 | 33241682.64 | 0 | 0 | 0 | 0 | 0 | 0 | 0 | 0 | 0 | 0 | 0 | 0 | 0 | 0 | 0 | 0 | 1
#31 5060 | 5060 | 60621.8819 | 88925.1581 | 0 | 149547.04 | 0 | 2159927.2525 | 3177857.5775 | 0 | 5337784.83 | 0 | 22006615.3116 | 32326090.5584 | 0 | 54332705.87 | 0 | 0 | 0 | 0 | 0 | 0 | 0 | 0 | 0 | 0 | 0 | 22083.5841 | -22083.5841 | 0 | 0 | 0 | 1
#32 5013 | 5013 | 112803.4747 | 344726.2053 | 0 | 457529.68 | 0 | 2090252.5108 | 6387789.1892 | 0 | 8478041.7 | 0 | 19652667.4218 | 60058340.2482 | 0 | 79711007.67 | -5.0664e-07 | 0 | 0 | 0 | 0 | 0 | 0 | 0 | 0 | 0 | 0 | 0 | 0 | 0 | 0 | 0 | 1
#33 8076 & 1999 | 8076 & 1999 | 79045.0083 | 223347.4717 | 0 | 302392.48 | -302392.48 | 1388161.4466 | 3923495.1234 | 0 | 5311656.57 | -5311656.57 | 13546565.3508 | 38275671.4592 | 0 | 51822236.81 | -51822236.81 | 0 | 0 | 0 | 0 | 0 | 0 | 0 | 0 | 0 | 0 | 0 | 0 | 0 | 0 | 0 | 1
#34 5053 | 5053 | 38399.0912 | 100642.7046 | 1697.4043 | 140739.2 | 0 | 1060436.852 | 2779368.7182 | 46875.8498 | 3886681.42 | 0 | 14166905.8981 | 37130975.7967 | 626237.9052 | 51924119.6 | -7.4506e-08 | 0 | 0 | 0 | 0 | 0 | 0 | 0 | 0 | 0 | 0 | 0 | 0 | 0 | 0 | 0 | 1
#35 5088 | 5088 | 305738.4727 | 252237.9473 | 0 | 557976.42 | 0 | 9485571.1769 | 4089268.4031 | 0 | 13574839.58 | 0 | 82117416.4909 | 71484307.2091 | 0 | 153601723.7 | 9.2387e-07 | 0 | 0 | 0 | 0 | 0 |  |  | 0 | 0 | 0 |  |  | 0 | 0 | 0 | 1
#36 5050 | 5050 | 844999.4537 | 125263.9163 | 0 | 970263.37 | 0 | 9497420.7503 | 1406901.8797 | 0 | 10904322.63 | 0 | 38773269.7119 | 5748813.6681 | 0 | 44522083.38 | 0 | 0 | 0 | 0 | 0 | 0 | 0 | 0 | 0 | 0 | 0 | 0 | 0 | 0 | 0 | 0 | 1
#37 5083 | 5083 | 3201269.782 | 10084701.478 | 0 | 13285971.26 | 0 | 2116444.0328 | 6667602.2472 | 0 | 8784046.28 | 0 | 8376063.2583 | 26386095.5017 | 0 | 34762158.76 | 2.7567e-07 | 0 | 0 | 0 | 0 | 0 | 0 | 0 | 0 | 0 | 0 | 0 | 0 | 0 | 0 | 0 | 1
#38 5082 | 5082 | 87261.6627 | 183308.3673 | 0 | 270570.03 | 0 | 2600296.6906 | 4404728.5694 | 0 | 7005025.26 | 0 | 17200200.651 | 37183157.359 | 0 | 54383358.01 | -1.7136e-07 | 0 | 0 | 0 | 0 | 0 | -15861.0021 | 15601.1221 | 0 | -259.88 | -7.9581e-13 | 0 | -42401.97 | 0 | -42401.97 | 0 | 1 | 1
#39 5014 | 5014 | 6385.5822 | 91569.3778 | 0 | 97954.96 | 0 | 332969.5803 | 4774790.5197 | 0 | 5107760.1 | 0 | 2258087.3147 | 32381017.7853 | 0 | 34639105.1 | 0 | 0 | 0 | 0 | 0 | 0 | 0 | 0 | 0 | 0 | 0 | 0 | 0 | 0 | 0 | 0 | 1
#40 2211 | 2211 | 0 | 0 | 0 | 0 | 0 | 113335.0916 | 151076.5084 | 0 | 264411.6 | 0 | 3930439.0529 | 5265806.5771 | 0 | 9196245.63 | 0 | 0 | 0 | 0 | 0 | 0 | 0 | 0 | 0 | 0 | 0 | 19881.73 | 0 | 0 | 19881.73 | 0 | 1 | 1
#42 2230 | 2230 | 0 | 0 | 0 | 0 | 0 | 2159009.7408 | 377123.7192 | 0 | 2536133.46 | 0 | 15511762.0471 | 2709507.6429 | 0 | 18221269.69 | 0 | 0 | 0 | 0 | 0 | 0 | 0 | 0 | 0 | 0 | 0 | 230956.8603 | 40342.2497 | 0 | 271299.11 | 0 | 1 | 1
#44 2229 | 2229 | 0 | 0 | 0 | 0 | 0 | 271729.9212 | 10919.0888 | 0 | 282649.01 | 0 | 3037106.434 | 122041.896 | 0 | 3159148.33 | 0 | 0 | 0 | 0 | 0 | 0 | 0 | 0 | 0 | 0 | 0 | -1.399e-11 | -5.6216e-13 | 0 | -1.4552e-11 | 1.4552e-11 | 1 | 1
#46 5031 | 5031 | 7963.3473 | 399.6527 | 0 | 8363 | 0 | 3745100.2126 | 188010.2474 | 0 | 3933110.46 | 0 | 16765565.0399 | 951151.9401 | 0 | 17716716.98 | 0 | 0 | 0 | 0 | 0 | 0 | 0 | 0 |  | 0 | 0 | 558114.47 | -81793.46 | 0 | 476321.01 | 0 | 1 | 1
#47 5034 | 5034 | 3396.4685 | 8801.2115 | 0 | 12197.68 | 0 | 533456.71 | 1547031.64 | 0 | 2080488.35 | 0 | 9496511.467 | 24443455.493 | 0 | 33939966.96 | 0 | 0 | 0 | 0 | 0 | 0 | -5.065e-13 | -1.3125e-12 | 0 | -1.819e-12 | 1.819e-12 | 0 | 0 | 0 | 0 | 0 | 1 | 1
#48 5033 | 5033 | 210939.313 | 183904.077 | 0 | 394843.39 | 0 | 11317836.0001 | 9867274.8699 | 0 | 21185110.87 | 0 | 64431952.4853 | 54509954.9047 | 0 | 118941907.39 | 3.2783e-07 | 0 | 0 | 0 | 0 | 0 | 2.721e-11 | 8031 | 0 | 8031 | -5.0932e-11 | 41399.309 | 1692077.921 | 0 | 1733477.23 | 0 | 1 | 1
#49 5035 | 5035 | 3340.4605 | 3902.4195 | 0 | 7242.88 | 0 | 966797.7053 | 1088431.8547 | 0 | 2055229.56 | 0 | 25701037.8999 | 30082148.2201 | 0 | 55783186.12 | 6.7055e-08 | 0 | 0 | 0 | 0 | 0 | 0 | 0 | 0 | 0 | 0 | 14096.24 | 0 | 0 | 14096.24 | 0 | 1 | 1
#50 5042 & 8046 | 5042 & 8046 | 38992.015 | 9683.0989 | 136.2961 | 48811.41 | -48811.41 | 2036001.2743 | 505611.2582 | 7116.8175 | 2548729.35 | -2548729.35 | 41767103.1129 | 10372251.6391 | 145996.398 | 52285351.15 | -52285351.15 | 0 | 0 | 0 | 0 | 0 | 0 | 0 | 0 | 0 | 0 | -6.681e-13 | -2.4139e-13 | 0 | -9.0949e-13 | 9.0949e-13 | 1 | 1
#52 5063 | 5063 | 0 | 0 | 0 | 0 | 0 | 1451555.0152 | 12700.9948 | 0 | 1464256.01 | 0 | 23719014.318 | 207539.552 | 0 | 23926553.87 | 0 | 0 | 0 | 0 | 0 | 0 | 0 | 0 | 0 | 0 | 0 | 0 | 0 | 0 | 0 | 0 | 1
#53 5040 | 5040 | 0 | 0 | 0 | 0 | 0 | 173432.8963 | 237910.1237 | 0 | 411343.02 | 0 | 9486998.4189 | 9257678.1711 | 0 | 18744676.59 | 0 | 0 | 0 | 0 | 0 | 0 | 0 | 0 | 0 | 0 | 0 | 0 | 0 | 0 | 0 | 0 | 1
#55 2556 | 2556 | 0 | 0 | 0 | 0 | 0 | 1338100.205 | 260158.535 | 0 | 1598258.74 | 0 | 13225143.2914 | 2132106.1486 | 0 | 15357249.44 | 0 | 0 | 0 | 0 | 0 | 0 | -7.8163e-13 | -1.2787e-13 | 0 | -9.0949e-13 | 9.0949e-13 | 8458.4336 | -8458.4336 | 0 | 0 | 0 | 1 | 1
#57 8012 | 8012 | 250018.6302 | 379521.9498 | 0 | 629540.58 | 0 | 1893043.3505 | 3002768.2895 | 0 | 4895811.64 | 0 | 22793709.3932 | 34630768.3768 | 0 | 57424477.77 | 0 | 0 | 0 | 0 | 0 | 0 | 0 | 0 | 0 | 0 | 0 | 0 | 0 | 0 | 0 | 0 | 1
#66 8037 | 8037 | 6514.7963 | 10598.9537 | 0 | 17113.75 | 0 | 390688.7272 | 637005.5128 | 0 | 1027694.24 | 0 | 4269128.0181 | 6944072.9219 | 0 | 11213200.94 | 0 | 0 | 0 | 0 | 0 | 0 | 0 | 0 | 0 | 0 | 0 |  |  |  | 0 | 0 | 1
#67 5041 & 8040 | 5041 & 8040 | 2139.2361 | 5825.2039 | 0 | 7964.44 | -7964.44 | 53562.0195 | 432306.5805 | 0 | 485868.6 | -485868.6 | 4057897.6972 | 10763320.9428 | 0 | 14821218.64 | -14821218.64 | 0 | 0 | 0 | 0 | 0 | 0 | 0 | 0 | 0 | 0 | 0 | 0 | 0 | 0 | 0 | 1
#68 5070 & 8034 | 5070 & 8034 | 93653.3939 | 217704.3461 | 0 | 311357.74 | -311357.74 | 10743019.4899 | 39629161.8301 | 0 | 50372181.32 | -50372181.32 | 74332637.7653 | 158404629.1547 | 0 | 232737266.92 | -232737266.92 | 0 | 0 | 0 | 0 | 0 | 0 | 0 | 0 | 0 | 0 | 79995.2505 | -83082.6705 | 0 | -3087.42 | 3087.42 | 1 | 1
#69 8049 | 8049 | 19578.0608 | 2510.0092 | 0 | 22088.07 | 0 | 10796732.3303 | 1375597.5997 | 0 | 12172329.93 | 0 | 99694226.847 | 12789918.063 | 0 | 112484144.91 | -4.3213e-07 | 0 | 0 | 0 | 0 | 0 | 0 | 0 | 0 | 0 | 0 | 0 |  | 0 | 0 | 0 | 1
#70 5064 | 5064 | 10898.8536 | 41210.1364 | 0 | 52108.99 | 0 | 5537521.1177 | 20672732.4623 | 0 | 26210253.58 | 0 | 15861086.6471 | 60238487.4829 | 0 | 76099574.13 | -1.9372e-07 | 0 | 0 | 0 | 0 | 0 | 0 | 0 | 0 | 0 | 0 | 0 | 0 | 0 | 0 | 0 | 1
#71 5025 | 5025 | 31059.8201 | 32497.3499 | 0 | 63557.17 | 0 | 1475067.2423 | 1543337.2177 | 0 | 3018404.46 | 0 | 18475441.3177 | 19330533.1323 | 0 | 37805974.45 | 0 | 0 | 0 | 0 | 0 | 0 | 0 | 0 | 0 | 0 | 0 | 0 | 0 | 0 | 0 | 0 | 1
#72 5052 | 5052 | 21981.7796 | 0.96045 | 0 | 21982.74 | 0 | 7700047.853 | 320.227 | 0 | 7700368.08 | 0 | 204798695.4207 | 8964.4393 | 0 | 204807659.86 | 0 | 0 | 0 | 0 | 0 | 0 | 0 | 0 | 0 | 0 | 0 | 0 | 0 | 0 | 0 | 0 | 1
#91 5059 | 5059 | 111063.36 | 0 | 0 | 111063.36 | 0 | 7296500.99 | 0 | 0 | 7296500.99 | 0 | 33994407.1 | 0 | 0 | 33994407.1 | 0 | 0 | 0 | 0 | 0 | 0 | 0 | 0 | 0 | 0 | 0 | 0 | 0 | 0 | 0 | 0 | 1
#92 5079 | 5079 | 1095246.9605 | 136678.6595 | 0 | 1231925.62 | 0 | 28362051.9718 | 3539372.7482 | 0 | 31901424.72 | 0 | 188265608.6576 | 23494145.1124 | 0 | 211759753.77 | -2.9802e-07 | 0 | 0 | 0 | 0 | 0 | 0 | 0 | 0 | 0 | 0 | 0 | -5.457e-12 | 0 | -5.457e-12 | 5.457e-12 | 1 | 1
#95 8051-8055 | 8051-8055 | 0 | 0 | 0 | 0 | 0 |  |  |  | 0 | 0 |  |  |  | 0 | 0 | 0 | 0 | 0 | 0 | 0 | 0 | 0 | 0 | 0 | 0 |  |  | 0 | 0 | 0 | 1
#107 5048 | 5048 | 0 | 45795.1027 | 3309.1273 | 49104.23 | 0 | 0 | 27555.2908 | 1991.1292 | 29546.42 | 0 | 0 | 2388564.8811 | 172596.2989 | 2561161.18 | 0 | 0 | 0 | 0 | 0 | 0 | 0 | 0 | 0 | 0 | 0 | 0 | 0 | 0 | 0 | 0 | 1
#109 8006 | 8006 | 0 | 0 | 0 | 0 | 0 | 4997123.365 | 25224852.215 | 0 | 30221975.58 | 0 | 9406797.658 | 47485936.192 | 0 | 56892733.85 | 0 | 0 | 0 | 0 | 0 | 0 | 0 | 0 | 0 | 0 | 0 | 0 | 0 | 0 | 0 | 0 | 1
#110 8000 | 8000 | 18353.4336 | 92289.2464 | 0 | 110642.68 | 0 | 118739.3584 | 622976.0716 | 0 | 741715.43 | 0 | 2157861.6869 | 10824788.9631 | 0 | 12982650.65 | -3.539e-08 | 0 | 0 | 0 | 0 | 0 | 0 | 0 | 0 | 0 | 0 | 0 | 0 | 0 | 0 | 0 | 1
#111 8363 | 8363 | 0 | 0 | 0 | 0 | 0 | 13005990.0889 | 13060.6711 | 0 | 13019050.76 | 0 | 33162319.826 | 33301.744 | 0 | 33195621.57 | -2.9802e-08 | 0 | 0 | 0 | 0 | 0 | 0 | 0 | 0 | 0 | 0 | 0 | 0 | 0 | 0 | 0 | 1
| 1000 |  |  |  | 0 | 0 |  |  |  | 0 | 0 |  |  |  | 6285.26 | 0 |  |  |  | 0 | 0 |  |  |  | 0 | 0 |  |  |  | 227.09 | 0 |  | 1
| 1094 |  |  |  | 0 | 0 |  |  |  | 0 | 0 |  |  |  | 0 | 0 |  |  |  | 0 | 0 |  |  |  | 0 | 0 |  |  |  | 0 | 0 | 1
| 1250 |  |  |  | 0 | 0 |  |  |  | 0 | 0 |  |  |  | 27266420.25 | 0 |  |  |  | 0 | 0 |  |  |  | 0 | 0 |  |  |  | 0 | 0 | 1
| 1451 |  |  |  | 0 | 0 |  |  |  | 0 | 0 |  |  |  | 35854.54 | 0 |  |  |  | 0 | 0 |  |  |  | 0 | 0 |  |  |  | 0 | 0
| 1610 |  |  |  | 0 | 0 |  |  |  | 0 | 0 |  |  |  | 0 | 0 |  |  |  | 0 | 0 |  |  |  | 0 | 0 |  |  |  | 126168.97 | 0 |  | 1
| 1808 |  |  |  | 0 | 0 |  |  |  | 0 | 0 |  |  |  | 0 | 0 |  |  |  | 0 | 0 |  |  |  | 0 | 0 |  |  |  | 0 | 0
| 1809 |  |  |  | 0 | 0 |  |  |  | 0 | 0 |  |  |  | 0 | 0 |  |  |  | 0 | 0 |  |  |  | 0 | 0 |  |  |  | 0 | 0
| 1810 |  |  |  | 0 | 0 |  |  |  | 0 | 0 |  |  |  | 0 | 0 |  |  |  | 0 | 0 |  |  |  | 0 | 0 |  |  |  | 0 | 0
| 1812 |  |  |  | 0 | 0 |  |  |  | 0 | 0 |  |  |  | 0 | 0 |  |  |  | 0 | 0 |  |  |  | 0 | 0 |  |  |  | 0 | 0
| 1818 |  |  |  | 0 | 0 |  |  |  | 0 | 0 |  |  |  | 0 | 0 |  |  |  | 0 | 0 |  |  |  | 0 | 0 |  |  |  | 0 | 0
| 1824 |  |  |  | 0 | 0 |  |  |  | 0 | 0 |  |  |  | 0 | 0 |  |  |  | 0 | 0 |  |  |  | 0 | 0 |  |  |  | 0 | 0
| 1839 |  |  |  | 0 | 0 |  |  |  | 0 | 0 |  |  |  | 0 | 0 |  |  |  | 0 | 0 |  |  |  | 0 | 0 |  |  |  | 0 | 0 | 1
| 1860 |  |  |  | 0 | 0 |  |  |  | 0 | 0 |  |  |  | 2597299.38 | 0 |  |  |  | 0 | 0 |  |  |  | 0 | 0 |  |  |  | 0 | 0 | 1
| 1864 |  |  |  | 0 | 0 |  |  |  | 0 | 0 |  |  |  | 2488613.54 | 0 |  |  |  | 0 | 0 |  |  |  | 0 | 0 |  |  |  | 0 | 0 | 1
| 1866 |  |  |  | 0 | 0 |  |  |  | 0 | 0 |  |  |  | 5007636.41 | 0 |  |  |  | 0 | 0 |  |  |  | 0 | 0 |  |  |  | 0 | 0 | 1
| 1867 |  |  |  | 7766 | 0 |  |  |  | 0 | 0 |  |  |  | 2722615.76 | 0 |  |  |  | 0 | 0 |  |  |  | 0 | 0 |  |  |  | 0 | 0 | 1
| 1869 |  |  |  | 0 | 0 |  |  |  | 2465520.09 | 0 |  |  |  | 7901074.34 | 0 |  |  |  | 0 | 0 |  |  |  | 0 | 0 |  |  |  | 0 | 0 | 1
| 1870 |  |  |  | 0 | 0 |  |  |  | 0 | 0 |  |  |  | 194958.65 | 0 |  |  |  | 0 | 0 |  |  |  | 0 | 0 |  |  |  | 0 | 0
| 2110 |  |  |  | 0 | 0 |  |  |  | 0 | 0 |  |  |  | 0 | 0 |  |  |  | 0 | 0 |  |  |  | 0 | 0 |  |  |  | 61855.12 | 0 |  | 1
| 2120 |  |  |  | 0 | 0 |  |  |  | 0 | 0 |  |  |  | 0 | 0 |  |  |  | 0 | 0 |  |  |  | 0 | 0 |  |  |  | 56092.58 | 0 | 1 | 1
| 2150 |  |  |  | 0 | 0 |  |  |  | 0 | 0 |  |  |  | 24015.6 | 0 |  |  |  | 0 | 0 |  |  |  | 0 | 0 |  |  |  | 0 | 0 | 1
| 2202 |  |  |  | 0 | 0 |  |  |  | 0 | 0 |  |  |  | 1641021.78 | 0 |  |  |  | 0 | 0 |  |  |  | 0 | 0 |  |  |  | 99245.03 | 0 | 1 | 1
| 2212 |  |  |  | 0 | 0 |  |  |  | 0 | 0 |  |  |  | 1516245.82 | 0 |  |  |  | 0 | 0 |  |  |  | 0 | 0 |  |  |  | 0 | 0 | 1
| 2234 |  |  |  | 0 | 0 |  |  |  | 0 | 0 |  |  |  | 1031433.83 | 0 |  |  |  | 0 | 0 |  |  |  | 0 | 0 |  |  |  | 46173.16 | 0 | 1 | 1
| 2236 |  |  |  | 0 | 0 |  |  |  | 43064.15 | 0 |  |  |  | 4684167.63 | 0 |  |  |  | 0 | 0 |  |  |  | 0 | 0 |  |  |  | 0 | 0 | 1
| 2237 |  |  |  | 0 | 0 |  |  |  | 0 | 0 |  |  |  | 68245.7 | 0 |  |  |  | 0 | 0 |  |  |  | 0 | 0 |  |  |  | 26635.75 | 0 | 1 | 1
| 2238 |  |  |  | 0 | 0 |  |  |  | 0 | 0 |  |  |  | 2840762.29 | 0 |  |  |  | 0 | 0 |  |  |  | 0 | 0 |  |  |  | 91292.52 | 0 | 1 | 1
| 2239 |  |  |  | 0 | 0 |  |  |  | 627754 | 0 |  |  |  | 4940310.55 | 0 |  |  |  | 0 | 0 |  |  |  | 0 | 0 |  |  |  | 0 | 0 | 1
| 2260 |  |  |  | 0 | 0 |  |  |  | 0 | 0 |  |  |  | 0 | 0 |  |  |  | 0 | 0 |  |  |  | 1249353.48 | 0 |  |  |  | 3223039.97 | 0 | 1 | 1
| 2300 |  |  |  | 0 | 0 |  |  |  | 0 | 0 |  |  |  | 10366.79 | 0 |  |  |  | 0 | 0 |  |  |  | 0 | 0 |  |  |  | 0 | 0 | 1
| 2301 |  |  |  | 0 | 0 |  |  |  | 0 | 0 |  |  |  | 421923.88 | 0 |  |  |  | 0 | 0 |  |  |  | 0 | 0 |  |  |  | 0 | 0 | 1
| 2303 |  |  |  | 0 | 0 |  |  |  | 0 | 0 |  |  |  | 140225.87 | 0 |  |  |  | 0 | 0 |  |  |  | 0 | 0 |  |  |  | 0 | 0
| 2304 |  |  |  | 0 | 0 |  |  |  | 0 | 0 |  |  |  | 0 | 0 |  |  |  | 0 | 0 |  |  |  | 9117.44 | 0 |  |  |  | 0 | 0 | 1 | 1
| 2305 |  |  |  | 0 | 0 |  |  |  | 0 | 0 |  |  |  | 692139.9 | 0 |  |  |  | 0 | 0 |  |  |  | 0 | 0 |  |  |  | 0 | 0 | 1
| 2307 |  |  |  | 0 | 0 |  |  |  | 0 | 0 |  |  |  | 572929.49 | 0 |  |  |  | 0 | 0 |  |  |  | 0 | 0 |  |  |  | 0 | 0 | 1
| 2309 |  |  |  | 0 | 0 |  |  |  | 0 | 0 |  |  |  | 193975.41 | 0 |  |  |  | 0 | 0 |  |  |  | 0 | 0 |  |  |  | 0 | 0 | 1
| 2313 |  |  |  | 0 | 0 |  |  |  | 4183.66 | 0 |  |  |  | 589036.37 | 0 |  |  |  | 0 | 0 |  |  |  | 0 | 0 |  |  |  | 49836.37 | 0 | 1 | 1
| 2314 |  |  |  | 0 | 0 |  |  |  | 1382.76 | 0 |  |  |  | 259590.77 | 0 |  |  |  | 0 | 0 |  |  |  | 0 | 0 |  |  |  | 0 | 0 | 1
| 2315 |  |  |  | 0 | 0 |  |  |  | 0 | 0 |  |  |  | 36406.2 | 0 |  |  |  | 0 | 0 |  |  |  | 0 | 0 |  |  |  | 85969.09 | 0 | 1 | 1
| 2317 |  |  |  | 0 | 0 |  |  |  | 0 | 0 |  |  |  | 14929.96 | 0 |  |  |  | 0 | 0 |  |  |  | 63897.87 | 0 |  |  |  | 594023.31 | 0 | 1 | 1
| 2318 |  |  |  | 1463.92 | 0 |  |  |  | 0 | 0 |  |  |  | 7315.87 | 0 |  |  |  | 0 | 0 |  |  |  | 0 | 0 |  |  |  | 7591.3 | 0 | 1 | 1
| 2319 |  |  |  | 0 | 0 |  |  |  | 0 | 0 |  |  |  | 52080.43 | 0 |  |  |  | 4.49 | 0 |  |  |  | 0 | 0 |  |  |  | 5763.54 | 0 |  | 1
| 2320 |  |  |  | 0 | 0 |  |  |  | 0 | 0 |  |  |  | 0 | 0 |  |  |  | 0 | 0 |  |  |  | 0 | 0 |  |  |  | 47966.57 | 0 | 1 | 1
| 2324 |  |  |  | 0 | 0 |  |  |  | 0 | 0 |  |  |  | 48506.83 | 0 |  |  |  | 0 | 0 |  |  |  | 0 | 0 |  |  |  | 11648.77 | 0 | 1 | 1
| 2325 |  |  |  | 0 | 0 |  |  |  | 2694.37 | 0 |  |  |  | 49125.88 | 0 |  |  |  | 0 | 0 |  |  |  | 0 | 0 |  |  |  | 0 | 0 | 1
| 2326 |  |  |  | 0 | 0 |  |  |  | 0 | 0 |  |  |  | 57268.82 | 0 |  |  |  | 0 | 0 |  |  |  | 0 | 0 |  |  |  | 0 | 0 | 1
| 2327 |  |  |  | 0 | 0 |  |  |  | 0 | 0 |  |  |  | 50833.83 | 0 |  |  |  | 0 | 0 |  |  |  | 0 | 0 |  |  |  | 70031.02 | 0 | 1 | 1
| 2328 |  |  |  | 0 | 0 |  |  |  | 0 | 0 |  |  |  | 460723.19 | 0 |  |  |  | 0 | 0 |  |  |  | 0 | 0 |  |  |  | 1520052.62 | 0 | 1 | 1
| 2331 |  |  |  | 0 | 0 |  |  |  | 0 | 0 |  |  |  | 205914.2 | 0 |  |  |  | 0 | 0 |  |  |  | 0 | 0 |  |  |  | 0 | 0
| 2500 |  |  |  | 0 | 0 |  |  |  | 7254.01 | 0 |  |  |  | 0 | 0 |  |  |  | 0 | 0 |  |  |  | 0 | 0 |  |  |  | 110232.54 | 0 | 1 | 1
| 2501 |  |  |  | 0 | 0 |  |  |  | 0 | 0 |  |  |  | 705803.76 | 0 |  |  |  | 0 | 0 |  |  |  | 0 | 0 |  |  |  | 0 | 0 | 1
| 2503 |  |  |  | 0 | 0 |  |  |  | 0 | 0 |  |  |  | 196343.73 | 0 |  |  |  | 0 | 0 |  |  |  | 0 | 0 |  |  |  | 0 | 0 | 1
| 2560 & 2510 |  |  |  | 0 | 0 |  |  |  | 317627.03 | -317627.03 |  |  |  | 5816829.65 | -5816829.65 |  |  |  | 0 | 0 |  |  |  | 0 | 0 |  |  |  | 45508.48 | -45508.48 | 1 | 1
| 2512 |  |  |  | 0 | 0 |  |  |  | 0 | 0 |  |  |  | 120052.25 | 0 |  |  |  | 0 | 0 |  |  |  | 0 | 0 |  |  |  | 243.99 | 0 | 1 | 1
| 2514 |  |  |  | 0 | 0 |  |  |  | 0 | 0 |  |  |  | 175911.85 | 0 |  |  |  | 0 | 0 |  |  |  | 0 | 0 |  |  |  | 96338.43 | 0 | 1 | 1
| 2522 |  |  |  | 0 | 0 |  |  |  | 0 | 0 |  |  |  | 80486.63 | 0 |  |  |  | 0 | 0 |  |  |  | 0 | 0 |  |  |  | 54800.47 | 0 | 1 | 1
| 2523 |  |  |  | 0 | 0 |  |  |  | 0 | 0 |  |  |  | 1841376.72 | 0 |  |  |  | 0 | 0 |  |  |  | 0 | 0 |  |  |  | 243.99 | 0 | 1 | 1
| 2524 |  |  |  | 0 | 0 |  |  |  | 0 | 0 |  |  |  | 86641.32 | 0 |  |  |  | 0 | 0 |  |  |  | 0 | 0 |  |  |  | 1002880.76 | 0 | 1 | 1
| 2525 |  |  |  | 0 | 0 |  |  |  | 0 | 0 |  |  |  | 43037.46 | 0 |  |  |  | 0 | 0 |  |  |  | 0 | 0 |  |  |  | 36610.31 | 0 | 1 | 1
| 2526 |  |  |  | 0 | 0 |  |  |  | 0 | 0 |  |  |  | 39097.75 | 0 |  |  |  | 0 | 0 |  |  |  | 0 | 0 |  |  |  | 25967.76 | 0 | 1 | 1
| 2553 |  |  |  | 0 | 0 |  |  |  | 1342.64 | 0 |  |  |  | 12150.29 | 0 |  |  |  | 0 | 0 |  |  |  | 0 | 0 |  |  |  | 0 | 0 | 1
| 2557 |  |  |  | 2118.52 | 0 |  |  |  | 290687.31 | 0 |  |  |  | 4738171.62 | 0 |  |  |  | 0 | 0 |  |  |  | 0 | 0 |  |  |  | 569515.52 | 0 | 1 | 1
| 2561 |  |  |  | 343.51 | 0 |  |  |  | 261722.47 | 0 |  |  |  | 2099225.34 | 0 |  |  |  | 0 | 0 |  |  |  | 0 | 0 |  |  |  | 41579.06 | 0 | 1 | 1
| 2570 |  |  |  | 0 | 0 |  |  |  | 287755.16 | 0 |  |  |  | 4197276.42 | 0 |  |  |  | 0 | 0 |  |  |  | 0 | 0 |  |  |  | 13269.36 | 0 | 1 | 1
| 2571 |  |  |  | 0 | 0 |  |  |  | 100771.55 | 0 |  |  |  | 1207512.47 | 0 |  |  |  | 0 | 0 |  |  |  | 0 | 0 |  |  |  | 97742.58 | 0 | 1 | 1
| 2580 |  |  |  | 0 | 0 |  |  |  | 0 | 0 |  |  |  | 0 | 0 |  |  |  | 137.96 | 0 |  |  |  | 1412.22 | 0 |  |  |  | 6428.59 | 0 | 1 | 1
| 2582 |  |  |  | 400881.36 | 0 |  |  |  | 0 | 0 |  |  |  | 655405.8 | 0 |  |  |  | 7434.47 | 0 |  |  |  | 617926.24 | 0 |  |  |  | 9323883.75 | 0 | 1 | 1
| 2583 |  |  |  | 0 | 0 |  |  |  | 0 | 0 |  |  |  | 0 | 0 |  |  |  | 0 | 0 |  |  |  | 16176.39 | 0 |  |  |  | 792337.16 | 0 |  | 1
| 2587 |  |  |  | 0 | 0 |  |  |  | 129612.04 | 0 |  |  |  | 0 | 0 |  |  |  | 0 | 0 |  |  |  | 0 | 0 |  |  |  | 0 | 0 | 1
| 2589 |  |  |  | 0 | 0 |  |  |  | 0 | 0 |  |  |  | 0 | 0 |  |  |  | 0 | 0 |  |  |  | 1190.77 | 0 |  |  |  | 129418.25 | 0 |  | 1
| 2594 |  |  |  | 0 | 0 |  |  |  | 0 | 0 |  |  |  | 0 | 0 |  |  |  | 0 | 0 |  |  |  | 0 | 0 |  |  |  | 2232538.74 | 0 | 1 | 1
| 2598 |  |  |  | 0 | 0 |  |  |  | 0 | 0 |  |  |  | -229.7 | 0 |  |  |  | 0 | 0 |  |  |  | 46012.65 | 0 |  |  |  | 4194459.95 | 0 |  | 1
| 2604 |  |  |  | 0 | 0 |  |  |  | 0 | 0 |  |  |  | 0 | 0 |  |  |  | 0 | 0 |  |  |  | 0 | 0 |  |  |  | 57327.51 | 0 |  | 1
| 2609 |  |  |  | 0 | 0 |  |  |  | 0 | 0 |  |  |  | 0 | 0 |  |  |  | 0 | 0 |  |  |  | 0 | 0 |  |  |  | 1660992.12 | 0 |  | 1
| 2610 |  |  |  | 0 | 0 |  |  |  | 0 | 0 |  |  |  | 0 | 0 |  |  |  | 24260.5 | 0 |  |  |  | 137911.99 | 0 |  |  |  | 732574.99 | 0 |  | 1
| 2611 |  |  |  | 0 | 0 |  |  |  | 0 | 0 |  |  |  | 0 | 0 |  |  |  | 62994.73 | 0 |  |  |  | 186428.47 | 0 |  |  |  | 1971253.07 | 0 |  | 1
| 2612 |  |  |  | 0 | 0 |  |  |  | 0 | 0 |  |  |  | 0 | 0 |  |  |  | 0 | 0 |  |  |  | 56385.07 | 0 |  |  |  | 790611.14 | 0 |  | 1
| 3020 |  |  |  | 0 | 0 |  |  |  | 0 | 0 |  |  |  | 0 | 0 |  |  |  | 0 | 0 |  |  |  | 0 | 0 |  |  |  | 9065.03 | 0 |  | 1
| 3064 |  |  |  | 0 | 0 |  |  |  | 0 | 0 |  |  |  | 0 | 0 |  |  |  | 0 | 0 |  |  |  | 9732016.32 | 0 |  |  |  | 9464809.25 | 0 |  | 1
| 3393 |  |  |  | 0 | 0 |  |  |  | 0 | 0 |  |  |  | 0 | 0 |  |  |  | 0 | 0 |  |  |  | 175075.09 | 0 |  |  |  | 0 | 0 |  | 1
| 3717 |  |  |  | 714.16 | 0 |  |  |  | 0 | 0 |  |  |  | 0 | 0 |  |  |  | 0 | 0 |  |  |  | 0 | 0 |  |  |  | 0 | 0 | 1
| 4000 |  |  |  | 0 | 0 |  |  |  | 0 | 0 |  |  |  | 0 | 0 |  |  |  | 0 | 0 |  |  |  | 10186.2 | 0 |  |  |  | 0 | 0 | 1 | 1
| 4026 |  |  |  | 2910822.12 | 0 |  |  |  | 8464.15 | 0 |  |  |  | 27104.88 | 0 |  |  |  | 0 | 0 |  |  |  | 0 | 0 |  |  |  | 0 | 0 | 1
| 4031 |  |  |  | 0 | 0 |  |  |  | 95840.85 | 0 |  |  |  | 0 | 0 |  |  |  | 0 | 0 |  |  |  | 0 | 0 |  |  |  | 0 | 0 | 1
| 4034 |  |  |  | 0 | 0 |  |  |  | 540.83 | 0 |  |  |  | 0 | 0 |  |  |  | 0 | 0 |  |  |  | 0 | 0 |  |  |  | 0 | 0 | 1
| 4045 |  |  |  | 187212.85 | 0 |  |  |  | 26420.53 | 0 |  |  |  | 0 | 0 |  |  |  | 0 | 0 |  |  |  | 0 | 0 |  |  |  | 0 | 0 | 1
| 4046 |  |  |  | 186657 | 0 |  |  |  | 0 | 0 |  |  |  | 0 | 0 |  |  |  | 0 | 0 |  |  |  | 0 | 0 |  |  |  | 0 | 0 | 1
| 4059 |  |  |  | 13001.63 | 0 |  |  |  | 0 | 0 |  |  |  | 0 | 0 |  |  |  | 0 | 0 |  |  |  | 0 | 0 |  |  |  | 0 | 0 | 1
| 4070 |  |  |  | 61040.14 | 0 |  |  |  | 0 | 0 |  |  |  | 0 | 0 |  |  |  | 0 | 0 |  |  |  | 0 | 0 |  |  |  | 0 | 0 | 1
| 4101 |  |  |  | 1539567.6 | 0 |  |  |  | 303115.92 | 0 |  |  |  | 98474.79 | 0 |  |  |  | 0 | 0 |  |  |  | 0 | 0 |  |  |  | 0 | 0 | 1
| 4102 |  |  |  | 1466127.54 | 0 |  |  |  | 0 | 0 |  |  |  | 0 | 0 |  |  |  | 0 | 0 |  |  |  | 0 | 0 |  |  |  | 0 | 0 | 1
| 4103 |  |  |  | 1059.84 | 0 |  |  |  | 0 | 0 |  |  |  | 0 | 0 |  |  |  | 0 | 0 |  |  |  | 0 | 0 |  |  |  | 0 | 0 | 1
| 4104 |  |  |  | 1331368.26 | 0 |  |  |  | 0 | 0 |  |  |  | 51006.07 | 0 |  |  |  | 0 | 0 |  |  |  | 0 | 0 |  |  |  | 0 | 0 | 1
| 4105 |  |  |  | 32631622.54 | 0 |  |  |  | 1720156.61 | 0 |  |  |  | 1071634.42 | 0 |  |  |  | 689532.7 | 0 |  |  |  | 0 | 0 |  |  |  | 0 | 0 | 1 | 1
| 4106 |  |  |  | 563121.1 | 0 |  |  |  | 0 | 0 |  |  |  | 0 | 0 |  |  |  | 0 | 0 |  |  |  | 0 | 0 |  |  |  | 0 | 0 | 1
| 4107 |  |  |  | 4267463.06 | 0 |  |  |  | 310267.51 | 0 |  |  |  | 0 |  |  |  |  | 0 | 0 |  |  |  | 0 | 0 |  |  |  | 0 | 0 | 1
| 4108 |  |  |  | 8072177.94 | 0 |  |  |  | 3985064.83 | 0 |  |  |  | 0 | 0 |  |  |  | 0 | 0 |  |  |  | 0 | 0 |  |  |  | 0 | 0 | 1
| 4109 |  |  |  | 0 | 0 |  |  |  | 0 | 0 |  |  |  | 0 | 0 |  |  |  | 0 | 0 |  |  |  | 0 | 0 |  |  |  | 0 | 0
| 4111 |  |  |  | 1943.63 | 0 |  |  |  | 0 | 0 |  |  |  | 0 | 0 |  |  |  | 0 | 0 |  |  |  | 0 | 0 |  |  |  | 0 | 0 | 1
| 4113 |  |  |  | 793530.91 | 0 |  |  |  | 0 | 0 |  |  |  | 0 | 0 |  |  |  | 0 | 0 |  |  |  | 0 | 0 |  |  |  | 0 | 0 | 1
| 4114 |  |  |  | 3210534.23 | 0 |  |  |  | 566487.08 | 0 |  |  |  | 661181.77 | 0 |  |  |  | 0 | 0 |  |  |  | 0 | 0 |  |  |  | 0 | 0 | 1
| 4115 |  |  |  | 1607024.14 | 0 |  |  |  | 531634.83 | 0 |  |  |  | 2148.68 | 0 |  |  |  | 0 | 0 |  |  |  | 0 | 0 |  |  |  | 0 | 0 | 1
| 4116 |  |  |  | 3594552.46 | 0 |  |  |  | 162282.44 | 0 |  |  |  | 2064.92 | 0 |  |  |  | 0 | 0 |  |  |  | 0 | 0 |  |  |  | 0 | 0 | 1
| 4117 |  |  |  | 1004388.72 | 0 |  |  |  | 7083.96 | 0 |  |  |  | 12857.19 | 0 |  |  |  | 0 | 0 |  |  |  | 0 | 0 |  |  |  | 0 | 0 | 1
| 4118 |  |  |  | 5611464.45 | 0 |  |  |  | 86460.73 | 0 |  |  |  | 2259.8 | 0 |  |  |  | 0 | 0 |  |  |  | 0 | 0 |  |  |  | 0 | 0 | 1
| 4119 |  |  |  | 2101336.62 | 0 |  |  |  | 47544.75 | 0 |  |  |  | 100.89 | 0 |  |  |  | 0 | 0 |  |  |  | 0 | 0 |  |  |  | 0 | 0 | 1
| 4120 |  |  |  | 4271232.36 | 0 |  |  |  | 292991.24 | 0 |  |  |  | 3380 | 0 |  |  |  | 0 | 0 |  |  |  | 0 | 0 |  |  |  | 0 | 0 | 1
| 4121 |  |  |  | 281783.83 | 0 |  |  |  | 0 | 0 |  |  |  | 0 | 0 |  |  |  | 0 | 0 |  |  |  | 0 | 0 |  |  |  | 0 | 0 | 1
| 4123 |  |  |  | 1749466.44 | 0 |  |  |  | 0 | 0 |  |  |  | 16632.95 | 0 |  |  |  | 0 | 0 |  |  |  | 0 | 0 |  |  |  | 0 | 0 | 1
| 4124 |  |  |  | 485.44 | 0 |  |  |  | 0 | 0 |  |  |  | 0 | 0 |  |  |  | 0 | 0 |  |  |  | 0 | 0 |  |  |  | 0 | 0 | 1
| 4125 |  |  |  | 11507440.97 | 0 |  |  |  | 1064842.5 | 0 |  |  |  | 1918.11 | 0 |  |  |  | 0 | 0 |  |  |  | 0 | 0 |  |  |  | 0 | 0 | 1
| 4127 |  |  |  | 19842.47 | 0 |  |  |  | 0 | 0 |  |  |  | 0 | 0 |  |  |  | 0 | 0 |  |  |  | 0 | 0 |  |  |  | 0 | 0 | 1
| 4129 |  |  |  | 34936.5 | 0 |  |  |  | 0 | 0 |  |  |  | 0 | 0 |  |  |  | 0 | 0 |  |  |  | 0 | 0 |  |  |  | 0 | 0 | 1
| 4130 |  |  |  | 157989.61 | 0 |  |  |  | 0 | 0 |  |  |  | 0 | 0 |  |  |  | 0 | 0 |  |  |  | 0 | 0 |  |  |  | 0 | 0 | 1
| 4132 |  |  |  | 3146.16 | 0 |  |  |  | 0 | 0 |  |  |  | 0 | 0 |  |  |  | 0 | 0 |  |  |  | 0 | 0 |  |  |  | 0 | 0 | 1
| 4133 |  |  |  | 50019.56 | 0 |  |  |  | 0 | 0 |  |  |  | 0 | 0 |  |  |  | 0 | 0 |  |  |  | 0 | 0 |  |  |  | 0 | 0 | 1
| 4135 |  |  |  | 2205292.63 | 0 |  |  |  | 625.6 | 0 |  |  |  | 0 | 0 |  |  |  | 0 | 0 |  |  |  | 0 | 0 |  |  |  | 0 | 0 | 1
| 4136 |  |  |  | 1330373 | 0 |  |  |  | 0 | 0 |  |  |  | 0 | 0 |  |  |  | 0 | 0 |  |  |  | 0 | 0 |  |  |  | 0 | 0 | 1
| 4137 |  |  |  | 16589.08 | 0 |  |  |  | 0 | 0 |  |  |  | 0 | 0 |  |  |  | 0 | 0 |  |  |  | 0 | 0 |  |  |  | 0 | 0 | 1
| 4138 |  |  |  | 9588512.04 | 0 |  |  |  | 360190.35 | 0 |  |  |  | 98.19 | 0 |  |  |  | 0 | 0 |  |  |  | 0 | 0 |  |  |  | 0 | 0 | 1
| 4139 |  |  |  | 516.81 | 0 |  |  |  | 0 | 0 |  |  |  | 0 | 0 |  |  |  | 0 | 0 |  |  |  | 0 | 0 |  |  |  | 0 | 0 | 1
| 4140 |  |  |  | 278111.81 | 0 |  |  |  | 0 | 0 |  |  |  | 0 | 0 |  |  |  | 0 | 0 |  |  |  | 0 | 0 |  |  |  | 0 | 0 | 1
| 4141 |  |  |  | 76199.12 | 0 |  |  |  | 0 | 0 |  |  |  | 0 | 0 |  |  |  | 0 | 0 |  |  |  | 0 | 0 |  |  |  | 0 | 0 | 1
| 4142 |  |  |  | 25409.4 | 0 |  |  |  | 0 | 0 |  |  |  | 0 | 0 |  |  |  | 0 | 0 |  |  |  | 0 | 0 |  |  |  | 0 | 0 | 1
| 4143 |  |  |  | 6166.88 | 0 |  |  |  | 0 | 0 |  |  |  | 0 | 0 |  |  |  | 0 | 0 |  |  |  | 0 | 0 |  |  |  | 0 | 0 | 1
| 4144 |  |  |  | 9993.51 | 0 |  |  |  | 0 | 0 |  |  |  | 0 | 0 |  |  |  | 0 | 0 |  |  |  | 0 | 0 |  |  |  | 0 | 0 | 1
| 4147 |  |  |  | 3884037.46 | 0 |  |  |  | 0 | 0 |  |  |  | 1880.02 | 0 |  |  |  | 0 | 0 |  |  |  | 0 | 0 |  |  |  | 0 | 0 | 1
| 4148 |  |  |  | 1695890.52 | 0 |  |  |  | 0 | 0 |  |  |  | 0 | 0 |  |  |  | 0 | 0 |  |  |  | 0 | 0 |  |  |  | 0 | 0 | 1
| 4149 |  |  |  | 232 | 0 |  |  |  | 0 | 0 |  |  |  | 0 | 0 |  |  |  | 0 | 0 |  |  |  | 0 | 0 |  |  |  | 0 | 0 | 1
| 4153 |  |  |  | 309032.19 | 0 |  |  |  | 0 | 0 |  |  |  | 0 | 0 |  |  |  | 0 | 0 |  |  |  | 0 | 0 |  |  |  | 0 | 0 | 1
| 4154 |  |  |  | 748911.72 | 0 |  |  |  | 0 | 0 |  |  |  | 0 | 0 |  |  |  | 0 | 0 |  |  |  | 0 | 0 |  |  |  | 0 | 0 | 1
| 4155 |  |  |  | 5825616.03 | 0 |  |  |  | 0 | 0 |  |  |  | 0 | 0 |  |  |  | 0 | 0 |  |  |  | 0 | 0 |  |  |  | 0 | 0 | 1
| 4156 |  |  |  | 12019807.72 | 0 |  |  |  | 0 | 0 |  |  |  | 0 | 0 |  |  |  | 0 | 0 |  |  |  | 0 | 0 |  |  |  | 0 | 0 | 1
| 4157 |  |  |  | 1139771.32 | 0 |  |  |  | 18610.49 | 0 |  |  |  | 0 | 0 |  |  |  | 0 | 0 |  |  |  | 0 | 0 |  |  |  | 0 | 0 | 1
| 4158 |  |  |  | 498252.05 | 0 |  |  |  | 0 | 0 |  |  |  | 0 | 0 |  |  |  | 0 | 0 |  |  |  | 0 | 0 |  |  |  | 0 | 0 | 1
| 4166 |  |  |  | -63110.26 | 0 |  |  |  | 0 | 0 |  |  |  | 0 | 0 |  |  |  | 0 | 0 |  |  |  | 0 | 0 |  |  |  | 0 | 0 | 1
| 4168 |  |  |  | 4331.19 | 0 |  |  |  | 0 | 0 |  |  |  | 0 | 0 |  |  |  | 0 | 0 |  |  |  | 0 | 0 |  |  |  | 0 | 0 | 1
| 4169 |  |  |  | 11790588.69 | 0 |  |  |  | 0 | 0 |  |  |  | 2701.36 | 0 |  |  |  | 0 | 0 |  |  |  | 0 | 0 |  |  |  | 0 | 0 | 1
| 4185 |  |  |  | 14776949.75 | 0 |  |  |  | 0 | 0 |  |  |  | 0 | 0 |  |  |  | 0 | 0 |  |  |  | 0 | 0 |  |  |  | 0 | 0 | 1
| 4186 |  |  |  | 1193710.35 | 0 |  |  |  | 0 | 0 |  |  |  | 0 | 0 |  |  |  | 0 | 0 |  |  |  | 0 | 0 |  |  |  | 0 | 0 | 1
| 4187 |  |  |  | 10441138.91 | 0 |  |  |  | 0 | 0 |  |  |  | 0 | 0 |  |  |  | 0 | 0 |  |  |  | 0 | 0 |  |  |  | 0 | 0 | 1
| 4188 |  |  |  | 2855109.31 | 0 |  |  |  | 38108.66 | 0 |  |  |  | 0 | 0 |  |  |  | 0 | 0 |  |  |  | 0 | 0 |  |  |  | 0 | 0 | 1
| 4189 |  |  |  | 78247.82 | 0 |  |  |  | 0 | 0 |  |  |  | 0 | 0 |  |  |  | 0 | 0 |  |  |  | 0 | 0 |  |  |  | 0 | 0 | 1
| 4200 |  |  |  | 753427.46 | 0 |  |  |  | 4557226.34 | 0 |  |  |  | 358070.68 | 0 |  |  |  | 0 | 0 |  |  |  | 0 | 0 |  |  |  | 0 | 0 | 1
| 4201 |  |  |  | 0 | 0 |  |  |  | 112468.14 | 0 |  |  |  | 0 | 0 |  |  |  | 0 | 0 |  |  |  | 0 | 0 |  |  |  | 0 | 0 | 1
| 4205 |  |  |  | 0 | 0 |  |  |  | 523587.03 | 0 |  |  |  | 23446.3 | 0 |  |  |  | 0 | 0 |  |  |  | 0 | 0 |  |  |  | 0 | 0 | 1
| 4207 |  |  |  | 0 | 0 |  |  |  | 25798.08 | 0 |  |  |  | 0 | 0 |  |  |  | 0 | 0 |  |  |  | 0 | 0 |  |  |  | 0 | 0 | 1
| 4211 |  |  |  | 0 | 0 |  |  |  | 3150.43 | 0 |  |  |  | 0 | 0 |  |  |  | 0 | 0 |  |  |  | 0 | 0 |  |  |  | 0 | 0 | 1
| 4213 |  |  |  | 0 | 0 |  |  |  | 23988.55 | 0 |  |  |  | 0 | 0 |  |  |  | 0 | 0 |  |  |  | 0 | 0 |  |  |  | 0 | 0 | 1
| 4221 |  |  |  | 0 | 0 |  |  |  | 55313.69 | 0 |  |  |  | 1.38 | 0 |  |  |  | 0 | 0 |  |  |  | 0 | 0 |  |  |  | 0 | 0 | 1
| 4269 |  |  |  | 0 | 0 |  |  |  | 692659.96 | 0 |  |  |  | 0 | 0 |  |  |  | 0 | 0 |  |  |  | 0 | 0 |  |  |  | 0 | 0 | 1
| 4268 |  |  |  | 0 | 0 |  |  |  | 523514.51 | 0 |  |  |  | 0 | 0 |  |  |  | 0 | 0 |  |  |  | 0 | 0 |  |  |  | 0 | 0 | 1
| 4288 |  |  |  | 0 | 0 |  |  |  | 8042.2 | 0 |  |  |  | 0 | 0 |  |  |  | 0 | 0 |  |  |  | 0 | 0 |  |  |  | 0 | 0 | 1
| 4300 |  |  |  | 0 | 0 |  |  |  | 131348.09 | 0 |  |  |  | 14695.55 | 0 |  |  |  | 0 | 0 |  |  |  | 0 | 0 |  |  |  | 0 | 0 | 1
| 4301 |  |  |  | 0 | 0 |  |  |  | 287.63 | 0 |  |  |  | 0 | 0 |  |  |  | 0 | 0 |  |  |  | 0 | 0 |  |  |  | 0 | 0 | 1
| 4305 |  |  |  | 0 | 0 |  |  |  | 4028032.4 | 0 |  |  |  | 0 | 0 |  |  |  | 0 | 0 |  |  |  | 0 | 0 |  |  |  | 0 | 0 | 1
| 4307 |  |  |  | 0 | 0 |  |  |  | 28942.13 | 0 |  |  |  | 0 | 0 |  |  |  | 0 | 0 |  |  |  | 0 | 0 |  |  |  | 0 | 0 | 1
| 4318-NU |  |  |  | 0 | 0 |  |  |  | 0 | 0 |  |  |  | 0 | 0 |  |  |  | 0 | 0 |  |  |  | 0 | 0 |  |  |  | 0 | 0
| 4318 |  |  |  | 0 | 0 |  |  |  | 25912.68 | 0 |  |  |  | 0 | 0 |  |  |  | 0 | 0 |  |  |  | 0 | 0 |  |  |  | 0 | 0 | 1
| 4319 |  |  |  | 0 | 0 |  |  |  | 6372.19 | 0 |  |  |  | 0 | 0 |  |  |  | 0 | 0 |  |  |  | 0 | 0 |  |  |  | 0 | 0 | 1
| 4325 |  |  |  | 0 | 0 |  |  |  | 10730.61 | 0 |  |  |  | 0 | 0 |  |  |  | 0 | 0 |  |  |  | 0 | 0 |  |  |  | 0 | 0 | 1
| 4348 |  |  |  | 4349.14 | 0 |  |  |  | 0 | 0 |  |  |  | 0 | 0 |  |  |  | 0 | 0 |  |  |  | 0 | 0 |  |  |  | 0 | 0 | 1
| 4360 |  |  |  | 24699608.04 | 0 |  |  |  | 2467564.21 | 0 |  |  |  | 0 | 0 |  |  |  | 0 | 0 |  |  |  | 0 | 0 |  |  |  | 0 | 0 | 1
| 4400 |  |  |  | 3127.1 | 0 |  |  |  | 433987.69 | 0 |  |  |  | 92729.05 | 0 |  |  |  | 0 | 0 |  |  |  | 0 | 0 |  |  |  | 0 | 0 | 1
| 4405 |  |  |  | 0 | 0 |  |  |  | 89701.64 | 0 |  |  |  | 0 | 0 |  |  |  | 0 | 0 |  |  |  | 0 | 0 |  |  |  | 0 | 0 | 1
| 4414 |  |  |  | 0 | 0 |  |  |  | 392059.08 | 0 |  |  |  | 0 | 0 |  |  |  | 0 | 0 |  |  |  | 0 | 0 |  |  |  | 0 | 0 | 1
| 4415 |  |  |  | 0 | 0 |  |  |  | 85040.37 | 0 |  |  |  | 0 | 0 |  |  |  | 0 | 0 |  |  |  | 0 | 0 |  |  |  | 0 | 0 | 1
| 4416 |  |  |  | 0 | 0 |  |  |  | 179307.95 | 0 |  |  |  | 0 | 0 |  |  |  | 0 | 0 |  |  |  | 0 | 0 |  |  |  | 0 | 0 | 1
| 4419 |  |  |  | 0 | 0 |  |  |  | 82382.61 | 0 |  |  |  | 0 | 0 |  |  |  | 0 | 0 |  |  |  | 0 | 0 |  |  |  | 0 | 0 | 1
| 4420 |  |  |  | 0 | 0 |  |  |  | 146585.7 | 0 |  |  |  | 0 | 0 |  |  |  | 0 | 0 |  |  |  | 0 | 0 |  |  |  | 0 | 0 | 1
| 4500 |  |  |  | 0 | 0 |  |  |  | 1650040.54 | 0 |  |  |  | 916890.8 | 0 |  |  |  | 0 | 0 |  |  |  | 52105.3 | 0 |  |  |  | 0 | 0 | 1 | 1
| 4504 |  |  |  | 0 | 0 |  |  |  | 82149.24 | 0 |  |  |  | 0 | 0 |  |  |  | 0 | 0 |  |  |  | 0 | 0 |  |  |  | 0 | 0 | 1
| 4505 |  |  |  | 0 | 0 |  |  |  | 93054.31 | 0 |  |  |  | 399315.72 | 0 |  |  |  | 0 | 0 |  |  |  | 0 | 0 |  |  |  | 0 | 0 | 1
| 4506 |  |  |  | 0 | 0 |  |  |  | 0 | 0 |  |  |  | 0 | 0 |  |  |  | 0 | 0 |  |  |  | 0 | 0 |  |  |  | 0 | 0
| 4509 |  |  |  | 0 | 0 |  |  |  | 25255.18 | 0 |  |  |  | 0 | 0 |  |  |  | 0 | 0 |  |  |  | 0 | 0 |  |  |  | 0 | 0 | 1
| 4513 |  |  |  | 16849.62 | 0 |  |  |  | 0 | 0 |  |  |  | 189449.4 | 0 |  |  |  | 0 | 0 |  |  |  | 0 | 0 |  |  |  | 0 | 0 | 1
| 4518 |  |  |  | 0 | 0 |  |  |  | 603822.82 | 0 |  |  |  | 0 | 0 |  |  |  | 0 | 0 |  |  |  | 0 | 0 |  |  |  | 0 | 0 | 1
| 4519 |  |  |  | 0 | 0 |  |  |  | 101391.02 | 0 |  |  |  | 0 | 0 |  |  |  | 0 | 0 |  |  |  | 0 | 0 |  |  |  | 0 | 0 | 1
| 4538 |  |  |  | 0 | 0 |  |  |  | 2703343.99 | 0 |  |  |  | 567701.21 | 0 |  |  |  | 0 | 0 |  |  |  | 0 | 0 |  |  |  | 0 | 0 | 1
| 4570 |  |  |  | 0 | 0 |  |  |  | 55469.97 | 0 |  |  |  | 1991241.86 | 0 |  |  |  | 0 | 0 |  |  |  | 0 | 0 |  |  |  | 0 | 0 | 1
| 4587 |  |  |  | 0 | 0 |  |  |  | 185665.17 | 0 |  |  |  | 0 | 0 |  |  |  | 0 | 0 |  |  |  | 0 | 0 |  |  |  | 0 | 0 | 1
| 4600 |  |  |  | 0 | 0 |  |  |  | 1987423.55 | 0 |  |  |  | 0 | 0 |  |  |  | 0 | 0 |  |  |  | 6207.69 | 0 |  |  |  | 0 | 0 | 1 | 1
| 4601 |  |  |  | 0 | 0 |  |  |  | 238667.26 | 0 |  |  |  | 0 | 0 |  |  |  | 0 | 0 |  |  |  | 0 | 0 |  |  |  | 0 | 0 | 1
| 4603 |  |  |  | 0 | 0 |  |  |  | 0 | 0 |  |  |  | 0 | 0 |  |  |  | 0 | 0 |  |  |  | 0 | 0 |  |  |  | 0 | 0
| 4605 |  |  |  | 0 | 0 |  |  |  | 163336.97 | 0 |  |  |  | 0 | 0 |  |  |  | 83844.39 | 0 |  |  |  | 0 | 0 |  |  |  | 0 | 0 | 1 | 1
| 4607 |  |  |  | 0 | 0 |  |  |  | 16624.22 | 0 |  |  |  | 0 | 0 |  |  |  | 0 | 0 |  |  |  | 0 | 0 |  |  |  | 0 | 0 | 1
| 4625 |  |  |  | 0 | 0 |  |  |  | 117440.08 | 0 |  |  |  | 0 | 0 |  |  |  | 0 | 0 |  |  |  | 0 | 0 |  |  |  | 0 | 0 | 1
| 4644 |  |  |  | 3934890 | 0 |  |  |  | 0 | 0 |  |  |  | 0 | 0 |  |  |  | 0 | 0 |  |  |  | 0 | 0 |  |  |  | 0 | 0 | 1
| 4645 |  |  |  | 0 | 0 |  |  |  | 79668.46 | 0 |  |  |  | 0 | 0 |  |  |  | 0 | 0 |  |  |  | 0 | 0 |  |  |  | 0 | 0 | 1
| 4700 |  |  |  | 33304.81 | 0 |  |  |  | 522260.43 | 0 |  |  |  | 591382.48 | 0 |  |  |  | 0 | 0 |  |  |  | 0 | 0 |  |  |  | 0 | 0 | 1
| 4703 |  |  |  | 0 | 0 |  |  |  | 0 | 0 |  |  |  | 602282.34 | 0 |  |  |  | 0 | 0 |  |  |  | 0 | 0 |  |  |  | 0 | 0
| 4705 |  |  |  | 243214.84 | 0 |  |  |  | 3295.58 | 0 |  |  |  | 0 | 0 |  |  |  | 0 | 0 |  |  |  | 0 | 0 |  |  |  | 0 | 0 | 1
| 4707 |  |  |  | 0 | 0 |  |  |  | 806842.07 | 0 |  |  |  | 0 | 0 |  |  |  | 0 | 0 |  |  |  | 0 | 0 |  |  |  | 0 | 0 | 1
| 4708 |  |  |  | 16796780.01 | 0 |  |  |  | 0 | 0 |  |  |  | 0 | 0 |  |  |  | 0 | 0 |  |  |  | 0 | 0 |  |  |  | 0 | 0 | 1
| 4709 |  |  |  | 3268654.64 | 0 |  |  |  | 0 | 0 |  |  |  | 0 | 0 |  |  |  | 0 | 0 |  |  |  | 0 | 0 |  |  |  | 0 | 0 | 1
| 4710 |  |  |  | 15917279.04 | 0 |  |  |  | 0 | 0 |  |  |  | 0 | 0 |  |  |  | 0 | 0 |  |  |  | 0 | 0 |  |  |  | 0 | 0 | 1
| 4711 |  |  |  | 71262.25 | 0 |  |  |  | 0 | 0 |  |  |  | 0 | 0 |  |  |  | 0 | 0 |  |  |  | 0 | 0 |  |  |  | 0 | 0 | 1
| 4712 |  |  |  | 11885451.74 | 0 |  |  |  | 0 | 0 |  |  |  | 0 | 0 |  |  |  | 0 | 0 |  |  |  | 0 | 0 |  |  |  | 0 | 0 | 1
| 4714 |  |  |  | 0 | 0 |  |  |  | 128616.77 | 0 |  |  |  | 0 | 0 |  |  |  | 0 | 0 |  |  |  | 0 | 0 |  |  |  | 0 | 0 | 1
| 4717 |  |  |  | 0 | 0 |  |  |  | 23365.28 | 0 |  |  |  | 0 | 0 |  |  |  | 0 | 0 |  |  |  | 0 | 0 |  |  |  | 0 | 0 | 1
| 4725 |  |  |  | 0 | 0 |  |  |  | 104920.12 | 0 |  |  |  | 0 | 0 |  |  |  | 0 | 0 |  |  |  | 0 | 0 |  |  |  | 0 | 0 | 1
| 4730 |  |  |  | 10584.86 | 0 |  |  |  | 0 | 0 |  |  |  | 0 | 0 |  |  |  | 0 | 0 |  |  |  | 0 | 0 |  |  |  | 0 | 0 | 1
| 4733 |  |  |  | 0 | 0 |  |  |  | 0 | 0 |  |  |  | 0 | 0 |  |  |  | 0 | 0 |  |  |  | 0 | 0 |  |  |  | 0 | 0
| 4734 |  |  |  | 352196.33 | 0 |  |  |  | 0 | 0 |  |  |  | 0 | 0 |  |  |  | 0 | 0 |  |  |  | 0 | 0 |  |  |  | 0 | 0 | 1
| 4735 |  |  |  | -11.11 | 0 |  |  |  | 505731.06 | 0 |  |  |  | 0 | 0 |  |  |  | 0 | 0 |  |  |  | 0 | 0 |  |  |  | 0 | 0 | 1
| 4740 |  |  |  | 0 | 0 |  |  |  | 7295.8 | 0 |  |  |  | 0 | 0 |  |  |  | 0 | 0 |  |  |  | 0 | 0 |  |  |  | 0 | 0 | 1
| 4750 |  |  |  | 16309011.35 | 0 |  |  |  | 36152.1 | 0 |  |  |  | 790276.3 | 0 |  |  |  | 1837.26 | 0 |  |  |  | 0 | 0 |  |  |  | 0 | 0 | 1 | 1
| 4754 |  |  |  | 0 | 0 |  |  |  | 51477.57 | 0 |  |  |  | 0 | 0 |  |  |  | 0 | 0 |  |  |  | 0 | 0 |  |  |  | 0 | 0 | 1
| 4756 |  |  |  | 1079237.55 | 0 |  |  |  | 16401.19 | 0 |  |  |  | 0 | 0 |  |  |  | 0 | 0 |  |  |  | 0 | 0 |  |  |  | 0 | 0 | 1
| 4759 |  |  |  | 33310 | 0 |  |  |  | 0 | 0 |  |  |  | 0 | 0 |  |  |  | 0 | 0 |  |  |  | 0 | 0 |  |  |  | 0 | 0 | 1
| 4770 |  |  |  | 0 | 0 |  |  |  | 2107854.87 | 0 |  |  |  | 0 | 0 |  |  |  | 0 | 0 |  |  |  | 0 | 0 |  |  |  | 0 | 0 | 1
| 4781 |  |  |  | 1277.33 | 0 |  |  |  | 0 | 0 |  |  |  | 0 | 0 |  |  |  | 0 | 0 |  |  |  | 0 | 0 |  |  |  | 0 | 0 | 1
| 4782 |  |  |  | 165196.31 | 0 |  |  |  | 0 | 0 |  |  |  | 0 | 0 |  |  |  | 0 | 0 |  |  |  | 0 | 0 |  |  |  | 0 | 0 | 1
| 4799 |  |  |  | 0 | 0 |  |  |  | 321804.63 | 0 |  |  |  | 0 | 0 |  |  |  | 0 | 0 |  |  |  | 0 | 0 |  |  |  | 0 | 0 | 1
| 4800 |  |  |  | 2930.68 | 0 |  |  |  | 1534075.27 | 0 |  |  |  | 711669.91 | 0 |  |  |  | 0 | 0 |  |  |  | 0 | 0 |  |  |  | 0 | 0 | 1
| 4805 |  |  |  | 0 | 0 |  |  |  | 161303.11 | 0 |  |  |  | 52083.29 | 0 |  |  |  | 140014.41 | 0 |  |  |  | 0 | 0 |  |  |  | 0 | 0 | 1 | 1
| 4808 |  |  |  | 0 | 0 |  |  |  | 349909.75 | 0 |  |  |  | 0 | 0 |  |  |  | 0 | 0 |  |  |  | 0 | 0 |  |  |  | 0 | 0 | 1
| 4818 |  |  |  | 0 | 0 |  |  |  | 103351.24 | 0 |  |  |  | 0 | 0 |  |  |  | 0 | 0 |  |  |  | 0 | 0 |  |  |  | 0 | 0 | 1
| 4820 |  |  |  | 0 | 0 |  |  |  | 66657.77 | 0 |  |  |  | 26617.5 | 0 |  |  |  | 0 | 0 |  |  |  | 0 | 0 |  |  |  | 0 | 0 | 1
| 4889 |  |  |  | 0 | 0 |  |  |  | 37273.5 | 0 |  |  |  | 0 | 0 |  |  |  | 0 | 0 |  |  |  | 0 | 0 |  |  |  | 0 | 0 | 1
| 4900 |  |  |  | 0 | 0 |  |  |  | 70.69 | 0 |  |  |  | 0 | 0 |  |  |  | 0 | 0 |  |  |  | 0 | 0 |  |  |  | 0 | 0 | 1
| 4935 |  |  |  | 0 | 0 |  |  |  | 31684.69 | 0 |  |  |  | 0 | 0 |  |  |  | 0 | 0 |  |  |  | 0 | 0 |  |  |  | 0 | 0 | 1
| 4950 |  |  |  | 0 | 0 |  |  |  | 194275.15 | 0 |  |  |  | 1053036.23 | 0 |  |  |  | 0 | 0 |  |  |  | 0 | 0 |  |  |  | 0 | 0 | 1
| 4987 |  |  |  | 0 | 0 |  |  |  | 6441.3 | 0 |  |  |  | 0 | 0 |  |  |  | 0 | 0 |  |  |  | 0 | 0 |  |  |  | 0 | 0 | 1
| 4988 |  |  |  | 0 | 0 |  |  |  | 221527.6 | 0 |  |  |  | 0 | 0 |  |  |  | 0 | 0 |  |  |  | 0 | 0 |  |  |  | 0 | 0 | 1
| 5000 |  |  |  | 0 | 0 |  |  |  | 0 | 0 |  |  |  | 3270204.8 | 0 |  |  |  | 0 | 0 |  |  |  | 0 | 0 |  |  |  | 485808.24 | 0 | 1 | 1
| 5001 |  |  |  | 0 | 0 |  |  |  | 0 | 0 |  |  |  | 31531833.51 | 0 |  |  |  | 0 | 0 |  |  |  | 0 | 0 |  |  |  | 0 | 0 | 1
| 5010 |  |  |  | 0 | 0 |  |  |  | 643112.17 | 0 |  |  |  | 35398.36 | 0 |  |  |  | 0 | 0 |  |  |  | 0 | 0 |  |  |  | 0 | 0 | 1
| 5016 |  |  |  | 0 | 0 |  |  |  | 0 | 0 |  |  |  | 15138.34 | 0 |  |  |  | 0 | 0 |  |  |  | 0 | 0 |  |  |  | 0 | 0 | 1
| 5018 |  |  |  | 0 | 0 |  |  |  | -0.01 | 0 |  |  |  | 0.01 | 0 |  |  |  | 0 | 0 |  |  |  | 0 | 0 |  |  |  | 0 | 0 | 1
| 5019 |  |  |  | 0 | 0 |  |  |  | 18729.02 | 0 |  |  |  | 3991930.37 | 0 |  |  |  | 0 | 0 |  |  |  | 0 | 0 |  |  |  | 0 | 0 | 1
| 5022 |  |  |  | 0 | 0 |  |  |  | 0 | 0 |  |  |  | 963824.41 | 0 |  |  |  | 0 | 0 |  |  |  | 0 | 0 |  |  |  | 0 | 0 | 1
| 5026 |  |  |  | 12469.81 | 0 |  |  |  | 102004.96 | 0 |  |  |  | 2244645.29 | 0 |  |  |  | 0 | 0 |  |  |  | 0 | 0 |  |  |  | 0 | 0 | 1
| 5032 |  |  |  | 0 | 0 |  |  |  | 396678.57 | 0 |  |  |  | 190211.47 | 0 |  |  |  | 0 | 0 |  |  |  | 0 | 0 |  |  |  | 0 | 0 | 1
| 5036 |  |  |  | 21435.44 | 0 |  |  |  | 1279909.22 | 0 |  |  |  | 12338955.22 | 0 |  |  |  | 0 | 0 |  |  |  | 0 | 0 |  |  |  | 0 | 0 | 1
| 5038 |  |  |  | 123341.95 | 0 |  |  |  | 3723402.58 | 0 |  |  |  | 0 | 0 |  |  |  | 0 | 0 |  |  |  | 0 | 0 |  |  |  | 0 | 0 | 1
| 5044 |  |  |  | 0 | 0 |  |  |  | 0 | 0 |  |  |  | 1476689.84 | 0 |  |  |  | 0 | 0 |  |  |  | 0 | 0 |  |  |  | 0 | 0 | 1
| 5045 |  |  |  | 0 | 0 |  |  |  | 3417989.55 | 0 |  |  |  | 8435508.33 | 0 |  |  |  | 0 | 0 |  |  |  | 219794.93 | 0 |  |  |  | 0 | 0 | 1 | 1
| 5046 |  |  |  | 48136.4 | 0 |  |  |  | 156226.73 | 0 |  |  |  | 3179929.33 | 0 |  |  |  | 0 | 0 |  |  |  | 0 | 0 |  |  |  | 0 | 0 | 1
| 5047 |  |  |  | 1844367.42 | 0 |  |  |  | 22798974 | 0 |  |  |  | 154023684.06 | 0 |  |  |  | 0 | 0 |  |  |  | 0 | 0 |  |  |  | 0 | 0 | 1
| 5049 |  |  |  | 158170.02 | 0 |  |  |  | 34482.55 | 0 |  |  |  | 5924405.11 | 0 |  |  |  | 0 | 0 |  |  |  | 0 | 0 |  |  |  | 18019.88 | 0 | 1 | 1
| 5051 |  |  |  | 13373.23 | 0 |  |  |  | 5436193.92 | 0 |  |  |  | 76074366.57 | 0 |  |  |  | 0 | 0 |  |  |  | 0 | 0 |  |  |  | 496252.53 | 0 | 1 | 1
| 5058 |  |  |  | 0 | 0 |  |  |  | 19757.18 | 0 |  |  |  | 1948140.91 | 0 |  |  |  | 0 | 0 |  |  |  | 0 | 0 |  |  |  | 0 | 0 | 1
| 5061 |  |  |  | 90981.11 | 0 |  |  |  | 23677879.14 | 0 |  |  |  | 150236368.71 | 0 |  |  |  | 0 | 0 |  |  |  | 0 | 0 |  |  |  | 60034.23 | 0 | 1 | 1
| 5065 |  |  |  | 0 | 0 |  |  |  | 556209.1 | 0 |  |  |  | 4722904.68 | 0 |  |  |  | 0 | 0 |  |  |  | 0 | 0 |  |  |  | 0 | 0 | 1
| 5066 |  |  |  | 0 | 0 |  |  |  | 30049.74 | 0 |  |  |  | 2168141.88 | 0 |  |  |  | 0 | 0 |  |  |  | 0 | 0 |  |  |  | 0 | 0 | 1
| 5068 |  |  |  | 0 | 0 |  |  |  | 12696.92 | 0 |  |  |  | 4246839.65 | 0 |  |  |  | 0 | 0 |  |  |  | 119663.62 | 0 |  |  |  | 0 | 0 | 1 | 1
| 5072 |  |  |  | 0 | 0 |  |  |  | 0 | 0 |  |  |  | 155441.9 | 0 |  |  |  | 0 | 0 |  |  |  | 0 | 0 |  |  |  | 0 | 0 | 1
| 5078 |  |  |  | 21659.88 | 0 |  |  |  | 146324.18 | 0 |  |  |  | 4891311.55 | 0 |  |  |  | 0 | 0 |  |  |  | 0 | 0 |  |  |  | 0 | 0 | 1
| 5080 |  |  |  | 1226474.65 | 0 |  |  |  | 28476677.87 | 0 |  |  |  | 193625629.28 | 0 |  |  |  | 0 | 0 |  |  |  | 0 | 0 |  |  |  | 6653.84 | 0 | 1 | 1
| 5089 |  |  |  | 1444.25 | 0 |  |  |  | 192579.89 | 0 |  |  |  | 5383835.09 | 0 |  |  |  | 0 | 0 |  |  |  | 0 | 0 |  |  |  | 0 | 0 | 1
| 5091 |  |  |  | 0 | 0 |  |  |  | 0 | 0 |  |  |  | 12305.99 | 0 |  |  |  | 0 | 0 |  |  |  | 0 | 0 |  |  |  | 0 | 0 | 1
| 5092 |  |  |  | 0 | 0 |  |  |  | 0 | 0 |  |  |  | 1516885.03 | 0 |  |  |  | 0 | 0 |  |  |  | 0 | 0 |  |  |  | 0 | 0 | 1
| 5093 |  |  |  | 0 | 0 |  |  |  | 1782299.88 | 0 |  |  |  | 45897215.21 | 0 |  |  |  | 0 | 0 |  |  |  | 0 | 0 |  |  |  | 0 | 0 | 1
| 5094 |  |  |  | 0 | 0 |  |  |  | 857212.01 | 0 |  |  |  | 8323790.08 | 0 |  |  |  | 0 | 0 |  |  |  | 0 | 0 |  |  |  | 0 | 0 | 1
| 5095 |  |  |  | 2415092.28 | 0 |  |  |  | 2377770.42 | 0 |  |  |  | 26471313.88 | 0 |  |  |  | 0 | 0 |  |  |  | 0 | 0 |  |  |  | 0 | 0 | 1
| 5097 |  |  |  | 0 | 0 |  |  |  | 486322.68 | 0 |  |  |  | 7815158.13 | 0 |  |  |  | 0 | 0 |  |  |  | 0 | 0 |  |  |  | 0 | 0 | 1
| 5100 |  |  |  | 0 | 0 |  |  |  | 0 | 0 |  |  |  | 265939.47 | 0 |  |  |  | 0 | 0 |  |  |  | 194833.27 | 0 |  |  |  | 601885.07 | 0 | 1 | 1
| 5101 |  |  |  | 0 | 0 |  |  |  | 83447.24 | 0 |  |  |  | 2771763.12 | 0 |  |  |  | 90249.35 | 0 |  |  |  | 1623605.52 | 0 |  |  |  | 22018120.07 | 0 | 1 | 1
| 5102 |  |  |  | 0 | 0 |  |  |  | 0 | 0 |  |  |  | 0 | 0 |  |  |  | 4232.15 | 0 |  |  |  | 856865.9 | 0 |  |  |  | 1430832.31 | 0 |  | 1
| 5103 |  |  |  | 0 | 0 |  |  |  | 0 | 0 |  |  |  | 0 | 0 |  |  |  | 0 | 0 |  |  |  | 13227.37 | 0 |  |  |  | 415697.08 | 0 |  | 1
| 5104 |  |  |  | 0 | 0 |  |  |  | 0 | 0 |  |  |  | 0 | 0 |  |  |  | 11584.4 | 0 |  |  |  | 349612.27 | 0 |  |  |  | 6288970.27 | 0 |  | 1
| 5105 |  |  |  | 0 | 0 |  |  |  | 0 | 0 |  |  |  | 0 | 0 |  |  |  | 4391.43 | 0 |  |  |  | 2290592.52 | 0 |  |  |  | 7658189.11 | 0 |  | 1
| 5106 |  |  |  | 0 | 0 |  |  |  | 0 | 0 |  |  |  | 0 | 0 |  |  |  | 137667.15 | 0 |  |  |  | 153112.16 | 0 |  |  |  | 7915306.58 | 0 |  | 1
| 5107 |  |  |  | 4582.54 | 0 |  |  |  | 16135.64 | 0 |  |  |  | 0 | 0 |  |  |  | 11615.19 | 0 |  |  |  | 240802.3 | 0 |  |  |  | 6495027.18 | 0 | 1 | 1
| 5108 |  |  |  | 0 | 0 |  |  |  | 0 | 0 |  |  |  | 0 | 0 |  |  |  | 125485.63 | 0 |  |  |  | 361924.69 | 0 |  |  |  | 2498621.52 | 0 | 1 | 1
| 5109 |  |  |  | 0 | 0 |  |  |  | 0 | 0 |  |  |  | 2451.45 | 0 |  |  |  | 3031.91 | 0 |  |  |  | 211729.66 | 0 |  |  |  | 2771851.07 | 0 |  | 1
| 5110 |  |  |  | 0 | 0 |  |  |  | 24360.28 | 0 |  |  |  | 0 | 0 |  |  |  | 74632.87 | 0 |  |  |  | 1104641.16 | 0 |  |  |  | 5255548.56 | 0 | 1 | 1
| 5111 |  |  |  | 0 | 0 |  |  |  | 0 | 0 |  |  |  | 0 | 0 |  |  |  | 1653.96 | 0 |  |  |  | 33215.13 | 0 |  |  |  | 64850.84 | 0 | 1 | 1
| 5112 |  |  |  | 0 | 0 |  |  |  | 0 | 0 |  |  |  | 2049.48 | 0 |  |  |  | 0 | 0 |  |  |  | 0 | 0 |  |  |  | 0 | 0
| 5113 |  |  |  | 0 | 0 |  |  |  | 0 | 0 |  |  |  | 0 | 0 |  |  |  | 0 | 0 |  |  |  | 18126.39 | 0 |  |  |  | 259607.44 | 0 |  | 1
| 5114 |  |  |  | 0 | 0 |  |  |  | 0 | 0 |  |  |  | 0 | 0 |  |  |  | 3369.59 | 0 |  |  |  | 554405.08 | 0 |  |  |  | 2126176.98 | 0 |  | 1
| 5115 |  |  |  | 0 | 0 |  |  |  | 0 | 0 |  |  |  | 0 | 0 |  |  |  | 9300.68 | 0 |  |  |  | 424960.77 | 0 |  |  |  | 5240564.05 | 0 |  | 1
| 5116 |  |  |  | 0 | 0 |  |  |  | 0 | 0 |  |  |  | 0 | 0 |  |  |  | 8707.4 | 0 |  |  |  | 453084.68 | 0 |  |  |  | 8342790.91 | 0 |  | 1
| 5119 |  |  |  | 0 | 0 |  |  |  | 0 | 0 |  |  |  | 0 | 0 |  |  |  | 0 | 0 |  |  |  | 24707.3 | 0 |  |  |  | 534926.81 | 0 |  | 1
| 5120 |  |  |  | 0 | 0 |  |  |  | 6944.4 | 0 |  |  |  | 0 | 0 |  |  |  | 0 | 0 |  |  |  | 10678.39 | 0 |  |  |  | 936038.57 | 0 | 1 | 1
| 5121 |  |  |  | 0 | 0 |  |  |  | 0 | 0 |  |  |  | 0 | 0 |  |  |  | 10256.59 | 0 |  |  |  | 305235.12 | 0 |  |  |  | 3602206.9 | 0 |  | 1
| 5122 |  |  |  | 0 | 0 |  |  |  | 0 | 0 |  |  |  | 0 | 0 |  |  |  | 2181.62 | 0 |  |  |  | 559529.95 | 0 |  |  |  | 3298160.23 | 0 |  | 1
| 5123 |  |  |  | 0 | 0 |  |  |  | 0 | 0 |  |  |  | 0 | 0 |  |  |  | 0 | 0 |  |  |  | 310002.04 | 0 |  |  |  | 389495.51 | 0 |  | 1
| 5125 |  |  |  | 0 | 0 |  |  |  | 0 | 0 |  |  |  | 0 | 0 |  |  |  | 0 | 0 |  |  |  | 23420.16 | 0 |  |  |  | 370890.2 | 0 |  | 1
| 5126 |  |  |  | 0 | 0 |  |  |  | 0 | 0 |  |  |  | 0 | 0 |  |  |  | 4592.9 | 0 |  |  |  | 102008.57 | 0 |  |  |  | 3303408.97 | 0 |  | 1
| 5127 |  |  |  | 0 | 0 |  |  |  | 0 | 0 |  |  |  | 0 | 0 |  |  |  | 0 | 0 |  |  |  | 0 | 0 |  |  |  | 32971.19 | 0 |  | 1
| 5128 |  |  |  | 0 | 0 |  |  |  | 0 | 0 |  |  |  | 0 | 0 |  |  |  | 0 | 0 |  |  |  | 0 | 0 |  |  |  | 706092.54 | 0 |  | 1
| 5129 |  |  |  | 0 | 0 |  |  |  | 0 | 0 |  |  |  | 0 | 0 |  |  |  | 0 | 0 |  |  |  | 19652.51 | 0 |  |  |  | 525754.63 | 0 |  | 1
| 5130 |  |  |  | 0 | 0 |  |  |  | 0 | 0 |  |  |  | 0 | 0 |  |  |  | 0 | 0 |  |  |  | 706999.14 | 0 |  |  |  | 5507141.64 | 0 |  | 1
| 5131 |  |  |  | 0 | 0 |  |  |  | 0 | 0 |  |  |  | 0 | 0 |  |  |  | 0 | 0 |  |  |  | 27206.24 | 0 |  |  |  | 1526389.77 | 0 |  | 1
| 5132 |  |  |  | 0 | 0 |  |  |  | 0 | 0 |  |  |  | 0 | 0 |  |  |  | 0 | 0 |  |  |  | 3613.43 | 0 |  |  |  | 1280174.83 | 0 |  | 1
| 5133 |  |  |  | 0 | 0 |  |  |  | 0 | 0 |  |  |  | 0 | 0 |  |  |  | 5711.62 | 0 |  |  |  | 222413.06 | 0 |  |  |  | 3261396.59 | 0 |  | 1
| 5134 |  |  |  | 0 | 0 |  |  |  | 0 | 0 |  |  |  | 0 | 0 |  |  |  | 966.4 | 0 |  |  |  | 41872.35 | 0 |  |  |  | 4485531.06 | 0 |  | 1
| 5135 |  |  |  | 0 | 0 |  |  |  | 0 | 0 |  |  |  | 0 | 0 |  |  |  | 1868.42 | 0 |  |  |  | 43810.68 | 0 |  |  |  | 502406.61 | 0 |  | 1
| 5136 |  |  |  | 0 | 0 |  |  |  | 0 | 0 |  |  |  | 0 | 0 |  |  |  | 16471.08 | 0 |  |  |  | 2300561.54 | 0 |  |  |  | 14315546.53 | 0 |  | 1
| 5137 |  |  |  | 0 | 0 |  |  |  | 0 | 0 |  |  |  | 0 | 0 |  |  |  | 0 | 0 |  |  |  | 16282 | 0 |  |  |  | 0 | 0 |  | 1
| 5138 |  |  |  | 0 | 0 |  |  |  | 0 | 0 |  |  |  | 0 | 0 |  |  |  | 2142.87 | 0 |  |  |  | 194267.61 | 0 |  |  |  | 1952420.99 | 0 |  | 1
| 5139 |  |  |  | 0 | 0 |  |  |  | 5739.15 | 0 |  |  |  | 0 | 0 |  |  |  | 246411.62 | 0 |  |  |  | 123270.47 | 0 |  |  |  | 2513608.55 | 0 | 1 | 1
| 5141 |  |  |  | 0 | 0 |  |  |  | 38756.95 | 0 |  |  |  | 22.12 | 0 |  |  |  | 12791.9 | 0 |  |  |  | 1376775.15 | 0 |  |  |  | 6048188.37 | 0 | 1 | 1
| 5142 |  |  |  | 0 | 0 |  |  |  | 0 | 0 |  |  |  | 0 | 0 |  |  |  | 6711.97 | 0 |  |  |  | 90059.17 | 0 |  |  |  | 1527441.47 | 0 |  | 1
| 5143 |  |  |  | 0 | 0 |  |  |  | 0 | 0 |  |  |  | 0 | 0 |  |  |  | 3835.12 | 0 |  |  |  | 60129.9 | 0 |  |  |  | 3184016.68 | 0 |  | 1
| 5144 |  |  |  | 0 | 0 |  |  |  | 0 | 0 |  |  |  | 0 | 0 |  |  |  | 675.66 | 0 |  |  |  | 1001134.53 | 0 |  |  |  | 2036749.45 | 0 |  | 1
| 5145 |  |  |  | 0 | 0 |  |  |  | 0 | 0 |  |  |  | 0 | 0 |  |  |  | 17347.28 | 0 |  |  |  | 26832.49 | 0 |  |  |  | 711710.55 | 0 |  | 1
| 5146 |  |  |  | 0 | 0 |  |  |  | 0 | 0 |  |  |  | 0 | 0 |  |  |  | 4514.24 | 0 |  |  |  | 51287.72 | 0 |  |  |  | 2501893.14 | 0 |  | 1
| 5147 |  |  |  | 0 | 0 |  |  |  | 0 | 0 |  |  |  | 0 | 0 |  |  |  | 36627.13 | 0 |  |  |  | 2876.24 | 0 |  |  |  | 569669.68 | 0 |  | 1
| 5148 |  |  |  | 0 | 0 |  |  |  | 0 | 0 |  |  |  | 0 | 0 |  |  |  | 0 | 0 |  |  |  | 37024.71 | 0 |  |  |  | 418219.16 | 0 |  | 1
| 5149 |  |  |  | 0 | 0 |  |  |  | 0 | 0 |  |  |  | 0 | 0 |  |  |  | 11866.41 | 0 |  |  |  | 34056.24 | 0 |  |  |  | 455234.83 | 0 |  | 1
| 5150 |  |  |  | 0 | 0 |  |  |  | 0 | 0 |  |  |  | 0 | 0 |  |  |  | 11359.86 | 0 |  |  |  | 79683.34 | 0 |  |  |  | 2336892.95 | 0 |  | 1
| 5151 |  |  |  | 0 | 0 |  |  |  | 0 | 0 |  |  |  | 0 | 0 |  |  |  | 8899.27 | 0 |  |  |  | 457006.88 | 0 |  |  |  | 1774258.31 | 0 | 1 | 1
| 5152 |  |  |  | 0 | 0 |  |  |  | 56768.61 | 0 |  |  |  | 3887.05 | 0 |  |  |  | 16667.03 | 0 |  |  |  | 10765.53 | 0 |  |  |  | 532224.54 | 0 | 1 | 1
| 5153 |  |  |  | 0 | 0 |  |  |  | 0 | 0 |  |  |  | 0 | 0 |  |  |  | 4184.26 | 0 |  |  |  | 668248.8 | 0 |  |  |  | 3065450.18 | 0 |  | 1
| 5154 |  |  |  | 0 | 0 |  |  |  | 0 | 0 |  |  |  | 0 | 0 |  |  |  | 16257.29 | 0 |  |  |  | 0 | 0 |  |  |  | 0 | 0 |  | 1
| 5155 |  |  |  | 0 | 0 |  |  |  | 0 | 0 |  |  |  | 0 | 0 |  |  |  | 0 | 0 |  |  |  | 114877.91 | 0 |  |  |  | 664535.41 | 0 |  | 1
| 5156 |  |  |  | 0 | 0 |  |  |  | 0 | 0 |  |  |  | 0 | 0 |  |  |  | 0 | 0 |  |  |  | 457681.55 | 0 |  |  |  | 4184444.84 | 0 |  | 1
| 5157 |  |  |  | 0 | 0 |  |  |  | 0 | 0 |  |  |  | 0 | 0 |  |  |  | 3524.48 | 0 |  |  |  | 1253.87 | 0 |  |  |  | 0 | 0 | 1 | 1
| 5158 |  |  |  | 0 | 0 |  |  |  | 0 | 0 |  |  |  | 122.73 | 0 |  |  |  | 3910.28 | 0 |  |  |  | 348831.43 | 0 |  |  |  | 11074799.5 | 0 |  | 1
| 5159 |  |  |  | 0 | 0 |  |  |  | 0 | 0 |  |  |  | 0 | 0 |  |  |  | 0 | 0 |  |  |  | 1791.91 | 0 |  |  |  | 102152.03 | 0 |  | 1
| 5160 |  |  |  | 0 | 0 |  |  |  | 0 | 0 |  |  |  | 0 | 0 |  |  |  | 19315.69 | 0 |  |  |  | 12011.32 | 0 |  |  |  | 517568.67 | 0 | 1 | 1
| 5161 |  |  |  | 0 | 0 |  |  |  | 0 | 0 |  |  |  | -47687.01 | 0 |  |  |  | 27985.65 | 0 |  |  |  | 86101.43 | 0 |  |  |  | 8381181.22 | 0 | 1 | 1
| 5162 |  |  |  | 0 | 0 |  |  |  | 0 | 0 |  |  |  | 17195.37 | 0 |  |  |  | 9203.52 | 0 |  |  |  | 41030.85 | 0 |  |  |  | 2452052.76 | 0 |  | 1
| 5164 |  |  |  | 0 | 0 |  |  |  | 17756.92 | 0 |  |  |  | 0 | 0 |  |  |  | 11399.17 | 0 |  |  |  | 159286.09 | 0 |  |  |  | 6186505.49 | 0 | 1 | 1
| 5165 |  |  |  | 0 | 0 |  |  |  | 0 | 0 |  |  |  | 3666.38 | 0 |  |  |  | 0 | 0 |  |  |  | 0 | 0 |  |  |  | 0 | 0 | 1
| 5167 |  |  |  | 0 | 0 |  |  |  | 0 | 0 |  |  |  | 91971.59 | 0 |  |  |  | 12983.58 | 0 |  |  |  | 82539.24 | 0 |  |  |  | 2455479.84 | 0 |  | 1
| 5168 |  |  |  | 0 | 0 |  |  |  | 0 | 0 |  |  |  | 0 | 0 |  |  |  | 10403.42 | 0 |  |  |  | 15902.97 | 0 |  |  |  | 327067.84 | 0 |  | 1
| 5169 |  |  |  | 0 | 0 |  |  |  | 0 | 0 |  |  |  | 0 | 0 |  |  |  | 0 | 0 |  |  |  | 6085.49 | 0 |  |  |  | 31.37 | 0 | 1 | 1
| 5170 |  |  |  | 0 | 0 |  |  |  | 0 | 0 |  |  |  | 17367.39 | 0 |  |  |  | 16468.7 | 0 |  |  |  | 235755.12 | 0 |  |  |  | 3529465.99 | 0 |  | 1
| 5171 |  |  |  | 0 | 0 |  |  |  | 0 | 0 |  |  |  | 0 | 0 |  |  |  | 11331.11 | 0 |  |  |  | 404409.29 | 0 |  |  |  | 7593188.47 | 0 |  | 1
| 5172 |  |  |  | 0 | 0 |  |  |  | 0 | 0 |  |  |  | 0 | 0 |  |  |  | 0 | 0 |  |  |  | 43094.42 | 0 |  |  |  | 918879.44 | 0 |  | 1
| 5173 |  |  |  | 0 | 0 |  |  |  | 0 | 0 |  |  |  | 0 | 0 |  |  |  | 21259.49 | 0 |  |  |  | 54419.53 | 0 |  |  |  | 914559.58 | 0 |  | 1
| 5175 |  |  |  | 0 | 0 |  |  |  | 15470.02 | 0 |  |  |  | 0 | 0 |  |  |  | 52686.68 | 0 |  |  |  | 337890.8 | 0 |  |  |  | 5866200.62 | 0 | 1 | 1
| 5176 |  |  |  | 0 | 0 |  |  |  | 0 | 0 |  |  |  | 0 | 0 |  |  |  | 924234.87 | 0 |  |  |  | 2028944.82 | 0 |  |  |  | 15925764.33 | 0 |  | 1
| 5177 |  |  |  | 0 | 0 |  |  |  | 0 | 0 |  |  |  | 0 | 0 |  |  |  | 0 | 0 |  |  |  | 0 | 0 |  |  |  | 209552.5 | 0 |  | 1
| 5178 |  |  |  | 3995.44 | 0 |  |  |  | 0 | 0 |  |  |  | 0 | 0 |  |  |  | 0 | 0 |  |  |  | 0 | 0 |  |  |  | 25215.22 | 0 | 1 | 1
| 5179 |  |  |  | 0 | 0 |  |  |  | 11111.55 | 0 |  |  |  | 0 | 0 |  |  |  | 20819 | 0 |  |  |  | 260486.71 | 0 |  |  |  | 9330708.28 | 0 | 1 | 1
| 5180 |  |  |  | 0 | 0 |  |  |  | 0 | 0 |  |  |  | 0 | 0 |  |  |  | 829.91 | 0 |  |  |  | 0 | 0 |  |  |  | 0 | 0 |  | 1
| 5181 |  |  |  | 0 | 0 |  |  |  | 0 | 0 |  |  |  | 0 | 0 |  |  |  | 0 | 0 |  |  |  | 72211.14 | 0 |  |  |  | 2714866.41 | 0 |  | 1
| 5182 |  |  |  | 0 | 0 |  |  |  | 0 | 0 |  |  |  | 0 | 0 |  |  |  | 4274.58 | 0 |  |  |  | 28372.08 | 0 |  |  |  | 2491219.79 | 0 |  | 1
| 5184 |  |  |  | 0 | 0 |  |  |  | 0 | 0 |  |  |  | 0 | 0 |  |  |  | 25036.35 | 0 |  |  |  | 328579.99 | 0 |  |  |  | 7034911.96 | 0 | 1 | 1
| 5185 |  |  |  | 0 | 0 |  |  |  | 0 | 0 |  |  |  | 37983.51 | 0 |  |  |  | 65892.29 | 0 |  |  |  | 227949.09 | 0 |  |  |  | 4890152.83 | 0 | 1 | 1
| 5186 |  |  |  | 0 | 0 |  |  |  | 16954.61 | 0 |  |  |  | 31589.02 | 0 |  |  |  | 24040.74 | 0 |  |  |  | 269955.22 | 0 |  |  |  | 7587125.91 | 0 | 1 | 1
| 5187 |  |  |  | 0 | 0 |  |  |  | 0 | 0 |  |  |  | 0 | 0 |  |  |  | 2658.99 | 0 |  |  |  | 328496.26 | 0 |  |  |  | 1660840.21 | 0 |  | 1
| 5188 |  |  |  | 0 | 0 |  |  |  | 82793.94 | 0 |  |  |  | 0 | 0 |  |  |  | 2385.61 | 0 |  |  |  | 349260.7 | 0 |  |  |  | 7756312.05 | 0 | 1 | 1
| 5189 |  |  |  | 0 | 0 |  |  |  | 0 | 0 |  |  |  | 0 | 0 |  |  |  | 0 | 0 |  |  |  | 240403.91 | 0 |  |  |  | -150882.56 | 0 |  | 1
| 5190 |  |  |  | 0 | 0 |  |  |  | 0 | 0 |  |  |  | 0 | 0 |  |  |  | 27863.99 | 0 |  |  |  | 18821.62 | 0 |  |  |  | 894388.1 | 0 |  | 1
| 5191 |  |  |  | 0 | 0 |  |  |  | 0 | 0 |  |  |  | 0 | 0 |  |  |  | 32824.89 | 0 |  |  |  | 322216.25 | 0 |  |  |  | 4580413.06 | 0 |  | 1
| 5192 |  |  |  | 0 | 0 |  |  |  | 0 | 0 |  |  |  | 0 | 0 |  |  |  | 72232.32 | 0 |  |  |  | 236729.55 | 0 |  |  |  | 9344600.64 | 0 |  | 1
| 5193 |  |  |  | 0 | 0 |  |  |  | 0 | 0 |  |  |  | 0 | 0 |  |  |  | 54374.25 | 0 |  |  |  | 116354.96 | 0 |  |  |  | 4934983.78 | 0 |  | 1
| 5194 |  |  |  | 0 | 0 |  |  |  | 0 | 0 |  |  |  | 0 | 0 |  |  |  | 0 | 0 |  |  |  | 33565.58 | 0 |  |  |  | 833426.39 | 0 |  | 1
| 5195 |  |  |  | 0 | 0 |  |  |  | 0 | 0 |  |  |  | 0 | 0 |  |  |  | 1219.51 | 0 |  |  |  | 125764.01 | 0 |  |  |  | 3842791.77 | 0 |  | 1
| 5196 |  |  |  | 0 | 0 |  |  |  | 57469.83 | 0 |  |  |  | 0 | 0 |  |  |  | 119062.66 | 0 |  |  |  | 251448.72 | 0 |  |  |  | 8816504.14 | 0 | 1 | 1
| 5198 |  |  |  | 0 | 0 |  |  |  | 25705.02 | 0 |  |  |  | 2046562.45 | 0 |  |  |  | 0 | 0 |  |  |  | 30613.48 | 0 |  |  |  | 2145144.93 | 0 | 1 | 1
| 5200 |  |  |  | 0 | 0 |  |  |  | 0 | 0 |  |  |  | 0 | 0 |  |  |  | 0 | 0 |  |  |  | 0 | 0 |  |  |  | 1659.82 | 0 |  | 1
| 5201 |  |  |  | 0 | 0 |  |  |  | 0 | 0 |  |  |  | 0 | 0 |  |  |  | 351856.31 | 0 |  |  |  | 483342.28 | 0 |  |  |  | 13437504.47 | 0 |  | 1
| 5202 |  |  |  | 0 | 0 |  |  |  | 0 | 0 |  |  |  | 0 | 0 |  |  |  | 865.92 | 0 |  |  |  | 9530.06 | 0 |  |  |  | 1214965.43 | 0 |  | 1
| 5204 |  |  |  | 0 | 0 |  |  |  | 61261.63 | 0 |  |  |  | 0 | 0 |  |  |  | 6230.46 | 0 |  |  |  | 473692.48 | 0 |  |  |  | 8322684.94 | 0 | 1 | 1
| 5205 |  |  |  | 0 | 0 |  |  |  | 0 | 0 |  |  |  | 0 | 0 |  |  |  | 0 | 0 |  |  |  | 24728.09 | 0 |  |  |  | 1424286.35 | 0 |  | 1
| 5206 |  |  |  | 0 | 0 |  |  |  | 0 | 0 |  |  |  | 0 | 0 |  |  |  | 2210.52 | 0 |  |  |  | 14057.92 | 0 |  |  |  | 812240.66 | 0 |  | 1
| 5207 |  |  |  | 0 | 0 |  |  |  | 41604.02 | 0 |  |  |  | 0 | 0 |  |  |  | 8980.9 | 0 |  |  |  | 381764.49 | 0 |  |  |  | 5015334.83 | 0 | 1 | 1
| 5208 |  |  |  | 0 | 0 |  |  |  | 0 | 0 |  |  |  | 0 | 0 |  |  |  | 79779.01 | 0 |  |  |  | 666812.75 | 0 |  |  |  | 6745723.33 | 0 |  | 1
| 5209 |  |  |  | 0 | 0 |  |  |  | 0 | 0 |  |  |  | 0 | 0 |  |  |  | 69464.64 | 0 |  |  |  | 86815.54 | 0 |  |  |  | 2044613.98 | 0 | 1 | 1
| 5210 |  |  |  | 0 | 0 |  |  |  | 0 | 0 |  |  |  | 17430.86 | 0 |  |  |  | 196527.1 | 0 |  |  |  | 358018.13 | 0 |  |  |  | 4269192.89 | 0 |  | 1
| 5211 |  |  |  | 0 | 0 |  |  |  | 29751.32 | 0 |  |  |  | 0 | 0 |  |  |  | 23554.39 | 0 |  |  |  | 225645.95 | 0 |  |  |  | 5640607.23 | 0 | 1 | 1
| 5212 |  |  |  | 0 | 0 |  |  |  | 0 | 0 |  |  |  | 0 | 0 |  |  |  | 0 | 0 |  |  |  | 30762.53 | 0 |  |  |  | 263477.66 | 0 | 1 | 1
| 5213 |  |  |  | 0 | 0 |  |  |  | 25054.33 | 0 |  |  |  | 17793.77 | 0 |  |  |  | 192066.73 | 0 |  |  |  | 141171.43 | 0 |  |  |  | 7793254.78 | 0 | 1 | 1
| 5214 |  |  |  | 0 | 0 |  |  |  | 0 | 0 |  |  |  | 0 | 0 |  |  |  | 813.24 | 0 |  |  |  | 3447.8 | 0 |  |  |  | 541672.39 | 0 |  | 1
| 5215 |  |  |  | 0 | 0 |  |  |  | 575.03 | 0 |  |  |  | 0 | 0 |  |  |  | 2750.13 | 0 |  |  |  | 31768.38 | 0 |  |  |  | 1099907.18 | 0 | 1 | 1
| 5216 |  |  |  | 0 | 0 |  |  |  | 10761.92 | 0 |  |  |  | 0 | 0 |  |  |  | 4118.86 | 0 |  |  |  | 51568.43 | 0 |  |  |  | 2522241.93 | 0 | 1 | 1
| 5217 |  |  |  | 0 | 0 |  |  |  | 0 | 0 |  |  |  | 0 | 0 |  |  |  | 16040.33 | 0 |  |  |  | 200428.32 | 0 |  |  |  | 2877086.32 | 0 |  | 1
| 5218 |  |  |  | 0 | 0 |  |  |  | 16856.11 | 0 |  |  |  | 0 | 0 |  |  |  | 2806.41 | 0 |  |  |  | 15598.38 | 0 |  |  |  | 1081979.58 | 0 | 1 | 1
| 5219 |  |  |  | 0 | 0 |  |  |  | 0 | 0 |  |  |  | 0 | 0 |  |  |  | 18301.96 | 0 |  |  |  | 1478729.47 | 0 |  |  |  | 1264064.09 | 0 |  | 1
| 5220 |  |  |  | 0 | 0 |  |  |  | 0 | 0 |  |  |  | 0 | 0 |  |  |  | 0 | 0 |  |  |  | 1880.38 | 0 |  |  |  | 337972.94 | 0 |  | 1
| 5221 |  |  |  | 0 | 0 |  |  |  | 4163.94 | 0 |  |  |  | 0 | 0 |  |  |  | 31028.36 | 0 |  |  |  | 32768.21 | 0 |  |  |  | 1404849.12 | 0 | 1 | 1
| 5222 |  |  |  | 0 | 0 |  |  |  | 0 | 0 |  |  |  | 0 | 0 |  |  |  | 13086.61 | 0 |  |  |  | 696664.08 | 0 |  |  |  | 1516515.83 | 0 |  | 1
| 5223 |  |  |  | 0 | 0 |  |  |  | 0 | 0 |  |  |  | 0 | 0 |  |  |  | 5882.53 | 0 |  |  |  | 52508.92 | 0 |  |  |  | 597025.8 | 0 |  | 1
| 5224 |  |  |  | 0 | 0 |  |  |  | 14955.44 | 0 |  |  |  | 0 | 0 |  |  |  | 7677.73 | 0 |  |  |  | 256836.31 | 0 |  |  |  | 802557.9 | 0 | 1 | 1
| 5225 |  |  |  | 0 | 0 |  |  |  | 0 | 0 |  |  |  | 0 | 0 |  |  |  | 2931.02 | 0 |  |  |  | 1246777.19 | 0 |  |  |  | 2779811.29 | 0 |  | 1
| 5226 |  |  |  | 0 | 0 |  |  |  | 3804.4 | 0 |  |  |  | 0 | 0 |  |  |  | 77687.13 | 0 |  |  |  | 133635.93 | 0 |  |  |  | 2340448.16 | 0 | 1 | 1
| 5227 |  |  |  | 0 | 0 |  |  |  | 33677.82 | 0 |  |  |  | 0 | 0 |  |  |  | 5704.56 | 0 |  |  |  | 285264.09 | 0 |  |  |  | 5484789.84 | 0 | 1 | 1
| 5228 |  |  |  | 0 | 0 |  |  |  | 70271.51 | 0 |  |  |  | 0 | 0 |  |  |  | 4955.71 | 0 |  |  |  | 30610.72 | 0 |  |  |  | 3661157.16 | 0 | 1 | 1
| 5229 |  |  |  | 0 | 0 |  |  |  | 3652.37 | 0 |  |  |  | 0 | 0 |  |  |  | 11577.95 | 0 |  |  |  | 155745.71 | 0 |  |  |  | 14485342.74 | 0 | 1 | 1
| 5230 |  |  |  | 0 | 0 |  |  |  | 0 | 0 |  |  |  | 0 | 0 |  |  |  | 19082.03 | 0 |  |  |  | 297783.65 | 0 |  |  |  | 1000306.67 | 0 |  | 1
| 5231 |  |  |  | 0 | 0 |  |  |  | 19277.8 | 0 |  |  |  | 0 | 0 |  |  |  | 19461.74 | 0 |  |  |  | 2891564.85 | 0 |  |  |  | 10892385.26 | 0 | 1 | 1
| 5232 |  |  |  | 0 | 0 |  |  |  | 0 | 0 |  |  |  | 0 | 0 |  |  |  | 12335.79 | 0 |  |  |  | 191040.29 | 0 |  |  |  | 2783377.11 | 0 |  | 1
| 5233 |  |  |  | 0 | 0 |  |  |  | 0 | 0 |  |  |  | 0 | 0 |  |  |  | 37068.98 | 0 |  |  |  | 191417.96 | 0 |  |  |  | 5291429.87 | 0 | 1 | 1
| 5235 |  |  |  | 0 | 0 |  |  |  | 58263.51 | 0 |  |  |  | 17508.45 | 0 |  |  |  | 199473.11 | 0 |  |  |  | 535928.59 | 0 |  |  |  | 6220645.46 | 0 | 1 | 1
| 5236 |  |  |  | 0 | 0 |  |  |  | 0 | 0 |  |  |  | 24710.32 | 0 |  |  |  | 160109.14 | 0 |  |  |  | 291636.83 | 0 |  |  |  | 10684177.75 | 0 |  | 1
| 5238 |  |  |  | 0 | 0 |  |  |  | 44341.82 | 0 |  |  |  | 0 | 0 |  |  |  | 3685.64 | 0 |  |  |  | 62778.24 | 0 |  |  |  | 815921.39 | 0 | 1 | 1
| 5239 |  |  |  | 0 | 0 |  |  |  | 0 | 0 |  |  |  | 9056.89 | 0 |  |  |  | 7593.47 | 0 |  |  |  | 62141.83 | 0 |  |  |  | 3865448.93 | 0 |  | 1
| 5240 |  |  |  | 0 | 0 |  |  |  | 0 | 0 |  |  |  | 0 | 0 |  |  |  | 0 | 0 |  |  |  | 0 | 0 |  |  |  | 13745.81 | 0 |  | 1
| 5241 |  |  |  | 4415.28 | 0 |  |  |  | 0 | 0 |  |  |  | 0 | 0 |  |  |  | 29664.69 | 0 |  |  |  | 939032.16 | 0 |  |  |  | 13089189.42 | 0 | 1 | 1
| 5242 |  |  |  | 0 | 0 |  |  |  | 40180.48 | 0 |  |  |  | 0 | 0 |  |  |  | 19578.45 | 0 |  |  |  | 417395.61 | 0 |  |  |  | 11937243.16 | 0 | 1 | 1
| 5243 |  |  |  | 0 | 0 |  |  |  | 0 | 0 |  |  |  | 0 | 0 |  |  |  | 5013.6 | 0 |  |  |  | 373078.6 | 0 |  |  |  | 249933.8 | 0 |  | 1
| 5244 |  |  |  | 0 | 0 |  |  |  | 0 | 0 |  |  |  | 0 | 0 |  |  |  | 132571.04 | 0 |  |  |  | 133629.21 | 0 |  |  |  | 5790050.94 | 0 |  | 1
| 5245 |  |  |  | 0 | 0 |  |  |  | 0 | 0 |  |  |  | 0 | 0 |  |  |  | 41627.55 | 0 |  |  |  | 407180.49 | 0 |  |  |  | 2356356.02 | 0 |  | 1
| 5246 |  |  |  | 0 | 0 |  |  |  | 8977.98 | 0 |  |  |  | 0 | 0 |  |  |  | 229538.22 | 0 |  |  |  | 286074.13 | 0 |  |  |  | 6431699.42 | 0 | 1 | 1
| 5248 |  |  |  | 0 | 0 |  |  |  | 0 | 0 |  |  |  | 0 | 0 |  |  |  | 0 | 0 |  |  |  | 14306.94 | 0 |  |  |  | 1590829.86 | 0 |  | 1
| 5249 |  |  |  | 0 | 0 |  |  |  | 0 | 0 |  |  |  | 0 | 0 |  |  |  | 0 | 0 |  |  |  | 31441.19 | 0 |  |  |  | 142979.26 | 0 |  | 1
| 5250 |  |  |  | 0 | 0 |  |  |  | 70182.89 | 0 |  |  |  | 0 | 0 |  |  |  | 0 | 0 |  |  |  | 153083.25 | 0 |  |  |  | 3167566.97 | 0 | 1 | 1
| 5251 |  |  |  | 0 | 0 |  |  |  | 0 | 0 |  |  |  | 0 | 0 |  |  |  | 0 | 0 |  |  |  | 8601.03 | 0 |  |  |  | 46931.74 | 0 |  | 1
| 5252 |  |  |  | 0 | 0 |  |  |  | 27085.47 | 0 |  |  |  | 0 | 0 |  |  |  | 27101.16 | 0 |  |  |  | 78999.52 | 0 |  |  |  | 3430403.9 | 0 | 1 | 1
| 5253 |  |  |  | 0 | 0 |  |  |  | 0 | 0 |  |  |  | 0 | 0 |  |  |  | 70.82 | 0 |  |  |  | 8765.45 | 0 |  |  |  | 0 | 0 |  | 1
| 5254 |  |  |  | 0 | 0 |  |  |  | 30117.81 | 0 |  |  |  | 0 | 0 |  |  |  | 7977.84 | 0 |  |  |  | 35897.22 | 0 |  |  |  | 722937.56 | 0 | 1 | 1
| 5255 |  |  |  | 0 | 0 |  |  |  | 8089.8 | 0 |  |  |  | 0 | 0 |  |  |  | 4827.04 | 0 |  |  |  | 37373.64 | 0 |  |  |  | 962397.34 | 0 | 1 | 1
| 5256 |  |  |  | 0 | 0 |  |  |  | 0 | 0 |  |  |  | 0 | 0 |  |  |  | 0 | 0 |  |  |  | 12216.63 | 0 |  |  |  | 931681.83 | 0 |  | 1
| 5257 |  |  |  | 0 | 0 |  |  |  | 14956.64 | 0 |  |  |  | 0 | 0 |  |  |  | 23157.36 | 0 |  |  |  | 35062.52 | 0 |  |  |  | 1055439.16 | 0 | 1 | 1
| 5258 |  |  |  | 0 | 0 |  |  |  | 0 | 0 |  |  |  | 0 | 0 |  |  |  | 830.53 | 0 |  |  |  | 8054.3 | 0 |  |  |  | 44837.23 | 0 |  | 1
| 5259 |  |  |  | 0 | 0 |  |  |  | 14955.44 | 0 |  |  |  | 0 | 0 |  |  |  | 15342.4 | 0 |  |  |  | 64544.95 | 0 |  |  |  | 898560.06 | 0 | 1 | 1
| 5260 |  |  |  | 0 | 0 |  |  |  | 0 | 0 |  |  |  | 7141.37 | 0 |  |  |  | 0 | 0 |  |  |  | 99339.4 | 0 |  |  |  | 1089603.11 | 0 |  | 1
| 5261 |  |  |  | 0 | 0 |  |  |  | 0 | 0 |  |  |  | 0 | 0 |  |  |  | 0 | 0 |  |  |  | 7488.34 | 0 |  |  |  | 1207757.17 | 0 |  | 1
| 5262 |  |  |  | 0 | 0 |  |  |  | 0 | 0 |  |  |  | 0 | 0 |  |  |  | 0 | 0 |  |  |  | 20329.46 | 0 |  |  |  | 393617.48 | 0 |  | 1
| 5263 |  |  |  | 0 | 0 |  |  |  | 0 | 0 |  |  |  | 0 | 0 |  |  |  | 712.25 | 0 |  |  |  | 0 | 0 |  |  |  | 0 | 0 |  | 1
| 5264 |  |  |  | 0 | 0 |  |  |  | 0 | 0 |  |  |  | 0 | 0 |  |  |  | 85247.91 | 0 |  |  |  | 205315.37 | 0 |  |  |  | 3730514.71 | 0 |  | 1
| 5265 |  |  |  | 0 | 0 |  |  |  | 0 | 0 |  |  |  | 0 | 0 |  |  |  | 0 | 0 |  |  |  | 12888.17 | 0 |  |  |  | 551432.17 | 0 |  | 1
| 5266 |  |  |  | 0 | 0 |  |  |  | 0 | 0 |  |  |  | 0 | 0 |  |  |  | 17786.36 | 0 |  |  |  | 45139.65 | 0 |  |  |  | 3186190.65 | 0 |  | 1
| 5267 |  |  |  | 0 | 0 |  |  |  | 21278.54 | 0 |  |  |  | 0 | 0 |  |  |  | 1458.57 | 0 |  |  |  | 10369.05 | 0 |  |  |  | 697168.99 | 0 | 1 | 1
| 5268 |  |  |  | 0 | 0 |  |  |  | 29218.99 | 0 |  |  |  | 0 | 0 |  |  |  | 11437.98 | 0 |  |  |  | 27225.89 | 0 |  |  |  | 1530218.41 | 0 | 1 | 1
| 5269 |  |  |  | 0 | 0 |  |  |  | 0 | 0 |  |  |  | 0 | 0 |  |  |  | 63292.34 | 0 |  |  |  | 340124.74 | 0 |  |  |  | 7163868.26 | 0 |  | 1
| 5270 |  |  |  | 0 | 0 |  |  |  | 0 | 0 |  |  |  | 0 | 0 |  |  |  | 0 | 0 |  |  |  | 8314.15 | 0 |  |  |  | 104324.97 | 0 |  | 1
| 5271 |  |  |  | 0 | 0 |  |  |  | 23748.79 | 0 |  |  |  | 0 | 0 |  |  |  | 0 | 0 |  |  |  | 151724.89 | 0 |  |  |  | 2058407.17 | 0 | 1 | 1
| 5272 |  |  |  | 0 | 0 |  |  |  | 0 | 0 |  |  |  | 0 | 0 |  |  |  | 36792.36 | 0 |  |  |  | 278115.3 | 0 |  |  |  | 2755017.14 | 0 | 1 | 1
| 5273 |  |  |  | 0 | 0 |  |  |  | 0 | 0 |  |  |  | 0.01 | 0 |  |  |  | 0 | 0 |  |  |  | 3969.5 | 0 |  |  |  | 2291422.08 | 0 |  | 1
| 5274 |  |  |  | 0 | 0 |  |  |  | 8897.63 | 0 |  |  |  | 0 | 0 |  |  |  | 142.91 | 0 |  |  |  | 4008.42 | 0 |  |  |  | 951848.21 | 0 | 1 | 1
| 5275 |  |  |  | 0 | 0 |  |  |  | 4861.91 | 0 |  |  |  | 0 | 0 |  |  |  | 87320.33 | 0 |  |  |  | 1012087.42 | 0 |  |  |  | 1595721.75 | 0 | 1 | 1
| 5276 |  |  |  | 0 | 0 |  |  |  | 0 | 0 |  |  |  | 0 | 0 |  |  |  | 1828.6 | 0 |  |  |  | 6948.38 | 0 |  |  |  | 276236.89 | 0 |  | 1
| 5277 |  |  |  | 0 | 0 |  |  |  | 0 | 0 |  |  |  | 0 | 0 |  |  |  | 4987.68 | 0 |  |  |  | 467646.02 | 0 |  |  |  | 3383877.12 | 0 |  | 1
| 5278 |  |  |  | 0 | 0 |  |  |  | 0 | 0 |  |  |  | 0 | 0 |  |  |  | 2246.68 | 0 |  |  |  | 28340.21 | 0 |  |  |  | 911714.54 | 0 |  | 1
| 5279 |  |  |  | 0 | 0 |  |  |  | 0 | 0 |  |  |  | 0 | 0 |  |  |  | 0 | 0 |  |  |  | 122667.46 | 0 |  |  |  | 3258774.73 | 0 |  | 1
| 5280 |  |  |  | 0 | 0 |  |  |  | 0 | 0 |  |  |  | 0 | 0 |  |  |  | 0 | 0 |  |  |  | 5013.89 | 0 |  |  |  | 154037.78 | 0 |  | 1
| 5281 |  |  |  | 0 | 0 |  |  |  | 0 | 0 |  |  |  | 0 | 0 |  |  |  | 0 | 0 |  |  |  | 33500.9 | 0 |  |  |  | 2216383.36 | 0 |  | 1
| 5282 |  |  |  | 0 | 0 |  |  |  | 42737.94 | 0 |  |  |  | 0 | 0 |  |  |  | 0 | 0 |  |  |  | 0 | 0 |  |  |  | 0 | 0 | 1
| 5283 |  |  |  | 0 | 0 |  |  |  | 0 | 0 |  |  |  | 0 | 0 |  |  |  | 0 | 0 |  |  |  | 141639.31 | 0 |  |  |  | 6270219.47 | 0 |  | 1
| 5284 |  |  |  | 0 | 0 |  |  |  | 0 | 0 |  |  |  | 0 | 0 |  |  |  | 6306.66 | 0 |  |  |  | 18519 | 0 |  |  |  | 815058.23 | 0 |  | 1
| 5285 |  |  |  | 0 | 0 |  |  |  | 0 | 0 |  |  |  | 0 | 0 |  |  |  | 13452.78 | 0 |  |  |  | 14674.13 | 0 |  |  |  | 583381.05 | 0 |  | 1
| 5286 |  |  |  | 0 | 0 |  |  |  | 0 | 0 |  |  |  | 0 | 0 |  |  |  | 37269.96 | 0 |  |  |  | 38463.64 | 0 |  |  |  | 543591.15 | 0 |  | 1
| 5287 |  |  |  | 0 | 0 |  |  |  | 0 | 0 |  |  |  | 0 | 0 |  |  |  | 0 | 0 |  |  |  | 30820.73 | 0 |  |  |  | 461399.02 | 0 |  | 1
| 5288 |  |  |  | 0 | 0 |  |  |  | 0 | 0 |  |  |  | 0 | 0 |  |  |  | 0 | 0 |  |  |  | 0 | 0 |  |  |  | 289179.46 | 0 |  | 1
| 5289 |  |  |  | 0 | 0 |  |  |  | 0 | 0 |  |  |  | 0 | 0 |  |  |  | 0 | 0 |  |  |  | 39933.46 | 0 |  |  |  | 1331272.57 | 0 |  | 1
| 5290 |  |  |  | 0 | 0 |  |  |  | 0 | 0 |  |  |  | 0 | 0 |  |  |  | 0 | 0 |  |  |  | 317257.5 | 0 |  |  |  | 6485635.41 | 0 |  | 1
| 5291 |  |  |  | 0 | 0 |  |  |  | 0 | 0 |  |  |  | 0 | 0 |  |  |  | 0 | 0 |  |  |  | 39508.25 | 0 |  |  |  | 455559.37 | 0 |  | 1
| 5292 |  |  |  | 0 | 0 |  |  |  | 0 | 0 |  |  |  | 0 | 0 |  |  |  | 0 | 0 |  |  |  | 11463.86 | 0 |  |  |  | 1063120.5 | 0 |  | 1
| 5293 |  |  |  | 0 | 0 |  |  |  | 0 | 0 |  |  |  | 0 | 0 |  |  |  | 0 | 0 |  |  |  | 43270.93 | 0 |  |  |  | 2064167.85 | 0 |  | 1
| 5294 |  |  |  | 0 | 0 |  |  |  | 0 | 0 |  |  |  | 0 | 0 |  |  |  | 0 | 0 |  |  |  | 0 | 0 |  |  |  | 150787.56 | 0 |  | 1
| 5295 |  |  |  | 0 | 0 |  |  |  | 0 | 0 |  |  |  | 0 | 0 |  |  |  | 0 | 0 |  |  |  | 223137.51 | 0 |  |  |  | 5196132.38 | 0 |  | 1
| 5296 |  |  |  | 0 | 0 |  |  |  | 0 | 0 |  |  |  | 0 | 0 |  |  |  | 0 | 0 |  |  |  | 22124.05 | 0 |  |  |  | 963946.91 | 0 |  | 1
| 5298 |  |  |  | 0 | 0 |  |  |  | 0 | 0 |  |  |  | 0 | 0 |  |  |  | 0 | 0 |  |  |  | 377.66 | 0 |  |  |  | 312741.06 | 0 |  | 1
| 5299 |  |  |  | 0 | 0 |  |  |  | 0 | 0 |  |  |  | 0 | 0 |  |  |  | 0 | 0 |  |  |  | 65809.15 | 0 |  |  |  | 334256.48 | 0 |  | 1
| 5300 |  |  |  | 0 | 0 |  |  |  | 0 | 0 |  |  |  | 0 | 0 |  |  |  | 0 | 0 |  |  |  | 0 | 0 |  |  |  | 598866.81 | 0 |  | 1
| 5301 |  |  |  | 0 | 0 |  |  |  | 0 | 0 |  |  |  | 0 | 0 |  |  |  | 0 | 0 |  |  |  | 701347.69 | 0 |  |  |  | 2800646.33 | 0 | 1 | 1
| 5302 |  |  |  | 0 | 0 |  |  |  | 0 | 0 |  |  |  | 1018533.49 | 0 |  |  |  | 0 | 0 |  |  |  | 1561368.94 | 0 |  |  |  | 6002279.75 | 0 |  | 1
| 5303 |  |  |  | 0 | 0 |  |  |  | 0 | 0 |  |  |  | 0 | 0 |  |  |  | 532.66 | 0 |  |  |  | 364971.47 | 0 |  |  |  | 11208181.08 | 0 |  | 1
| 5304 |  |  |  | 0 | 0 |  |  |  | 0 | 0 |  |  |  | 0 | 0 |  |  |  | 1931.43 | 0 |  |  |  | 702946.49 | 0 |  |  |  | 12447331.36 | 0 |  | 1
| 5305 |  |  |  | 0 | 0 |  |  |  | 60017.55 | 0 |  |  |  | 0 | 0 |  |  |  | 646.51 | 0 |  |  |  | 1283052.37 | 0 |  |  |  | 15236098.31 | 0 | 1 | 1
| 5306 |  |  |  | 0 | 0 |  |  |  | 0 | 0 |  |  |  | 0 | 0 |  |  |  | 17.46 | 0 |  |  |  | 340178.03 | 0 |  |  |  | 6564274.07 | 0 |  | 1
| 5307 |  |  |  | 0 | 0 |  |  |  | 0 | 0 |  |  |  | 0 | 0 |  |  |  | 2428.45 | 0 |  |  |  | 0 | 0 |  |  |  | 0 | 0 |  | 1
| 5308 |  |  |  | 0 | 0 |  |  |  | 0 | 0 |  |  |  | 0 | 0 |  |  |  | 0 | 0 |  |  |  | 79406.72 | 0 |  |  |  | 891082.61 | 0 |  | 1
| 5309 |  |  |  | 0 | 0 |  |  |  | 0 | 0 |  |  |  | 0 | 0 |  |  |  | 1398.21 | 0 |  |  |  | 117946 | 0 |  |  |  | 7312288.6 | 0 |  | 1
| 5310 |  |  |  | 0 | 0 |  |  |  | 0 | 0 |  |  |  | 0 | 0 |  |  |  | 45306.58 | 0 |  |  |  | 722533.47 | 0 |  |  |  | 14426841.7 | 0 |  | 1
| 5311 |  |  |  | 0 | 0 |  |  |  | 0 | 0 |  |  |  | 0 | 0 |  |  |  | 9406.38 | 0 |  |  |  | 879376.9 | 0 |  |  |  | 3849188.18 | 0 |  | 1
| 5312 |  |  |  | 0 | 0 |  |  |  | 301990.45 | 0 |  |  |  | 0 | 0 |  |  |  | 8311.15 | 0 |  |  |  | 1066523.67 | 0 |  |  |  | 20980396.77 | 0 | 1 | 1
| 5313 |  |  |  | 0 | 0 |  |  |  | 0 | 0 |  |  |  | 0 | 0 |  |  |  | 0 | 0 |  |  |  | 5323.65 | 0 |  |  |  | 274662.44 | 0 |  | 1
| 5315 |  |  |  | 0 | 0 |  |  |  | 0 | 0 |  |  |  | 0 | 0 |  |  |  | 601.43 | 0 |  |  |  | 753984.95 | 0 |  |  |  | 7327066.09 | 0 |  | 1
| 5316 |  |  |  | 0 | 0 |  |  |  | 0 | 0 |  |  |  | 0 | 0 |  |  |  | 2554.34 | 0 |  |  |  | 898766.98 | 0 |  |  |  | 5176126.26 | 0 |  | 1
| 5317 |  |  |  | 0 | 0 |  |  |  | 0 | 0 |  |  |  | 0 | 0 |  |  |  | 4388.67 | 0 |  |  |  | 241253.51 | 0 |  |  |  | 6646808.5 | 0 |  | 1
| 5318 |  |  |  | 0 | 0 |  |  |  | 0 | 0 |  |  |  | 0 | 0 |  |  |  | 0 | 0 |  |  |  | 19022.18 | 0 |  |  |  | 983348.41 | 0 |  | 1
| 5319 |  |  |  | 0 | 0 |  |  |  | 0 | 0 |  |  |  | 0 | 0 |  |  |  | 2251.48 | 0 |  |  |  | 589589.18 | 0 |  |  |  | 8282761.59 | 0 |  | 1
| 5320 |  |  |  | 0 | 0 |  |  |  | 13522.69 | 0 |  |  |  | 0 | 0 |  |  |  | 1554.23 | 0 |  |  |  | 254947.86 | 0 |  |  |  | 17346413.68 | 0 | 1 | 1
| 5321 |  |  |  | 0 | 0 |  |  |  | 18618.91 | 0 |  |  |  | 0 | 0 |  |  |  | 1249.61 | 0 |  |  |  | 450178.17 | 0 |  |  |  | 6886178.59 | 0 | 1 | 1
| 5322 |  |  |  | 0 | 0 |  |  |  | 0 | 0 |  |  |  | 0 | 0 |  |  |  | 710.67 | 0 |  |  |  | 556754.53 | 0 |  |  |  | 4763985.6 | 0 |  | 1
| 5323 |  |  |  | 0 | 0 |  |  |  | 0 | 0 |  |  |  | 0 | 0 |  |  |  | 2929.65 | 0 |  |  |  | 1437177.69 | 0 |  |  |  | 12001603.88 | 0 |  | 1
| 5324 |  |  |  | 0 | 0 |  |  |  | 0 | 0 |  |  |  | 0 | 0 |  |  |  | 32745.94 | 0 |  |  |  | 31263.07 | 0 |  |  |  | 568653.08 | 0 | 1 | 1
| 5325 |  |  |  | 0 | 0 |  |  |  | 0 | 0 |  |  |  | 14882.34 | 0 |  |  |  | 2536.8 | 0 |  |  |  | 630905.25 | 0 |  |  |  | 4551318.04 | 0 |  | 1
| 5326 |  |  |  | 0 | 0 |  |  |  | 0 | 0 |  |  |  | 0 | 0 |  |  |  | 300 | 0 |  |  |  | 625063.51 | 0 |  |  |  | 10238442.82 | 0 |  | 1
| 5327 |  |  |  | 0 | 0 |  |  |  | 0 | 0 |  |  |  | 0 | 0 |  |  |  | 501.2 | 0 |  |  |  | 861974.88 | 0 |  |  |  | 9450772.82 | 0 |  | 1
| 5328 |  |  |  | 0 | 0 |  |  |  | 0 | 0 |  |  |  | 0 | 0 |  |  |  | 3522.48 | 0 |  |  |  | 318691.76 | 0 |  |  |  | 11656696.1 | 0 |  | 1
| 5329 |  |  |  | 0 | 0 |  |  |  | 0 | 0 |  |  |  | 0 | 0 |  |  |  | 14777.48 | 0 |  |  |  | 174852.81 | 0 |  |  |  | 4275160.91 | 0 |  | 1
| 5330 |  |  |  | 0 | 0 |  |  |  | 0 | 0 |  |  |  | 0 | 0 |  |  |  | 1683.31 | 0 |  |  |  | 981088.15 | 0 |  |  |  | 7921324.66 | 0 |  | 1
| 5331 |  |  |  | 0 | 0 |  |  |  | 35560.58 | 0 |  |  |  | 0 | 0 |  |  |  | 198.32 | 0 |  |  |  | 148631.7 | 0 |  |  |  | 4665626.96 | 0 | 1 | 1
| 5332 |  |  |  | 0 | 0 |  |  |  | 0 | 0 |  |  |  | 0 | 0 |  |  |  | 0 | 0 |  |  |  | 9827.11 | 0 |  |  |  | 2923022.55 | 0 | 1 | 1
| 5333 |  |  |  | 0 | 0 |  |  |  | 15417.66 | 0 |  |  |  | 74640.77 | 0 |  |  |  | 200 | 0 |  |  |  | 97209.07 | 0 |  |  |  | 10388473.57 | 0 | 1 | 1
| 5334 |  |  |  | 0 | 0 |  |  |  | 0 | 0 |  |  |  | 0 | 0 |  |  |  | 0 | 0 |  |  |  | 5505.59 | 0 |  |  |  | 35869.54 | 0 |  | 1
| 5335 |  |  |  | 0 | 0 |  |  |  | 0 | 0 |  |  |  | 0 | 0 |  |  |  | 0 | 0 |  |  |  | 7049.14 | 0 |  |  |  | 264955.34 | 0 |  | 1
| 5336 |  |  |  | 0 | 0 |  |  |  | 0 | 0 |  |  |  | 0 | 0 |  |  |  | 3281.25 | 0 |  |  |  | 904219.17 | 0 |  |  |  | 5611873.11 | 0 |  | 1
| 5337 |  |  |  | 0 | 0 |  |  |  | 0 | 0 |  |  |  | 0 | 0 |  |  |  | 1487.57 | 0 |  |  |  | 419247.11 | 0 |  |  |  | 7451986.9 | 0 |  | 1
| 5338 |  |  |  | 0 | 0 |  |  |  | 0 | 0 |  |  |  | 0 | 0 |  |  |  | 0 | 0 |  |  |  | 30713.7 | 0 |  |  |  | 228864.45 | 0 |  | 1
| 5339 |  |  |  | 0 | 0 |  |  |  | 0 | 0 |  |  |  | 0 | 0 |  |  |  | 727 | 0 |  |  |  | 54769.42 | 0 |  |  |  | 3480269.49 | 0 |  | 1
| 5340 |  |  |  | 0 | 0 |  |  |  | 0 | 0 |  |  |  | 0 | 0 |  |  |  | 0 | 0 |  |  |  | 250 | 0 |  |  |  | 0 | 0 |  | 1
| 5342 |  |  |  | 0 | 0 |  |  |  | 0 | 0 |  |  |  | 0 | 0 |  |  |  | 1318.16 | 0 |  |  |  | 9220.99 | 0 |  |  |  | 137079.26 | 0 |  | 1
| 5343 |  |  |  | 0 | 0 |  |  |  | 0 | 0 |  |  |  | 0 | 0 |  |  |  | 5351.53 | 0 |  |  |  | 340475.84 | 0 |  |  |  | 8230790.67 | 0 |  | 1
| 5344 |  |  |  | 0 | 0 |  |  |  | 0 | 0 |  |  |  | 0 | 0 |  |  |  | 5747.65 | 0 |  |  |  | 0 | 0 |  |  |  | 0 | 0 |  | 1
| 5345 |  |  |  | 0 | 0 |  |  |  | 0 | 0 |  |  |  | 0 | 0 |  |  |  | 10241.22 | 0 |  |  |  | 17810.62 | 0 |  |  |  | 454960.78 | 0 |  | 1
| 5346 |  |  |  | 0 | 0 |  |  |  | 0 | 0 |  |  |  | 0 | 0 |  |  |  | 1846.39 | 0 |  |  |  | 138520.98 | 0 |  |  |  | 602441.4 | 0 |  | 1
| 5347 |  |  |  | 0 | 0 |  |  |  | 0 | 0 |  |  |  | 0 | 0 |  |  |  | 77964.82 | 0 |  |  |  | 1226959.99 | 0 |  |  |  | 18353055.63 | 0 |  | 1
| 5348 |  |  |  | 0 | 0 |  |  |  | 0 | 0 |  |  |  | 0 | 0 |  |  |  | 1738.77 | 0 |  |  |  | 1093894.73 | 0 |  |  |  | 7495684.77 | 0 |  | 1
| 5350 |  |  |  | 0 | 0 |  |  |  | 0 | 0 |  |  |  | 0 | 0 |  |  |  | 2788.23 | 0 |  |  |  | 108927.67 | 0 |  |  |  | 1622606.39 | 0 |  | 1
| 5351 |  |  |  | 0 | 0 |  |  |  | 0 | 0 |  |  |  | 0 | 0 |  |  |  | 6973.4 | 0 |  |  |  | 227004.09 | 0 |  |  |  | 4321684.26 | 0 | 1 | 1
| 5352 |  |  |  | 0 | 0 |  |  |  | 0 | 0 |  |  |  | 31030.49 | 0 |  |  |  | 0 | 0 |  |  |  | 4794.12 | 0 |  |  |  | 259976.92 | 0 |  | 1
| 5353 |  |  |  | 0 | 0 |  |  |  | 0 | 0 |  |  |  | 0 | 0 |  |  |  | 7155.5 | 0 |  |  |  | 1042714.08 | 0 |  |  |  | 8911621.53 | 0 |  | 1
| 5356 |  |  |  | 0 | 0 |  |  |  | 0 | 0 |  |  |  | 0 | 0 |  |  |  | 0 | 0 |  |  |  | 1191395.46 | 0 |  |  |  | 2267039.61 | 0 | 1 | 1
| 5357 |  |  |  | 0 | 0 |  |  |  | 0 | 0 |  |  |  | 111576.43 | 0 |  |  |  | 678.89 | 0 |  |  |  | 46560.83 | 0 |  |  |  | 4903940.06 | 0 | 1 | 1
| 5358 |  |  |  | 0 | 0 |  |  |  | 233.97 | 0 |  |  |  | 1261397 | 0 |  |  |  | 287.94 | 0 |  |  |  | 1470698.07 | 0 |  |  |  | 10025182.89 | 0 | 1 | 1
| 5360 |  |  |  | 0 | 0 |  |  |  | 0 | 0 |  |  |  | 0 | 0 |  |  |  | 43083.57 | 0 |  |  |  | 10730.39 | 0 |  |  |  | 3948579.13 | 0 |  | 1
| 5361 |  |  |  | 0 | 0 |  |  |  | 0 | 0 |  |  |  | 0 | 0 |  |  |  | 12560.53 | 0 |  |  |  | 28843.63 | 0 |  |  |  | 733714.44 | 0 |  | 1
| 5362 |  |  |  | 0 | 0 |  |  |  | 0 | 0 |  |  |  | 0 | 0 |  |  |  | 3467.74 | 0 |  |  |  | 29072.08 | 0 |  |  |  | 43671.84 | 0 |  | 1
| 5363 |  |  |  | 0 | 0 |  |  |  | 0 | 0 |  |  |  | 0 | 0 |  |  |  | 35760.45 | 0 |  |  |  | 0 | 0 |  |  |  | 319855.36 | 0 | 1 | 1
| 5365 |  |  |  | 24167.43 | 0 |  |  |  | 0 | 0 |  |  |  | 15396.76 | 0 |  |  |  | 466445.89 | 0 |  |  |  | 2212669.84 | 0 |  |  |  | 7707342.98 | 0 | 1 | 1
| 5366 |  |  |  | 0 | 0 |  |  |  | 0 | 0 |  |  |  | 0 | 0 |  |  |  | 0 | 0 |  |  |  | 46691.15 | 0 |  |  |  | 346029.92 | 0 |  | 1
| 5368 |  |  |  | 0 | 0 |  |  |  | 0 | 0 |  |  |  | 0 | 0 |  |  |  | 39443.04 | 0 |  |  |  | 87535.85 | 0 |  |  |  | 601357.88 | 0 |  | 1
| 5369 |  |  |  | 0 | 0 |  |  |  | 0 | 0 |  |  |  | 0 | 0 |  |  |  | 0 | 0 |  |  |  | 0 | 0 |  |  |  | 190333.2 | 0 |  | 1
| 5370 |  |  |  | 0 | 0 |  |  |  | 0 | 0 |  |  |  | 0 | 0 |  |  |  | 6241.06 | 0 |  |  |  | 20596.02 | 0 |  |  |  | 552743.07 | 0 |  | 1
| 5371 |  |  |  | 0 | 0 |  |  |  | 0 | 0 |  |  |  | 0 | 0 |  |  |  | 0 | 0 |  |  |  | 10138.09 | 0 |  |  |  | 292628.34 | 0 |  | 1
| 5372 |  |  |  | 0 | 0 |  |  |  | 0 | 0 |  |  |  | 0 | 0 |  |  |  | 36251.52 | 0 |  |  |  | 52501.67 | 0 |  |  |  | 2581231 | 0 |  | 1
| 5373 |  |  |  | 0 | 0 |  |  |  | 0 | 0 |  |  |  | 0 | 0 |  |  |  | 0 | 0 |  |  |  | 62485.08 | 0 |  |  |  | 1049585.08 | 0 |  | 1
| 5374 |  |  |  | 801825.46 | 0 |  |  |  | 0 | 0 |  |  |  | 0 | 0 |  |  |  | 0 | 0 |  |  |  | 571398.81 | 0 |  |  |  | 11351889.28 | 0 | 1 | 1
| 5375 |  |  |  | 573587.81 | 0 |  |  |  | 0 | 0 |  |  |  | 0 | 0 |  |  |  | 11327.04 | 0 |  |  |  | 3159308.17 | 0 |  |  |  | 14466036.34 | 0 | 1 | 1
| 5377 |  |  |  | 0 | 0 |  |  |  | 0 | 0 |  |  |  | 0 | 0 |  |  |  | 0 | 0 |  |  |  | 12705.85 | 0 |  |  |  | 0 | 0 |  | 1
| 5380 |  |  |  | 0 | 0 |  |  |  | 0 | 0 |  |  |  | 0 | 0 |  |  |  | 0 | 0 |  |  |  | 5714201.25 | 0 |  |  |  | 25635698.26 | 0 |  | 1
| 5400 |  |  |  | 0 | 0 |  |  |  | 0 | 0 |  |  |  | 0 | 0 |  |  |  | 0 | 0 |  |  |  | 0 | 0 |  |  |  | 6671.15 | 0 |  | 1
| 5401 |  |  |  | 0 | 0 |  |  |  | 0 | 0 |  |  |  | 0 | 0 |  |  |  | 0 | 0 |  |  |  | 35896.4 | 0 |  |  |  | 577017.87 | 0 |  | 1
| 5402 |  |  |  | 0 | 0 |  |  |  | 0 | 0 |  |  |  | 0 | 0 |  |  |  | 0 | 0 |  |  |  | 3673.62 | 0 |  |  |  | 509118.69 | 0 |  | 1
| 5404 |  |  |  | 0 | 0 |  |  |  | 0 | 0 |  |  |  | 0 | 0 |  |  |  | 0 | 0 |  |  |  | 0 | 0 |  |  |  | 6798.8 | 0 | 1 | 1
| 5405 |  |  |  | 0 | 0 |  |  |  | 0 | 0 |  |  |  | 9894.59 | 0 |  |  |  | 0 | 0 |  |  |  | 0 | 0 |  |  |  | 288542.8 | 0 | 1 | 1
| 5406 |  |  |  | 0 | 0 |  |  |  | 11022.79 | 0 |  |  |  | 29527.31 | 0 |  |  |  | 0 | 0 |  |  |  | 0 | 0 |  |  |  | 905679.77 | 0 | 1 | 1
| 5409 |  |  |  | 0 | 0 |  |  |  | 0 | 0 |  |  |  | 6366.97 | 0 |  |  |  | 0 | 0 |  |  |  | 0 | 0 |  |  |  | 241205.73 | 0 | 1 | 1
| 5410 |  |  |  | 0 | 0 |  |  |  | 0 | 0 |  |  |  | 11008.92 | 0 |  |  |  | 50341.71 | 0 |  |  |  | 113.89 | 0 |  |  |  | 497415.77 | 0 | 1 | 1
| 5411 |  |  |  | 0 | 0 |  |  |  | 0 | 0 |  |  |  | 6186.26 | 0 |  |  |  | 0 | 0 |  |  |  | 0 | 0 |  |  |  | 321617.61 | 0 | 1 | 1
| 5412 |  |  |  | 0 | 0 |  |  |  | 0 | 0 |  |  |  | 84024.87 | 0 |  |  |  | 0 | 0 |  |  |  | 0 | 0 |  |  |  | 61463.03 | 0 | 1 | 1
| 5414 |  |  |  | 0 | 0 |  |  |  | 11022.76 | 0 |  |  |  | 7801.27 | 0 |  |  |  | 0 | 0 |  |  |  | 6244.16 | 0 |  |  |  | 175039.51 | 0 | 1 | 1
| 5415 |  |  |  | 0 | 0 |  |  |  | 0 | 0 |  |  |  | 23341.52 | 0 |  |  |  | 0 | 0 |  |  |  | 0 | 0 |  |  |  | 362451.47 | 0 |  | 1
| 5422 |  |  |  | 0 | 0 |  |  |  | 0 | 0 |  |  |  | 0 | 0 |  |  |  | 0 | 0 |  |  |  | 313305.55 | 0 |  |  |  | 1050339.62 | 0 |  | 1
| 5423 |  |  |  | 0 | 0 |  |  |  | 0 | 0 |  |  |  | 0 | 0 |  |  |  | 72874.68 | 0 |  |  |  | 159130.7 | 0 |  |  |  | 1397795.95 | 0 | 1 | 1
| 5424 |  |  |  | 0 | 0 |  |  |  | 0 | 0 |  |  |  | 22999.56 | 0 |  |  |  | 65767.76 | 0 |  |  |  | 29123.9 | 0 |  |  |  | 866663.14 | 0 |  | 1
| 5425 |  |  |  | 0 | 0 |  |  |  | 0 | 0 |  |  |  | 0 | 0 |  |  |  | 0 | 0 |  |  |  | 167.77 | 0 |  |  |  | 32190.71 | 0 |  | 1
| 5461 |  |  |  | 0 | 0 |  |  |  | 0 | 0 |  |  |  | 0 | 0 |  |  |  | 27650.47 | 0 |  |  |  | 268842.21 | 0 |  |  |  | 5823520.07 | 0 |  | 1
| 5462 |  |  |  | 0 | 0 |  |  |  | 0 | 0 |  |  |  | 0 | 0 |  |  |  | 0 | 0 |  |  |  | 0 | 0 |  |  |  | 432905.86 | 0 |  | 1
| 5463 |  |  |  | 0 | 0 |  |  |  | 0 | 0 |  |  |  | 0 | 0 |  |  |  | 0 | 0 |  |  |  | 9498.41 | 0 |  |  |  | 587933.94 | 0 |  | 1
| 5464 |  |  |  | 0 | 0 |  |  |  | 0 | 0 |  |  |  | 0 | 0 |  |  |  | 0 | 0 |  |  |  | 29687.75 | 0 |  |  |  | 616815.66 | 0 |  | 1
| 5500 |  |  |  | 0 | 0 |  |  |  | 0 | 0 |  |  |  | 0 | 0 |  |  |  | 0 | 0 |  |  |  | 0 | 0 |  |  |  | 16765.16 | 0 |  | 1
| 5502 |  |  |  | 0 | 0 |  |  |  | 0 | 0 |  |  |  | 0 | 0 |  |  |  | 1068.38 | 0 |  |  |  | 11011.78 | 0 |  |  |  | 80365.88 | 0 |  | 1
| 5503 |  |  |  | 0 | 0 |  |  |  | 0 | 0 |  |  |  | 0 | 0 |  |  |  | 3006.3 | 0 |  |  |  | 304452.4 | 0 |  |  |  | 13504309.89 | 0 | 1 | 1
| 5504 |  |  |  | 0 | 0 |  |  |  | 0 | 0 |  |  |  | -250.95 | 0 |  |  |  | 1281.24 | 0 |  |  |  | 187862.27 | 0 |  |  |  | 5040549.74 | 0 |  | 1
| 5505 |  |  |  | 0 | 0 |  |  |  | 0 | 0 |  |  |  | 0 | 0 |  |  |  | 1944.86 | 0 |  |  |  | 356110.45 | 0 |  |  |  | 10191118.62 | 0 |  | 1
| 5506 |  |  |  | 0 | 0 |  |  |  | 116483.37 | 0 |  |  |  | 0 | 0 |  |  |  | 97257.97 | 0 |  |  |  | 454863.69 | 0 |  |  |  | 3817039.79 | 0 | 1 | 1
| 5507 |  |  |  | 0 | 0 |  |  |  | 0 | 0 |  |  |  | 30102.19 | 0 |  |  |  | 319668.63 | 0 |  |  |  | 454401.35 | 0 |  |  |  | 2561690.09 | 0 | 1 | 1
| 5508 |  |  |  | 0 | 0 |  |  |  | 0 | 0 |  |  |  | 424746.76 | 0 |  |  |  | 1492.8 | 0 |  |  |  | 392100.3 | 0 |  |  |  | 6278831.94 | 0 |  | 1
| 5509 |  |  |  | 0 | 0 |  |  |  | 0 | 0 |  |  |  | 0 | 0 |  |  |  | 554.46 | 0 |  |  |  | 86.34 | 0 |  |  |  | 36909.83 | 0 |  | 1
| 5510 |  |  |  | 0 | 0 |  |  |  | 5565.7 | 0 |  |  |  | 0 | 0 |  |  |  | 58776.66 | 0 |  |  |  | 281881.41 | 0 |  |  |  | 7303667.75 | 0 | 1 | 1
| 5511 |  |  |  | 0 | 0 |  |  |  | 0 | 0 |  |  |  | 526259.27 | 0 |  |  |  | 187.19 | 0 |  |  |  | 181745.2 | 0 |  |  |  | 8521942.13 | 0 |  | 1
| 5512 |  |  |  | 0 | 0 |  |  |  | 0 | 0 |  |  |  | 0 | 0 |  |  |  | 382.78 | 0 |  |  |  | 307380.6 | 0 |  |  |  | 5085703.95 | 0 | 1 | 1
| 5514 |  |  |  | 0 | 0 |  |  |  | 0 | 0 |  |  |  | 1071948.87 | 0 |  |  |  | 0 | 0 |  |  |  | 572145.68 | 0 |  |  |  | 8645019.41 | 0 |  | 1
| 5515 |  |  |  | 0 | 0 |  |  |  | 0 | 0 |  |  |  | 0 | 0 |  |  |  | 0 | 0 |  |  |  | 24286.54 | 0 |  |  |  | 966900.56 | 0 |  | 1
| 5516 |  |  |  | 0 | 0 |  |  |  | 0 | 0 |  |  |  | 0 | 0 |  |  |  | 0 | 0 |  |  |  | 74008.89 | 0 |  |  |  | 2679728.36 | 0 |  | 1
| 5517 |  |  |  | 0 | 0 |  |  |  | 0 | 0 |  |  |  | 0 | 0 |  |  |  | 28584.49 | 0 |  |  |  | 448070.54 | 0 |  |  |  | 7175926.57 | 0 | 1 | 1
| 5518 |  |  |  | 0 | 0 |  |  |  | 0 | 0 |  |  |  | 1690352.6 | 0 |  |  |  | 442.59 | 0 |  |  |  | 416397.5 | 0 |  |  |  | 8083012.76 | 0 |  | 1
| 5519 |  |  |  | 0 | 0 |  |  |  | 0 | 0 |  |  |  | 0 | 0 |  |  |  | 14388.89 | 0 |  |  |  | 355648.52 | 0 |  |  |  | 7125659.62 | 0 |  | 1
| 5520 |  |  |  | 0 | 0 |  |  |  | 0 | 0 |  |  |  | 0 | 0 |  |  |  | 6752.07 | 0 |  |  |  | 151881.88 | 0 |  |  |  | 4281585.87 | 0 |  | 1
| 5521 |  |  |  | 0 | 0 |  |  |  | 0 | 0 |  |  |  | 0 | 0 |  |  |  | 0 | 0 |  |  |  | 25088.46 | 0 |  |  |  | 857256.99 | 0 | 1 | 1
| 5522 |  |  |  | 0 | 0 |  |  |  | 0 | 0 |  |  |  | 911749.78 | 0 |  |  |  | 11913.32 | 0 |  |  |  | 437366.3 | 0 |  |  |  | 7827506.25 | 0 |  | 1
| 5523 |  |  |  | 0 | 0 |  |  |  | 0 | 0 |  |  |  | 0 | 0 |  |  |  | 0 | 0 |  |  |  | 96567.06 | 0 |  |  |  | 955538.12 | 0 |  | 1
| 5524 |  |  |  | 0 | 0 |  |  |  | 0 | 0 |  |  |  | 0 | 0 |  |  |  | 5859.13 | 0 |  |  |  | 155317.25 | 0 |  |  |  | 1216325.42 | 0 |  | 1
| 5525 |  |  |  | 0 | 0 |  |  |  | 0 | 0 |  |  |  | 0 | 0 |  |  |  | 389360.72 | 0 |  |  |  | 866592.23 | 0 |  |  |  | 4786690.24 | 0 |  | 1
| 5526 |  |  |  | 0 | 0 |  |  |  | 13050.44 | 0 |  |  |  | 0 | 0 |  |  |  | 18795.05 | 0 |  |  |  | 148863.33 | 0 |  |  |  | 1907721.58 | 0 | 1 | 1
| 5527 |  |  |  | 0 | 0 |  |  |  | 0 | 0 |  |  |  | 0 | 0 |  |  |  | 7735.3 | 0 |  |  |  | 66117.04 | 0 |  |  |  | 1425674.05 | 0 |  | 1
| 5528 |  |  |  | 0 | 0 |  |  |  | 0 | 0 |  |  |  | 0 | 0 |  |  |  | 1727.47 | 0 |  |  |  | 104002.2 | 0 |  |  |  | 1182843.38 | 0 |  | 1
| 5529 |  |  |  | 0 | 0 |  |  |  | 0 | 0 |  |  |  | 0 | 0 |  |  |  | 0 | 0 |  |  |  | 13026.14 | 0 |  |  |  | 0 | 0 | 1 | 1
| 5530 |  |  |  | 0 | 0 |  |  |  | 0 | 0 |  |  |  | 299055.54 | 0 |  |  |  | 959.21 | 0 |  |  |  | 9109.34 | 0 |  |  |  | 1090511.46 | 0 |  | 1
| 5531 |  |  |  | 0 | 0 |  |  |  | 40153.04 | 0 |  |  |  | 0 | 0 |  |  |  | 36966.57 | 0 |  |  |  | 776423.76 | 0 |  |  |  | 9364593.85 | 0 | 1 | 1
| 5532 |  |  |  | 0 | 0 |  |  |  | 0 | 0 |  |  |  | 0 | 0 |  |  |  | 5325.34 | 0 |  |  |  | 168627.67 | 0 |  |  |  | 9793865.7 | 0 |  | 1
| 5533 |  |  |  | 0 | 0 |  |  |  | 0 | 0 |  |  |  | 0 | 0 |  |  |  | 0 | 0 |  |  |  | 581228.96 | 0 |  |  |  | 2782714.24 | 0 |  | 1
| 5534 |  |  |  | 0 | 0 |  |  |  | 0 | 0 |  |  |  | 0 | 0 |  |  |  | 12556.38 | 0 |  |  |  | 2231761.95 | 0 |  |  |  | 4851103.65 | 0 | 1 | 1
| 5535 |  |  |  | 0 | 0 |  |  |  | 0 | 0 |  |  |  | 27327.45 | 0 |  |  |  | 10253.02 | 0 |  |  |  | 25441 | 0 |  |  |  | 1668542.26 | 0 |  | 1
| 5536 |  |  |  | 0 | 0 |  |  |  | 0 | 0 |  |  |  | 0 | 0 |  |  |  | 2601.87 | 0 |  |  |  | 443425.91 | 0 |  |  |  | 1518354.68 | 0 |  | 1
| 5538 |  |  |  | 0 | 0 |  |  |  | 52076.18 | 0 |  |  |  | 0 | 0 |  |  |  | 3098.98 | 0 |  |  |  | 3239244.62 | 0 |  |  |  | 967258.16 | 0 | 1 | 1
| 5539 |  |  |  | 0 | 0 |  |  |  | 0 | 0 |  |  |  | 76358.55 | 0 |  |  |  | 157.24 | 0 |  |  |  | 783199.86 | 0 |  |  |  | 9919289.97 | 0 | 1 | 1
| 5541 |  |  |  | 0 | 0 |  |  |  | 0 | 0 |  |  |  | 658869.94 | 0 |  |  |  | 1087.87 | 0 |  |  |  | 2082352.27 | 0 |  |  |  | 9452667.51 | 0 |  | 1
| 5542 |  |  |  | 0 | 0 |  |  |  | 0 | 0 |  |  |  | 0 | 0 |  |  |  | 141650.35 | 0 |  |  |  | 212327.24 | 0 |  |  |  | 7198409.72 | 0 |  | 1
| 5543 |  |  |  | 0 | 0 |  |  |  | 0 | 0 |  |  |  | 0 | 0 |  |  |  | 0 | 0 |  |  |  | 21159.02 | 0 |  |  |  | 505486.74 | 0 |  | 1
| 5544 |  |  |  | 0 | 0 |  |  |  | 0 | 0 |  |  |  | 0 | 0 |  |  |  | 0 | 0 |  |  |  | 1173.16 | 0 |  |  |  | 0 | 0 | 1 | 1
| 5545 |  |  |  | 0 | 0 |  |  |  | 11022.76 | 0 |  |  |  | 149256.83 | 0 |  |  |  | 3756.67 | 0 |  |  |  | 180296.57 | 0 |  |  |  | 6426963.82 | 0 | 1 | 1
| 5546 |  |  |  | 0 | 0 |  |  |  | 0 | 0 |  |  |  | 3071.64 | 0 |  |  |  | 86331.28 | 0 |  |  |  | 266398.21 | 0 |  |  |  | 8880414.63 | 0 |  | 1
| 5547 |  |  |  | 0 | 0 |  |  |  | 0 | 0 |  |  |  | 0 | 0 |  |  |  | 384.16 | 0 |  |  |  | 1841836.03 | 0 |  |  |  | 2378715.47 | 0 | 1 | 1
| 5548 |  |  |  | 0 | 0 |  |  |  | 0 | 0 |  |  |  | 397007.94 | 0 |  |  |  | 5187.77 | 0 |  |  |  | 1213570.48 | 0 |  |  |  | 8978490.57 | 0 |  | 1
| 5549 |  |  |  | 0 | 0 |  |  |  | 0 | 0 |  |  |  | 0 | 0 |  |  |  | 881.31 | 0 |  |  |  | 148965.19 | 0 |  |  |  | 554413.54 | 0 |  | 1
| 5550 |  |  |  | 0 | 0 |  |  |  | 0 | 0 |  |  |  | 0 | 0 |  |  |  | 518.76 | 0 |  |  |  | 155807.37 | 0 |  |  |  | 7842357.22 | 0 |  | 1
| 5551 |  |  |  | 0 | 0 |  |  |  | 0 | 0 |  |  |  | 0 | 0 |  |  |  | 2903.05 | 0 |  |  |  | 22946.66 | 0 |  |  |  | 1397104.98 | 0 |  | 1
| 5552 |  |  |  | 0 | 0 |  |  |  | 0 | 0 |  |  |  | 0 | 0 |  |  |  | 16548.08 | 0 |  |  |  | 205926.2 | 0 |  |  |  | 4751154.49 | 0 | 1 | 1
| 5553 |  |  |  | 0 | 0 |  |  |  | 15551.49 | 0 |  |  |  | 367756.98 | 0 |  |  |  | 0 | 0 |  |  |  | 202944.13 | 0 |  |  |  | 5158033.84 | 0 | 1 | 1
| 5554 |  |  |  | 0 | 0 |  |  |  | 0 | 0 |  |  |  | 0 | 0 |  |  |  | 1155.2 | 0 |  |  |  | 3686.94 | 0 |  |  |  | 29468.01 | 0 |  | 1
| 5555 |  |  |  | 0 | 0 |  |  |  | 0 | 0 |  |  |  | 0 | 0 |  |  |  | 3166.33 | 0 |  |  |  | 29293.41 | 0 |  |  |  | 4299543.33 | 0 | 1 | 1
| 5556 |  |  |  | 0 | 0 |  |  |  | 0 | 0 |  |  |  | 408193.41 | 0 |  |  |  | 3378.21 | 0 |  |  |  | 84586.5 | 0 |  |  |  | 5127070.35 | 0 | 1 | 1
| 5557 |  |  |  | 0 | 0 |  |  |  | 0 | 0 |  |  |  | 692109.68 | 0 |  |  |  | 55457.94 | 0 |  |  |  | 198079.93 | 0 |  |  |  | 11485753.34 | 0 |  | 1
| 5560 |  |  |  | 0 | 0 |  |  |  | 0 | 0 |  |  |  | 0 | 0 |  |  |  | 17362.68 | 0 |  |  |  | 485023.56 | 0 |  |  |  | 4327848.2 | 0 |  | 1
| 5561 |  |  |  | 0 | 0 |  |  |  | 0 | 0 |  |  |  | 0 | 0 |  |  |  | 0 | 0 |  |  |  | 84815.83 | 0 |  |  |  | 1062306.77 | 0 |  | 1
| 5562 |  |  |  | 0 | 0 |  |  |  | 0 | 0 |  |  |  | 0 | 0 |  |  |  | 24305.48 | 0 |  |  |  | 52006.29 | 0 |  |  |  | 255027.16 | 0 |  | 1
| 5563 |  |  |  | 0 | 0 |  |  |  | 0 | 0 |  |  |  | 0 | 0 |  |  |  | 19480.25 | 0 |  |  |  | 106593.83 | 0 |  |  |  | 3874410.62 | 0 | 1 | 1
| 5564 |  |  |  | 0 | 0 |  |  |  | 0 | 0 |  |  |  | 603423.78 | 0 |  |  |  | 62303.26 | 0 |  |  |  | 485698.16 | 0 |  |  |  | 9010662.98 | 0 |  | 1
| 5565 |  |  |  | 0 | 0 |  |  |  | 0 | 0 |  |  |  | 0 | 0 |  |  |  | 24432.82 | 0 |  |  |  | 295805.81 | 0 |  |  |  | 2241890.91 | 0 | 1 | 1
| 5566 |  |  |  | 0 | 0 |  |  |  | 11022.76 | 0 |  |  |  | 220467.49 | 0 |  |  |  | 15905.07 | 0 |  |  |  | 303242.36 | 0 |  |  |  | 6953978.36 | 0 | 1 | 1
| 5567 |  |  |  | 0 | 0 |  |  |  | 0 | 0 |  |  |  | 0 | 0 |  |  |  | 4375.93 | 0 |  |  |  | 1003238.36 | 0 |  |  |  | 6128366.04 | 0 |  | 1
| 5568 |  |  |  | 0 | 0 |  |  |  | 0 | 0 |  |  |  | 0 | 0 |  |  |  | 247855.23 | 0 |  |  |  | 441353.13 | 0 |  |  |  | 4444789.5 | 0 |  | 1
| 5569 |  |  |  | 0 | 0 |  |  |  | 0 | 0 |  |  |  | 0 | 0 |  |  |  | 50502.68 | 0 |  |  |  | 252862.06 | 0 |  |  |  | 9990081.59 | 0 |  | 1
| 5570 |  |  |  | 5800.58 | 0 |  |  |  | 0 | 0 |  |  |  | 0 | 0 |  |  |  | 36581.22 | 0 |  |  |  | 139080.58 | 0 |  |  |  | 3451667.65 | 0 | 1 | 1
| 5572 |  |  |  | 0 | 0 |  |  |  | 0 | 0 |  |  |  | 118096.82 | 0 |  |  |  | 9947.26 | 0 |  |  |  | 644141.51 | 0 |  |  |  | 2221429.4 | 0 |  | 1
| 5573 |  |  |  | 0 | 0 |  |  |  | 0 | 0 |  |  |  | 0 | 0 |  |  |  | 0 | 0 |  |  |  | 7455.31 | 0 |  |  |  | 0 | 0 |  | 1
| 5574 |  |  |  | 0 | 0 |  |  |  | 0 | 0 |  |  |  | 0 | 0 |  |  |  | 0 | 0 |  |  |  | 0 | 0 |  |  |  | 343304.23 | 0 |  | 1
| 5575 |  |  |  | 0 | 0 |  |  |  | 0 | 0 |  |  |  | 0 | 0 |  |  |  | 290530.98 | 0 |  |  |  | 303058.09 | 0 |  |  |  | 787165.78 | 0 | 1 | 1
| 5576 |  |  |  | 0 | 0 |  |  |  | 0 | 0 |  |  |  | 413801.75 | 0 |  |  |  | 37678.18 | 0 |  |  |  | 285330.3 | 0 |  |  |  | 7248911.61 | 0 |  | 1
| 5577 |  |  |  | 0 | 0 |  |  |  | 0 | 0 |  |  |  | 0 | 0 |  |  |  | 50004.3 | 0 |  |  |  | 198507.09 | 0 |  |  |  | 6448478.31 | 0 |  | 1
| 5578 |  |  |  | 0 | 0 |  |  |  | 0 | 0 |  |  |  | 0 | 0 |  |  |  | 462.96 | 0 |  |  |  | 4953.29 | 0 |  |  |  | 198591.17 | 0 |  | 1
| 5579 |  |  |  | 0 | 0 |  |  |  | 0 | 0 |  |  |  | 0 | 0 |  |  |  | 33430.65 | 0 |  |  |  | 214705.87 | 0 |  |  |  | 5642758.42 | 0 |  | 1
| 5580 |  |  |  | 0 | 0 |  |  |  | 0 | 0 |  |  |  | 0 | 0 |  |  |  | 37664.41 | 0 |  |  |  | 162563.2 | 0 |  |  |  | 5966594.45 | 0 |  | 1
| 5581 |  |  |  | 0 | 0 |  |  |  | 0 | 0 |  |  |  | 0 | 0 |  |  |  | 4191.64 | 0 |  |  |  | 116903.17 | 0 |  |  |  | 2134147.38 | 0 |  | 1
| 5582 |  |  |  | 0 | 0 |  |  |  | 0 | 0 |  |  |  | 0 | 0 |  |  |  | 0 | 0 |  |  |  | 3719.42 | 0 |  |  |  | 1352099 | 0 |  | 1
| 5584 |  |  |  | 0 | 0 |  |  |  | 0 | 0 |  |  |  | 0 | 0 |  |  |  | 12339.75 | 0 |  |  |  | 9320.49 | 0 |  |  |  | 3541430.84 | 0 |  | 1
| 5585 |  |  |  | 0 | 0 |  |  |  | 0 | 0 |  |  |  | 0 | 0 |  |  |  | 28884.1 | 0 |  |  |  | 127402.32 | 0 |  |  |  | 1865731.15 | 0 |  | 1
| 5587 |  |  |  | 0 | 0 |  |  |  | 0 | 0 |  |  |  | 0 | 0 |  |  |  | 144447.12 | 0 |  |  |  | 250499.02 | 0 |  |  |  | 7249340.35 | 0 |  | 1
| 5588 |  |  |  | 0 | 0 |  |  |  | 0 | 0 |  |  |  | 0 | 0 |  |  |  | 0 | 0 |  |  |  | 0 | 0 |  |  |  | 7.95 | 0 |  | 1
| 5589 |  |  |  | 0 | 0 |  |  |  | 0 | 0 |  |  |  | 0 | 0 |  |  |  | 0 | 0 |  |  |  | 5404.85 | 0 |  |  |  | 60093.44 | 0 |  | 1
| 5591 |  |  |  | 0 | 0 |  |  |  | 0 | 0 |  |  |  | 0 | 0 |  |  |  | 0 | 0 |  |  |  | 28672.31 | 0 |  |  |  | 929457.95 | 0 |  | 1
| 5594 |  |  |  | 0 | 0 |  |  |  | 0 | 0 |  |  |  | 0 | 0 |  |  |  | 28939.94 | 0 |  |  |  | 402635.68 | 0 |  |  |  | 9272256.01 | 0 |  | 1
| 5595 |  |  |  | 0 | 0 |  |  |  | 0 | 0 |  |  |  | 0 | 0 |  |  |  | 0 | 0 |  |  |  | 1270 | 0 |  |  |  | 183269.77 | 0 |  | 1
| 5596 |  |  |  | 0 | 0 |  |  |  | 0 | 0 |  |  |  | 0 | 0 |  |  |  | 119259.57 | 0 |  |  |  | 520546.49 | 0 |  |  |  | 3391813.44 | 0 |  | 1
| 5597 |  |  |  | 0 | 0 |  |  |  | 0 | 0 |  |  |  | 0 | 0 |  |  |  | 73581.53 | 0 |  |  |  | 260785.45 | 0 |  |  |  | 6760290.84 | 0 | 1 | 1
| 5599 |  |  |  | 0 | 0 |  |  |  | 0 | 0 |  |  |  | 499395.55 | 0 |  |  |  | 0 | 0 |  |  |  | 235231.04 | 0 |  |  |  | 2237308.8 | 0 |  | 1
| 5600 |  |  |  | 0 | 0 |  |  |  | 0 | 0 |  |  |  | 0 | 0 |  |  |  | 0 | 0 |  |  |  | 0 | 0 |  |  |  | 616419.11 | 0 | 1 | 1
| 5601 |  |  |  | 0 | 0 |  |  |  | 20402.77 | 0 |  |  |  | 56149.71 | 0 |  |  |  | 17910.49 | 0 |  |  |  | 794119.01 | 0 |  |  |  | 9884755.4 | 0 | 1 | 1
| 5602 |  |  |  | 0 | 0 |  |  |  | 0 | 0 |  |  |  | 0 | 0 |  |  |  | 2513.8 | 0 |  |  |  | 33872.98 | 0 |  |  |  | 1808697.08 | 0 |  | 1
| 5603 |  |  |  | 0 | 0 |  |  |  | 0 | 0 |  |  |  | 0 | 0 |  |  |  | 60670.7 | 0 |  |  |  | 482983.37 | 0 |  |  |  | 7745360.27 | 0 |  | 1
| 5604 |  |  |  | 0 | 0 |  |  |  | 1759.71 | 0 |  |  |  | 0 | 0 |  |  |  | 8332.86 | 0 |  |  |  | 620657.36 | 0 |  |  |  | 6189530.37 | 0 | 1 | 1
| 5605 |  |  |  | 0 | 0 |  |  |  | 0 | 0 |  |  |  | 0 | 0 |  |  |  | 264.99 | 0 |  |  |  | 574306.34 | 0 |  |  |  | 2931877.97 | 0 |  | 1
| 5606 |  |  |  | 0 | 0 |  |  |  | 13595.77 | 0 |  |  |  | 0 | 0 |  |  |  | 2627.31 | 0 |  |  |  | 97676.38 | 0 |  |  |  | 282559.26 | 0 | 1 | 1
| 5607 |  |  |  | 0 | 0 |  |  |  | 0 | 0 |  |  |  | 0 | 0 |  |  |  | 680.4 | 0 |  |  |  | 5934.23 | 0 |  |  |  | 39512.68 | 0 |  | 1
| 5608 |  |  |  | 0 | 0 |  |  |  | 0 | 0 |  |  |  | 0 | 0 |  |  |  | 10890.99 | 0 |  |  |  | 581205.17 | 0 |  |  |  | 19279616.57 | 0 |  | 1
| 5609 |  |  |  | 0 | 0 |  |  |  | 0 | 0 |  |  |  | 0 | 0 |  |  |  | 0 | 0 |  |  |  | 10453.12 | 0 |  |  |  | 326992.86 | 0 |  | 1
| 5610 |  |  |  | 0 | 0 |  |  |  | 0 | 0 |  |  |  | 0 | 0 |  |  |  | 5846.19 | 0 |  |  |  | 382295.86 | 0 |  |  |  | 4744978.81 | 0 |  | 1
| 5611 |  |  |  | 0 | 0 |  |  |  | 0 | 0 |  |  |  | 0 | 0 |  |  |  | 17348.08 | 0 |  |  |  | 1221577.78 | 0 |  |  |  | 10874374.73 | 0 |  | 1
| 5612 |  |  |  | 0 | 0 |  |  |  | 20750.4 | 0 |  |  |  | 0 | 0 |  |  |  | 0 | 0 |  |  |  | 0 | 0 |  |  |  | 119447.17 | 0 | 1 | 1
| 5613 |  |  |  | 0 | 0 |  |  |  | 0 | 0 |  |  |  | 0 | 0 |  |  |  | 0 | 0 |  |  |  | 0 | 0 |  |  |  | 12811.67 | 0 |  | 1
| 5614 |  |  |  | 0 | 0 |  |  |  | 0 | 0 |  |  |  | 0 | 0 |  |  |  | 24965.45 | 0 |  |  |  | 273986.39 | 0 |  |  |  | 6553586.2 | 0 | 1 | 1
| 5615 |  |  |  | 0 | 0 |  |  |  | 0 | 0 |  |  |  | 23032.35 | 0 |  |  |  | 3638.26 | 0 |  |  |  | 3358585.7 | 0 |  |  |  | 10248201.52 | 0 |  | 1
| 5616 |  |  |  | 0 | 0 |  |  |  | 22341.87 | 0 |  |  |  | 0 | 0 |  |  |  | 4819.64 | 0 |  |  |  | 66227.36 | 0 |  |  |  | 507584.1 | 0 | 1 | 1
| 5617 |  |  |  | 0 | 0 |  |  |  | 0 | 0 |  |  |  | 0 | 0 |  |  |  | 4738.03 | 0 |  |  |  | 249450.69 | 0 |  |  |  | 6128755.91 | 0 |  | 1
| 5618 |  |  |  | 0 | 0 |  |  |  | 6520.43 | 0 |  |  |  | 0 | 0 |  |  |  | 39026.13 | 0 |  |  |  | 510335 | 0 |  |  |  | 8328694.75 | 0 | 1 | 1
| 5619 |  |  |  | 0 | 0 |  |  |  | 0 | 0 |  |  |  | 0 | 0 |  |  |  | 1885.28 | 0 |  |  |  | 1976876.47 | 0 |  |  |  | 12364875.41 | 0 |  | 1
| 5620 |  |  |  | 0 | 0 |  |  |  | 0 | 0 |  |  |  | 0 | 0 |  |  |  | 14411.65 | 0 |  |  |  | 246346.18 | 0 |  |  |  | 9484627.68 | 0 |  | 1
| 5621 |  |  |  | 0 | 0 |  |  |  | 45572.57 | 0 |  |  |  | 0 | 0 |  |  |  | 9257.16 | 0 |  |  |  | 136204.65 | 0 |  |  |  | 4077078.65 | 0 | 1 | 1
| 5622 |  |  |  | 0 | 0 |  |  |  | 0 | 0 |  |  |  | 0 | 0 |  |  |  | 0 | 0 |  |  |  | 114634.8 | 0 |  |  |  | 653961.79 | 0 |  | 1
| 5624 |  |  |  | 0 | 0 |  |  |  | 66934.26 | 0 |  |  |  | 0 | 0 |  |  |  | 1612.23 | 0 |  |  |  | 3318.82 | 0 |  |  |  | 286134.85 | 0 | 1 | 1
| 5625 |  |  |  | 0 | 0 |  |  |  | 0 | 0 |  |  |  | 0 | 0 |  |  |  | 4294.57 | 0 |  |  |  | 221797.63 | 0 |  |  |  | 2017428.94 | 0 |  | 1
| 5626 |  |  |  | 0 | 0 |  |  |  | 22867.68 | 0 |  |  |  | 0 | 0 |  |  |  | 879.71 | 0 |  |  |  | 72715.75 | 0 |  |  |  | 6050979.91 | 0 | 1 | 1
| 5627 |  |  |  | 0 | 0 |  |  |  | 0 | 0 |  |  |  | 0 | 0 |  |  |  | 7625.28 | 0 |  |  |  | 113611.1 | 0 |  |  |  | 934550.52 | 0 |  | 1
| 5628 |  |  |  | 0 | 0 |  |  |  | 44558 | 0 |  |  |  | 0 | 0 |  |  |  | 18481.64 | 0 |  |  |  | 429467.32 | 0 |  |  |  | 4517444.35 | 0 | 1 | 1
| 5629 |  |  |  | 0 | 0 |  |  |  | 29558.32 | 0 |  |  |  | 21358.52 | 0 |  |  |  | 7720827.21 | 0 |  |  |  | 179767.84 | 0 |  |  |  | 11607619.56 | 0 | 1 | 1
| 5630 |  |  |  | 0 | 0 |  |  |  | 0 | 0 |  |  |  | 0 | 0 |  |  |  | 0 | 0 |  |  |  | 361159.5 | 0 |  |  |  | 1129007.5 | 0 | 1 | 1
| 5631 |  |  |  | 0 | 0 |  |  |  | 0 | 0 |  |  |  | 7605.55 | 0 |  |  |  | 5741.31 | 0 |  |  |  | 232418.28 | 0 |  |  |  | 7066232.54 | 0 |  | 1
| 5632 |  |  |  | 0 | 0 |  |  |  | 0 | 0 |  |  |  | 0 | 0 |  |  |  | 5801.63 | 0 |  |  |  | 1059273.63 | 0 |  |  |  | 6236360.53 | 0 |  | 1
| 5633 |  |  |  | 0 | 0 |  |  |  | 19651.44 | 0 |  |  |  | 0 | 0 |  |  |  | 6634.59 | 0 |  |  |  | 182036.08 | 0 |  |  |  | 5794463.49 | 0 | 1 | 1
| 5634 |  |  |  | 0 | 0 |  |  |  | 0 | 0 |  |  |  | 0 | 0 |  |  |  | 0 | 0 |  |  |  | 0 | 0 |  |  |  | 415140.47 | 0 |  | 1
| 5635 |  |  |  | 0 | 0 |  |  |  | 21531.69 | 0 |  |  |  | 0 | 0 |  |  |  | 4771.8 | 0 |  |  |  | 258621.28 | 0 |  |  |  | 6890631.86 | 0 | 1 | 1
| 5636 |  |  |  | 0 | 0 |  |  |  | 31004.98 | 0 |  |  |  | 0 | 0 |  |  |  | 6287.37 | 0 |  |  |  | 186096.57 | 0 |  |  |  | 8448418.26 | 0 | 1 | 1
| 5637 |  |  |  | 0 | 0 |  |  |  | 0 | 0 |  |  |  | 0 | 0 |  |  |  | 6560.15 | 0 |  |  |  | 618076.13 | 0 |  |  |  | 4631331.14 | 0 |  | 1
| 5638 |  |  |  | 0 | 0 |  |  |  | 0 | 0 |  |  |  | 0 | 0 |  |  |  | 0 | 0 |  |  |  | 1489.48 | 0 |  |  |  | 535477.3 | 0 |  | 1
| 5639 |  |  |  | 0 | 0 |  |  |  | 59193.81 | 0 |  |  |  | 0 | 0 |  |  |  | 21323.73 | 0 |  |  |  | 294226.5 | 0 |  |  |  | 5293315.05 | 0 | 1 | 1
| 5640 |  |  |  | 0 | 0 |  |  |  | 0 | 0 |  |  |  | 0 | 0 |  |  |  | 19321.93 | 0 |  |  |  | 444991.7 | 0 |  |  |  | 6293450.66 | 0 |  | 1
| 5641 |  |  |  | 0 | 0 |  |  |  | 0 | 0 |  |  |  | 0 | 0 |  |  |  | 5953.03 | 0 |  |  |  | 147348.8 | 0 |  |  |  | 2224681.87 | 0 |  | 1
| 5644 |  |  |  | 0 | 0 |  |  |  | 0 | 0 |  |  |  | 0 | 0 |  |  |  | 2156.09 | 0 |  |  |  | 388246.62 | 0 |  |  |  | 941229.12 | 0 |  | 1
| 5645 |  |  |  | 0 | 0 |  |  |  | 2166.35 | 0 |  |  |  | 0 | 0 |  |  |  | 3267.75 | 0 |  |  |  | 353840.25 | 0 |  |  |  | 8185341.8 | 0 | 1 | 1
| 5646 |  |  |  | 0 | 0 |  |  |  | 43167.32 | 0 |  |  |  | 0 | 0 |  |  |  | 0 | 0 |  |  |  | 22181.65 | 0 |  |  |  | 992020.13 | 0 | 1 | 1
| 5647 |  |  |  | 0 | 0 |  |  |  | 0 | 0 |  |  |  | 0 | 0 |  |  |  | 8436.52 | 0 |  |  |  | 1033984.51 | 0 |  |  |  | 518956.41 | 0 |  | 1
| 5648 |  |  |  | 0 | 0 |  |  |  | 0 | 0 |  |  |  | 0 | 0 |  |  |  | 6864.86 | 0 |  |  |  | 681919.56 | 0 |  |  |  | 14961322.55 | 0 |  | 1
| 5650 |  |  |  | 0 | 0 |  |  |  | 15935.12 | 0 |  |  |  | 0 | 0 |  |  |  | 0 | 0 |  |  |  | 2897.28 | 0 |  |  |  | 567019.44 | 0 | 1 | 1
| 5652 |  |  |  | 0 | 0 |  |  |  | 0 | 0 |  |  |  | 531131.29 | 0 |  |  |  | 11898.41 | 0 |  |  |  | 14597.15 | 0 |  |  |  | 1404484.1 | 0 |  | 1
| 5653 |  |  |  | 0 | 0 |  |  |  | 0 | 0 |  |  |  | 0 | 0 |  |  |  | 1590.32 | 0 |  |  |  | 358423.58 | 0 |  |  |  | 1248648.65 | 0 |  | 1
| 5654 |  |  |  | 0 | 0 |  |  |  | 34834.62 | 0 |  |  |  | 0 | 0 |  |  |  | 2631.06 | 0 |  |  |  | 287656.32 | 0 |  |  |  | 3703415.97 | 0 | 1 | 1
| 5655 |  |  |  | 0 | 0 |  |  |  | 16835.35 | 0 |  |  |  | 525169.83 | 0 |  |  |  | 23175.64 | 0 |  |  |  | 87309.72 | 0 |  |  |  | 6996486.8 | 0 | 1 | 1
| 5656 |  |  |  | 0 | 0 |  |  |  | 704.04 | 0 |  |  |  | 0 | 0 |  |  |  | 28695.45 | 0 |  |  |  | 780398.1 | 0 |  |  |  | 7041321.48 | 0 | 1 | 1
| 5657 |  |  |  | 0 | 0 |  |  |  | 0 | 0 |  |  |  | 0 | 0 |  |  |  | 882.21 | 0 |  |  |  | 0 | 0 |  |  |  | 0 | 0 |  | 1
| 5658 |  |  |  | 0 | 0 |  |  |  | 32989.16 | 0 |  |  |  | 0 | 0 |  |  |  | 410.43 | 0 |  |  |  | 16221.01 | 0 |  |  |  | 1154230.17 | 0 | 1 | 1
| 5659 |  |  |  | 0 | 0 |  |  |  | 0 | 0 |  |  |  | 206392.73 | 0 |  |  |  | 9307.15 | 0 |  |  |  | 348346.22 | 0 |  |  |  | 6431786.45 | 0 |  | 1
| 5661 |  |  |  | 0 | 0 |  |  |  | 31398.49 | 0 |  |  |  | 0 | 0 |  |  |  | 12064.63 | 0 |  |  |  | 81707.89 | 0 |  |  |  | 3755542.96 | 0 | 1 | 1
| 5662 |  |  |  | 0 | 0 |  |  |  | 0 | 0 |  |  |  | 0 | 0 |  |  |  | 0 | 0 |  |  |  | 0 | 0 |  |  |  | 235773.68 | 0 |  | 1
| 5663 |  |  |  | 0 | 0 |  |  |  | 0 | 0 |  |  |  | 0 | 0 |  |  |  | 795975.01 | 0 |  |  |  | 527901.08 | 0 |  |  |  | 8343580.49 | 0 | 1 | 1
| 5664 |  |  |  | 0 | 0 |  |  |  | 1282.36 | 0 |  |  |  | 17343.27 | 0 |  |  |  | 0 | 0 |  |  |  | 833371.88 | 0 |  |  |  | 9049518.3 | 0 | 1 | 1
| 5665 |  |  |  | 0 | 0 |  |  |  | 0 | 0 |  |  |  | 0 | 0 |  |  |  | 2141.52 | 0 |  |  |  | 7329.18 | 0 |  |  |  | 1664026.07 | 0 |  | 1
| 5667 |  |  |  | 0 | 0 |  |  |  | 12855.5 | 0 |  |  |  | 0 | 0 |  |  |  | 19820.61 | 0 |  |  |  | 457316.63 | 0 |  |  |  | 8118775.7 | 0 | 1 | 1
| 5668 |  |  |  | 0 | 0 |  |  |  | 14975.39 | 0 |  |  |  | 0 | 0 |  |  |  | 850.47 | 0 |  |  |  | 3351.45 | 0 |  |  |  | 140139.62 | 0 | 1 | 1
| 5670 |  |  |  | 0 | 0 |  |  |  | 0 | 0 |  |  |  | 17327.46 | 0 |  |  |  | 14077.6 | 0 |  |  |  | 1433336.15 | 0 |  |  |  | 8325913.38 | 0 |  | 1
| 5672 |  |  |  | 0 | 0 |  |  |  | 0 | 0 |  |  |  | 0 | 0 |  |  |  | 8031.73 | 0 |  |  |  | 293320 | 0 |  |  |  | 11760340.87 | 0 |  | 1
| 5674 |  |  |  | 0 | 0 |  |  |  | 8713.95 | 0 |  |  |  | 0 | 0 |  |  |  | 14261.56 | 0 |  |  |  | 179752.93 | 0 |  |  |  | 3449097.42 | 0 | 1 | 1
| 5677 |  |  |  | 0 | 0 |  |  |  | 0 | 0 |  |  |  | 0 | 0 |  |  |  | 13341.36 | 0 |  |  |  | 410824.57 | 0 |  |  |  | 8010103.69 | 0 |  | 1
| 5678 |  |  |  | 0 | 0 |  |  |  | 14661.05 | 0 |  |  |  | 0 | 0 |  |  |  | 4699.96 | 0 |  |  |  | 23628.83 | 0 |  |  |  | 2001439.02 | 0 | 1 | 1
| 5679 |  |  |  | 0 | 0 |  |  |  | 0 | 0 |  |  |  | 0 | 0 |  |  |  | 0 | 0 |  |  |  | 534447.49 | 0 |  |  |  | 10334458.48 | 0 | 1 | 1
| 5680 |  |  |  | 0 | 0 |  |  |  | 0 | 0 |  |  |  | 49398.36 | 0 |  |  |  | 505887.21 | 0 |  |  |  | 322655.66 | 0 |  |  |  | 5193979.33 | 0 |  | 1
| 5681 |  |  |  | 0 | 0 |  |  |  | 0 | 0 |  |  |  | 0 | 0 |  |  |  | 0 | 0 |  |  |  | 6899 | 0 |  |  |  | 19604.82 | 0 |  | 1
| 5682 |  |  |  | 0 | 0 |  |  |  | 0 | 0 |  |  |  | 0 | 0 |  |  |  | 0 | 0 |  |  |  | 0 | 0 |  |  |  | 210290.93 | 0 |  | 1
| 5683 |  |  |  | 0 | 0 |  |  |  | 0 | 0 |  |  |  | 0 | 0 |  |  |  | 0 | 0 |  |  |  | 9269.44 | 0 |  |  |  | 115267.35 | 0 |  | 1
| 5685 |  |  |  | 0 | 0 |  |  |  | 0 | 0 |  |  |  | 0 | 0 |  |  |  | 0 | 0 |  |  |  | 1332.79 | 0 |  |  |  | 296681.78 | 0 |  | 1
| 5686 |  |  |  | 0 | 0 |  |  |  | 0 | 0 |  |  |  | 0 | 0 |  |  |  | 333364.08 | 0 |  |  |  | 680130.96 | 0 |  |  |  | 5031705.29 | 0 |  | 1
| 5688 |  |  |  | 0 | 0 |  |  |  | 0 | 0 |  |  |  | 0 | 0 |  |  |  | 9231.81 | 0 |  |  |  | 12621.43 | 0 |  |  |  | 243308.68 | 0 |  | 1
| 5690 |  |  |  | 0 | 0 |  |  |  | 0 | 0 |  |  |  | 0 | 0 |  |  |  | 0 | 0 |  |  |  | 1946.23 | 0 |  |  |  | 0 | 0 |  | 1
| 5694 |  |  |  | 0 | 0 |  |  |  | 0 | 0 |  |  |  | 0 | 0 |  |  |  | 4231.64 | 0 |  |  |  | 6443.99 | 0 |  |  |  | 849233.83 | 0 |  | 1
| 5695 |  |  |  | 0 | 0 |  |  |  | 0 | 0 |  |  |  | 0 | 0 |  |  |  | 28833.25 | 0 |  |  |  | 39672.2 | 0 |  |  |  | 1223414.45 | 0 |  | 1
| 5696 |  |  |  | 0 | 0 |  |  |  | 0 | 0 |  |  |  | 0 | 0 |  |  |  | 0 | 0 |  |  |  | 13172.08 | 0 |  |  |  | 894272.66 | 0 |  | 1
| 5697 |  |  |  | 0 | 0 |  |  |  | 0 | 0 |  |  |  | 0 | 0 |  |  |  | 0 | 0 |  |  |  | 43118.75 | 0 |  |  |  | 1016676.02 | 0 |  | 1
| 5698 |  |  |  | 0 | 0 |  |  |  | 0 | 0 |  |  |  | 0 | 0 |  |  |  | 0 | 0 |  |  |  | 61145.31 | 0 |  |  |  | 0 | 0 |  | 1
| 5699 |  |  |  | 0 | 0 |  |  |  | 0 | 0 |  |  |  | 0 | 0 |  |  |  | 0 | 0 |  |  |  | 30407.27 | 0 |  |  |  | 486538.47 | 0 |  | 1
| 5701 |  |  |  | 0 | 0 |  |  |  | 0 | 0 |  |  |  | 0 | 0 |  |  |  | 13817.41 | 0 |  |  |  | 116586.91 | 0 |  |  |  | 7372726.27 | 0 |  | 1
| 5702 |  |  |  | 0 | 0 |  |  |  | 0 | 0 |  |  |  | 0 | 0 |  |  |  | 8661.55 | 0 |  |  |  | 0 | 0 |  |  |  | 0 | 0 |  | 1
| 5704 |  |  |  | 0 | 0 |  |  |  | 0 | 0 |  |  |  | 0 | 0 |  |  |  | 0 | 0 |  |  |  | 20355.59 | 0 |  |  |  | 209975.23 | 0 |  | 1
| 5705 |  |  |  | 0 | 0 |  |  |  | 0 | 0 |  |  |  | 0 | 0 |  |  |  | 0 | 0 |  |  |  | 49560.34 | 0 |  |  |  | 1717493.77 | 0 |  | 1
| 5706 |  |  |  | 0 | 0 |  |  |  | 0 | 0 |  |  |  | 0 | 0 |  |  |  | 3741.81 | 0 |  |  |  | 618519.43 | 0 |  |  |  | 2878477.15 | 0 |  | 1
| 5707 |  |  |  | 0 | 0 |  |  |  | 0 | 0 |  |  |  | 0 | 0 |  |  |  | 18626.43 | 0 |  |  |  | 124274 | 0 |  |  |  | 1665520.06 | 0 |  | 1
| 5708 |  |  |  | 0 | 0 |  |  |  | 0 | 0 |  |  |  | 0 | 0 |  |  |  | 21181.91 | 0 |  |  |  | 316263.24 | 0 |  |  |  | 7709698.59 | 0 |  | 1
| 5709 |  |  |  | 0 | 0 |  |  |  | 0 | 0 |  |  |  | 0 | 0 |  |  |  | 2075.2 | 0 |  |  |  | 5151.74 | 0 |  |  |  | 114989.16 | 0 |  | 1
| 5710 |  |  |  | 0 | 0 |  |  |  | 0 | 0 |  |  |  | 0 | 0 |  |  |  | 14222.04 | 0 |  |  |  | 156428.88 | 0 |  |  |  | 4299998.98 | 0 |  | 1
| 5711 |  |  |  | 0 | 0 |  |  |  | 0 | 0 |  |  |  | 0 | 0 |  |  |  | 95072.65 | 0 |  |  |  | 572982.58 | 0 |  |  |  | 3216270.3 | 0 |  | 1
| 5712 |  |  |  | 0 | 0 |  |  |  | 0 | 0 |  |  |  | 0 | 0 |  |  |  | 0 | 0 |  |  |  | 167326.91 | 0 |  |  |  | 4477035.59 | 0 |  | 1
| 5714 |  |  |  | 0 | 0 |  |  |  | 32033.1 | 0 |  |  |  | 0 | 0 |  |  |  | 23609.58 | 0 |  |  |  | 398438.24 | 0 |  |  |  | 9676137.67 | 0 | 1 | 1
| 5717 |  |  |  | 0 | 0 |  |  |  | 0 | 0 |  |  |  | 0 | 0 |  |  |  | 1296.52 | 0 |  |  |  | 43227.1 | 0 |  |  |  | 804984.69 | 0 |  | 1
| 5718 |  |  |  | 0 | 0 |  |  |  | 12711.73 | 0 |  |  |  | 0 | 0 |  |  |  | 39968.39 | 0 |  |  |  | 203696.12 | 0 |  |  |  | 6367898.51 | 0 | 1 | 1
| 5719 |  |  |  | 0 | 0 |  |  |  | 0 | 0 |  |  |  | 0 | 0 |  |  |  | 0 | 0 |  |  |  | 7855.43 | 0 |  |  |  | 713913.66 | 0 |  | 1
| 5720 |  |  |  | 0 | 0 |  |  |  | 6957.1 | 0 |  |  |  | 0 | 0 |  |  |  | 96954.51 | 0 |  |  |  | 198444.32 | 0 |  |  |  | 5626097.11 | 0 | 1 | 1
| 5721 |  |  |  | 0 | 0 |  |  |  | 0 | 0 |  |  |  | 0 | 0 |  |  |  | 0 | 0 |  |  |  | 89116.28 | 0 |  |  |  | 1836237.82 | 0 |  | 1
| 5722 |  |  |  | 0 | 0 |  |  |  | 0 | 0 |  |  |  | 0 | 0 |  |  |  | 0 | 0 |  |  |  | 462294.49 | 0 |  |  |  | 9231537.79 | 0 |  | 1
| 5723 |  |  |  | 0 | 0 |  |  |  | 0 | 0 |  |  |  | 0 | 0 |  |  |  | 86695.2 | 0 |  |  |  | 164261.58 | 0 |  |  |  | 3056809.29 | 0 |  | 1
| 5725 |  |  |  | 0 | 0 |  |  |  | 0 | 0 |  |  |  | 0 | 0 |  |  |  | 3622.28 | 0 |  |  |  | 260184.22 | 0 |  |  |  | 2002502.48 | 0 |  | 1
| 5726 |  |  |  | 0 | 0 |  |  |  | 21379.94 | 0 |  |  |  | 0 | 0 |  |  |  | 26441.79 | 0 |  |  |  | 1878747.25 | 0 |  |  |  | 6895296.45 | 0 | 1 | 1
| 5727 |  |  |  | 0 | 0 |  |  |  | 0 | 0 |  |  |  | 0 | 0 |  |  |  | 8170.49 | 0 |  |  |  | 44169.75 | 0 |  |  |  | 2020902.62 | 0 |  | 1
| 5728 |  |  |  | 0 | 0 |  |  |  | 0 | 0 |  |  |  | 0 | 0 |  |  |  | 1511.51 | 0 |  |  |  | 173468.94 | 0 |  |  |  | 3211912.16 | 0 |  | 1
| 5730 |  |  |  | 0 | 0 |  |  |  | 0 | 0 |  |  |  | 0 | 0 |  |  |  | 1790.1 | 0 |  |  |  | 20787.62 | 0 |  |  |  | 567421.46 | 0 |  | 1
| 5731 |  |  |  | 0 | 0 |  |  |  | 0 | 0 |  |  |  | 0 | 0 |  |  |  | 15753.59 | 0 |  |  |  | 111294.69 | 0 |  |  |  | 3210760.36 | 0 |  | 1
| 5732 |  |  |  | 0 | 0 |  |  |  | 0 | 0 |  |  |  | 0 | 0 |  |  |  | 2736.07 | 0 |  |  |  | 64612.72 | 0 |  |  |  | 1171713.31 | 0 |  | 1
| 5733 |  |  |  | 0 | 0 |  |  |  | 0 | 0 |  |  |  | 0 | 0 |  |  |  | 2066.43 | 0 |  |  |  | 81662.18 | 0 |  |  |  | 2566832.92 | 0 |  | 1
| 5734 |  |  |  | 0 | 0 |  |  |  | 0 | 0 |  |  |  | 0 | 0 |  |  |  | 1533.15 | 0 |  |  |  | 203841.52 | 0 |  |  |  | 1856179.78 | 0 |  | 1
| 5735 |  |  |  | 0 | 0 |  |  |  | 0 | 0 |  |  |  | 0 | 0 |  |  |  | 2318.74 | 0 |  |  |  | 112629.35 | 0 |  |  |  | 4162970.59 | 0 |  | 1
| 5738 |  |  |  | 0 | 0 |  |  |  | 0 | 0 |  |  |  | 0 | 0 |  |  |  | 176528.19 | 0 |  |  |  | 310770.25 | 0 |  |  |  | 3737137.06 | 0 |  | 1
| 5739 |  |  |  | 0 | 0 |  |  |  | 0 | 0 |  |  |  | 0 | 0 |  |  |  | 18869.22 | 0 |  |  |  | 419943.56 | 0 |  |  |  | 6088866.52 | 0 | 1 | 1
| 5740 |  |  |  | 0 | 0 |  |  |  | 0 | 0 |  |  |  | 114340.08 | 0 |  |  |  | 4643.79 | 0 |  |  |  | 103502.15 | 0 |  |  |  | 1432071.32 | 0 |  | 1
| 5741 |  |  |  | 0 | 0 |  |  |  | 0 | 0 |  |  |  | 0 | 0 |  |  |  | 0 | 0 |  |  |  | 1433.44 | 0 |  |  |  | 132865.18 | 0 |  | 1
| 5742 |  |  |  | 0 | 0 |  |  |  | 0 | 0 |  |  |  | 0 | 0 |  |  |  | 0 | 0 |  |  |  | 1441.24 | 0 |  |  |  | 172519.59 | 0 |  | 1
| 5744 |  |  |  | 0 | 0 |  |  |  | 0 | 0 |  |  |  | 0 | 0 |  |  |  | 11495.64 | 0 |  |  |  | 1292523.85 | 0 |  |  |  | 3961661.26 | 0 |  | 1
| 5745 |  |  |  | 0 | 0 |  |  |  | 0 | 0 |  |  |  | 0 | 0 |  |  |  | 0 | 0 |  |  |  | 36616.49 | 0 |  |  |  | 1489350.56 | 0 |  | 1
| 5746 |  |  |  | 0 | 0 |  |  |  | 0 | 0 |  |  |  | 0 | 0 |  |  |  | 1000 | 0 |  |  |  | 5047.31 | 0 |  |  |  | 18017.61 | 0 |  | 1
| 5749 |  |  |  | 0 | 0 |  |  |  | 0 | 0 |  |  |  | 0 | 0 |  |  |  | 21799.82 | 0 |  |  |  | 90685.04 | 0 |  |  |  | 2997624.3 | 0 |  | 1
| 5750 |  |  |  | 0 | 0 |  |  |  | 0 | 0 |  |  |  | 0 | 0 |  |  |  | 109960.48 | 0 |  |  |  | 67407.87 | 0 |  |  |  | 2993144.13 | 0 |  | 1
| 5751 |  |  |  | 0 | 0 |  |  |  | 0 | 0 |  |  |  | 0 | 0 |  |  |  | 149060.77 | 0 |  |  |  | 586594.85 | 0 |  |  |  | 2795692.87 | 0 |  | 1
| 5753 |  |  |  | 0 | 0 |  |  |  | 0 | 0 |  |  |  | 0 | 0 |  |  |  | 23308.28 | 0 |  |  |  | 207304.62 | 0 |  |  |  | 2422618.4 | 0 |  | 1
| 5754 |  |  |  | 0 | 0 |  |  |  | 33690.93 | 0 |  |  |  | 0 | 0 |  |  |  | 5781.35 | 0 |  |  |  | 270781.95 | 0 |  |  |  | 6893314.68 | 0 | 1 | 1
| 5755 |  |  |  | 0 | 0 |  |  |  | 0 | 0 |  |  |  | 0 | 0 |  |  |  | 36338.39 | 0 |  |  |  | 325422.21 | 0 |  |  |  | 4336636.39 | 0 |  | 1
| 5756 |  |  |  | 0 | 0 |  |  |  | 0 | 0 |  |  |  | 0 | 0 |  |  |  | 7071.64 | 0 |  |  |  | 245119.48 | 0 |  |  |  | 9591940.96 | 0 |  | 1
| 5757 |  |  |  | 0 | 0 |  |  |  | 0 | 0 |  |  |  | 0 | 0 |  |  |  | 0 | 0 |  |  |  | 12941.88 | 0 |  |  |  | 222111.19 | 0 | 1 | 1
| 5758 |  |  |  | 0 | 0 |  |  |  | 0 | 0 |  |  |  | 3790.13 | 0 |  |  |  | 65254.97 | 0 |  |  |  | 2969021.5 | 0 |  |  |  | 9639226.49 | 0 |  | 1
| 5759 |  |  |  | 0 | 0 |  |  |  | 0 | 0 |  |  |  | 0 | 0 |  |  |  | 0 | 0 |  |  |  | 1520.59 | 0 |  |  |  | 171607.43 | 0 |  | 1
| 5760 |  |  |  | 0 | 0 |  |  |  | 0 | 0 |  |  |  | 0 | 0 |  |  |  | 0 | 0 |  |  |  | 1643.87 | 0 |  |  |  | 170235.53 | 0 |  | 1
| 5763 |  |  |  | 0 | 0 |  |  |  | 0 | 0 |  |  |  | 0 | 0 |  |  |  | 0 | 0 |  |  |  | 0 | 0 |  |  |  | 391226.7 | 0 |  | 1
| 5765 |  |  |  | 0 | 0 |  |  |  | 0 | 0 |  |  |  | 0 | 0 |  |  |  | 29526.28 | 0 |  |  |  | 4031.68 | 0 |  |  |  | 252724.1 | 0 |  | 1
| 5766 |  |  |  | 0 | 0 |  |  |  | 12645.67 | 0 |  |  |  | 0 | 0 |  |  |  | 21724.79 | 0 |  |  |  | 572258.63 | 0 |  |  |  | 2074131.8 | 0 | 1 | 1
| 5767 |  |  |  | 0 | 0 |  |  |  | 0 | 0 |  |  |  | 0 | 0 |  |  |  | 1227.49 | 0 |  |  |  | 58664.15 | 0 |  |  |  | 961539.89 | 0 |  | 1
| 5768 |  |  |  | 0 | 0 |  |  |  | 0 | 0 |  |  |  | 0 | 0 |  |  |  | 96151.01 | 0 |  |  |  | 143634.75 | 0 |  |  |  | 3856468.83 | 0 |  | 1
| 5769 |  |  |  | 0 | 0 |  |  |  | 0 | 0 |  |  |  | 0 | 0 |  |  |  | 7528.7 | 0 |  |  |  | 158391.14 | 0 |  |  |  | 2060462.59 | 0 |  | 1
| 5770 |  |  |  | 0 | 0 |  |  |  | 0 | 0 |  |  |  | 0 | 0 |  |  |  | 1200.31 | 0 |  |  |  | 28894.9 | 0 |  |  |  | 1066300.98 | 0 |  | 1
| 5771 |  |  |  | 0 | 0 |  |  |  | 0 | 0 |  |  |  | 0 | 0 |  |  |  | 11216.27 | 0 |  |  |  | 891521.53 | 0 |  |  |  | 9746361.45 | 0 |  | 1
| 5772 |  |  |  | 0 | 0 |  |  |  | 0 | 0 |  |  |  | 0 | 0 |  |  |  | 22376.61 | 0 |  |  |  | 142256.64 | 0 |  |  |  | 7867267.74 | 0 |  | 1
| 5773 |  |  |  | 0 | 0 |  |  |  | 0 | 0 |  |  |  | 0 | 0 |  |  |  | 0 | 0 |  |  |  | 25825.45 | 0 |  |  |  | 282870.91 | 0 |  | 1
| 5774 |  |  |  | 0 | 0 |  |  |  | 0 | 0 |  |  |  | 0 | 0 |  |  |  | 2942.93 | 0 |  |  |  | 301985.17 | 0 |  |  |  | 1340065.6 | 0 |  | 1
| 5775 |  |  |  | 0 | 0 |  |  |  | 0 | 0 |  |  |  | 0 | 0 |  |  |  | 0 | 0 |  |  |  | 16316.55 | 0 |  |  |  | 238826.85 | 0 |  | 1
| 5776 |  |  |  | 0 | 0 |  |  |  | 0 | 0 |  |  |  | 0 | 0 |  |  |  | 30304.78 | 0 |  |  |  | 274431.8 | 0 |  |  |  | 5055625.81 | 0 |  | 1
| 5777 |  |  |  | 0 | 0 |  |  |  | 0 | 0 |  |  |  | 0 | 0 |  |  |  | 12168.79 | 0 |  |  |  | 579157.83 | 0 |  |  |  | 3431085.25 | 0 |  | 1
| 5779 |  |  |  | 0 | 0 |  |  |  | 6957.1 | 0 |  |  |  | 0 | 0 |  |  |  | 4957.3 | 0 |  |  |  | 48937.99 | 0 |  |  |  | 741257 | 0 | 1 | 1
| 5780 |  |  |  | 0 | 0 |  |  |  | 0 | 0 |  |  |  | 0 | 0 |  |  |  | 18551.61 | 0 |  |  |  | 61777.01 | 0 |  |  |  | 2708580.24 | 0 |  | 1
| 5781 |  |  |  | 0 | 0 |  |  |  | 0 | 0 |  |  |  | 0 | 0 |  |  |  | 52528.33 | 0 |  |  |  | 113781.74 | 0 |  |  |  | 3440398.73 | 0 |  | 1
| 5782 |  |  |  | 0 | 0 |  |  |  | 0 | 0 |  |  |  | 0 | 0 |  |  |  | 0 | 0 |  |  |  | 23526.53 | 0 |  |  |  | 1308214.56 | 0 |  | 1
| 5783 |  |  |  | 0 | 0 |  |  |  | 0 | 0 |  |  |  | 0 | 0 |  |  |  | 49964.25 | 0 |  |  |  | 500771.16 | 0 |  |  |  | 2585251.11 | 0 |  | 1
| 5784 |  |  |  | 0 | 0 |  |  |  | 0 | 0 |  |  |  | 0 | 0 |  |  |  | 3772.94 | 0 |  |  |  | 1190231.5 | 0 |  |  |  | 1637019.9 | 0 |  | 1
| 5785 |  |  |  | 0 | 0 |  |  |  | 0 | 0 |  |  |  | 0 | 0 |  |  |  | 32118.03 | 0 |  |  |  | 518413.72 | 0 |  |  |  | 9896672.22 | 0 | 1 | 1
| 5787 |  |  |  | 0 | 0 |  |  |  | 0 | 0 |  |  |  | 17255.4 | 0 |  |  |  | 4092.23 | 0 |  |  |  | 1484325.64 | 0 |  |  |  | 2460871.41 | 0 | 1 | 1
| 5788 |  |  |  | 0 | 0 |  |  |  | 0 | 0 |  |  |  | 17100.52 | 0 |  |  |  | 150722.83 | 0 |  |  |  | 103128.33 | 0 |  |  |  | 3353049.14 | 0 |  | 1
| 5789 |  |  |  | 0 | 0 |  |  |  | 0 | 0 |  |  |  | 0 | 0 |  |  |  | 346.83 | 0 |  |  |  | 830719.56 | 0 |  |  |  | 1547955.02 | 0 |  | 1
| 5790 |  |  |  | 0 | 0 |  |  |  | 0 | 0 |  |  |  | 0 | 0 |  |  |  | 3676.55 | 0 |  |  |  | 114827.42 | 0 |  |  |  | 3379586.83 | 0 |  | 1
| 5791 |  |  |  | 0 | 0 |  |  |  | 0 | 0 |  |  |  | 0 | 0 |  |  |  | 23723.8 | 0 |  |  |  | 405591.84 | 0 |  |  |  | 9948426.32 | 0 |  | 1
| 5792 |  |  |  | 0 | 0 |  |  |  | 0 | 0 |  |  |  | 0 | 0 |  |  |  | 3119 | 0 |  |  |  | 7090.31 | 0 |  |  |  | 119423.07 | 0 |  | 1
| 5794 |  |  |  | 0 | 0 |  |  |  | 0 | 0 |  |  |  | 0 | 0 |  |  |  | 2403.81 | 0 |  |  |  | 0 | 0 |  |  |  | 0 | 0 |  | 1
| 5795 |  |  |  | 0 | 0 |  |  |  | 0 | 0 |  |  |  | 0 | 0 |  |  |  | 0 | 0 |  |  |  | 12972.78 | 0 |  |  |  | 161311.12 | 0 |  | 1
| 5796 |  |  |  | 0 | 0 |  |  |  | 0 | 0 |  |  |  | 0 | 0 |  |  |  | 0 | 0 |  |  |  | 83070.02 | 0 |  |  |  | 7404717.18 | 0 |  | 1
| 5797 |  |  |  | 0 | 0 |  |  |  | 0 | 0 |  |  |  | 0 | 0 |  |  |  | 458083.12 | 0 |  |  |  | 665295.91 | 0 |  |  |  | 4487900.07 | 0 | 1 | 1
| 5798 |  |  |  | 0 | 0 |  |  |  | 1962.96 | 0 |  |  |  | 17658.29 | 0 |  |  |  | 1888137.56 | 0 |  |  |  | 1025678.68 | 0 |  |  |  | 3862878.22 | 0 | 1 | 1
| 5799 |  |  |  | 0 | 0 |  |  |  | 0 | 0 |  |  |  | 0 | 0 |  |  |  | 0 | 0 |  |  |  | 18899.08 | 0 |  |  |  | 466645.91 | 0 |  | 1
| 5800 |  |  |  | 0 | 0 |  |  |  | 0 | 0 |  |  |  | 0 | 0 |  |  |  | 0 | 0 |  |  |  | 0 | 0 |  |  |  | 69255.51 | 0 |  | 1
| 5801 |  |  |  | 0 | 0 |  |  |  | 0 | 0 |  |  |  | 0 | 0 |  |  |  | 50895.86 | 0 |  |  |  | 132233.5 | 0 |  |  |  | 5299612.94 | 0 |  | 1
| 5802 |  |  |  | 0 | 0 |  |  |  | 0 | 0 |  |  |  | 0 | 0 |  |  |  | 31251.65 | 0 |  |  |  | 440332.68 | 0 |  |  |  | 6516509.52 | 0 |  | 1
| 5803 |  |  |  | 0 | 0 |  |  |  | 0 | 0 |  |  |  | 0 | 0 |  |  |  | 5082.09 | 0 |  |  |  | 0 | 0 |  |  |  | 0 | 0 |  | 1
| 5804 |  |  |  | 0 | 0 |  |  |  | 0 | 0 |  |  |  | 0 | 0 |  |  |  | 9421.65 | 0 |  |  |  | 184522.91 | 0 |  |  |  | 4233982.61 | 0 |  | 1
| 5805 |  |  |  | 0 | 0 |  |  |  | 0 | 0 |  |  |  | 0 | 0 |  |  |  | 44427.69 | 0 |  |  |  | 58204.58 | 0 |  |  |  | 4395125.34 | 0 |  | 1
| 5806 |  |  |  | 0 | 0 |  |  |  | 0 | 0 |  |  |  | 0 | 0 |  |  |  | 596.93 | 0 |  |  |  | 169147.12 | 0 |  |  |  | 1089842.28 | 0 |  | 1
| 5807 |  |  |  | 0 | 0 |  |  |  | 0 | 0 |  |  |  | 0 | 0 |  |  |  | 34045.91 | 0 |  |  |  | 471244.94 | 0 |  |  |  | 4192671 | 0 |  | 1
| 5808 |  |  |  | 0 | 0 |  |  |  | 0 | 0 |  |  |  | 0 | 0 |  |  |  | 14864.98 | 0 |  |  |  | 156759.15 | 0 |  |  |  | 8890814.94 | 0 |  | 1
| 5809 |  |  |  | 0 | 0 |  |  |  | 0 | 0 |  |  |  | 0 | 0 |  |  |  | 75818.17 | 0 |  |  |  | 387940.1 | 0 |  |  |  | 6158889.92 | 0 |  | 1
| 5810 |  |  |  | 0 | 0 |  |  |  | 0 | 0 |  |  |  | 0 | 0 |  |  |  | 0 | 0 |  |  |  | 9955.04 | 0 |  |  |  | 457158.99 | 0 | 1 | 1
| 5811 |  |  |  | 0 | 0 |  |  |  | 0 | 0 |  |  |  | 58206.58 | 0 |  |  |  | 648505.84 | 0 |  |  |  | 570540.26 | 0 |  |  |  | 8125982.45 | 0 |  | 1
| 5812 |  |  |  | 0 | 0 |  |  |  | 20469.19 | 0 |  |  |  | 0 | 0 |  |  |  | 61155.36 | 0 |  |  |  | 54309.82 | 0 |  |  |  | 2367534.11 | 0 | 1 | 1
| 5813 |  |  |  | 0 | 0 |  |  |  | 0 | 0 |  |  |  | 0 | 0 |  |  |  | 30813.36 | 0 |  |  |  | 643844.83 | 0 |  |  |  | 6658082.78 | 0 | 1 | 1
| 5814 |  |  |  | 0 | 0 |  |  |  | 14314.48 | 0 |  |  |  | 146426.97 | 0 |  |  |  | 6615.51 | 0 |  |  |  | 673276.39 | 0 |  |  |  | 9648680.58 | 0 | 1 | 1
| 5815 |  |  |  | 0 | 0 |  |  |  | 0 | 0 |  |  |  | 0 | 0 |  |  |  | 1488.29 | 0 |  |  |  | 10364.84 | 0 |  |  |  | 435105.6 | 0 |  | 1
| 5816 |  |  |  | 0 | 0 |  |  |  | 93280.11 | 0 |  |  |  | 0 | 0 |  |  |  | 58054.76 | 0 |  |  |  | 119031.88 | 0 |  |  |  | 5659256.66 | 0 | 1 | 1
| 5817 |  |  |  | 0 | 0 |  |  |  | 0 | 0 |  |  |  | 0 | 0 |  |  |  | 4078.3 | 0 |  |  |  | 178798.45 | 0 |  |  |  | 1656091.24 | 0 |  | 1
| 5818 |  |  |  | 0 | 0 |  |  |  | 0 | 0 |  |  |  | 0 | 0 |  |  |  | 57928.73 | 0 |  |  |  | 582392.83 | 0 |  |  |  | 7332795.9 | 0 |  | 1
| 5819 |  |  |  | 0 | 0 |  |  |  | 0 | 0 |  |  |  | 0 | 0 |  |  |  | 52169.91 | 0 |  |  |  | 53016.63 | 0 |  |  |  | 7722456.2 | 0 |  | 1
| 5820 |  |  |  | 0 | 0 |  |  |  | 0 | 0 |  |  |  | 0 | 0 |  |  |  | 8032.89 | 0 |  |  |  | 22467.15 | 0 |  |  |  | 3362581.01 | 0 |  | 1
| 5821 |  |  |  | 0 | 0 |  |  |  | 0 | 0 |  |  |  | 0 | 0 |  |  |  | 1818.22 | 0 |  |  |  | 937523.12 | 0 |  |  |  | 11975456.43 | 0 |  | 1
| 5822 |  |  |  | 0 | 0 |  |  |  | 0 | 0 |  |  |  | 0 | 0 |  |  |  | 20431.71 | 0 |  |  |  | 112326.38 | 0 |  |  |  | 10032177.99 | 0 |  | 1
| 5823 |  |  |  | 0 | 0 |  |  |  | 0 | 0 |  |  |  | 0 | 0 |  |  |  | 19042.07 | 0 |  |  |  | 159383.93 | 0 |  |  |  | 3201212.36 | 0 |  | 1
| 5824 |  |  |  | 0 | 0 |  |  |  | 0 | 0 |  |  |  | 0 | 0 |  |  |  | 0 | 0 |  |  |  | 0 | 0 |  |  |  | 75.02 | 0 |  | 1
| 5825 |  |  |  | 0 | 0 |  |  |  | 0 | 0 |  |  |  | 0 | 0 |  |  |  | 11052.84 | 0 |  |  |  | 1538306.85 | 0 |  |  |  | 8713036.08 | 0 |  | 1
| 5826 |  |  |  | 0 | 0 |  |  |  | 0 | 0 |  |  |  | 0 | 0 |  |  |  | 183449.09 | 0 |  |  |  | 394886.22 | 0 |  |  |  | 4021821.48 | 0 |  | 1
| 5828 |  |  |  | 0 | 0 |  |  |  | 0 | 0 |  |  |  | 0 | 0 |  |  |  | 1978.24 | 0 |  |  |  | 231529.49 | 0 |  |  |  | 6233981.36 | 0 |  | 1
| 5829 |  |  |  | 0 | 0 |  |  |  | 0 | 0 |  |  |  | 0 | 0 |  |  |  | 2643.32 | 0 |  |  |  | 340605.01 | 0 |  |  |  | 10153753.16 | 0 |  | 1
| 5830 |  |  |  | 0 | 0 |  |  |  | 0 | 0 |  |  |  | 0 | 0 |  |  |  | 0 | 0 |  |  |  | 21986.02 | 0 |  |  |  | 135771.34 | 0 | 1 | 1
| 5832 |  |  |  | 0 | 0 |  |  |  | 0 | 0 |  |  |  | 17124.63 | 0 |  |  |  | 916.07 | 0 |  |  |  | 667205.8 | 0 |  |  |  | 12808670.67 | 0 |  | 1
| 5833 |  |  |  | 0 | 0 |  |  |  | 0 | 0 |  |  |  | 0 | 0 |  |  |  | 42323.72 | 0 |  |  |  | 96235.52 | 0 |  |  |  | 4735255.88 | 0 |  | 1
| 5834 |  |  |  | 0 | 0 |  |  |  | 0 | 0 |  |  |  | 0 | 0 |  |  |  | 52555.39 | 0 |  |  |  | 117526.13 | 0 |  |  |  | 2313750.88 | 0 |  | 1
| 5835 |  |  |  | 0 | 0 |  |  |  | 0 | 0 |  |  |  | 0 | 0 |  |  |  | 77254.35 | 0 |  |  |  | 102258.05 | 0 |  |  |  | 5755615.52 | 0 |  | 1
| 5836 |  |  |  | 0 | 0 |  |  |  | 0 | 0 |  |  |  | 0 | 0 |  |  |  | 20035.87 | 0 |  |  |  | 134146.14 | 0 |  |  |  | 5688577.71 | 0 |  | 1
| 5837 |  |  |  | 0 | 0 |  |  |  | 0 | 0 |  |  |  | 0 | 0 |  |  |  | 25204.38 | 0 |  |  |  | 256087.85 | 0 |  |  |  | 11394656.05 | 0 |  | 1
| 5838 |  |  |  | 0 | 0 |  |  |  | 0 | 0 |  |  |  | 0 | 0 |  |  |  | 30474.36 | 0 |  |  |  | 421195.8 | 0 |  |  |  | 6923645.14 | 0 |  | 1
| 5840 |  |  |  | 0 | 0 |  |  |  | 0 | 0 |  |  |  | 0 | 0 |  |  |  | 0 | 0 |  |  |  | 36412.28 | 0 |  |  |  | 332949.16 | 0 |  | 1
| 5841 |  |  |  | 0 | 0 |  |  |  | 0 | 0 |  |  |  | 0 | 0 |  |  |  | 0 | 0 |  |  |  | 466740.98 | 0 |  |  |  | 0 | 0 | 1 | 1
| 5842 |  |  |  | 0 | 0 |  |  |  | 0 | 0 |  |  |  | 58101.17 | 0 |  |  |  | 6908.91 | 0 |  |  |  | 346823.15 | 0 |  |  |  | 7689295.85 | 0 | 1 | 1
| 5843 |  |  |  | 0 | 0 |  |  |  | 423767.53 | 0 |  |  |  | 1592772.97 | 0 |  |  |  | 91402.09 | 0 |  |  |  | 2741309.48 | 0 |  |  |  | 17794547.76 | 0 | 1 | 1
| 5844 |  |  |  | 0 | 0 |  |  |  | 0 | 0 |  |  |  | 0 | 0 |  |  |  | 0 | 0 |  |  |  | 0 | 0 |  |  |  | 39287.12 | 0 |  | 1
| 5845 |  |  |  | 0 | 0 |  |  |  | 0 | 0 |  |  |  | 0 | 0 |  |  |  | 64266.46 | 0 |  |  |  | 811354.66 | 0 |  |  |  | 8564825.19 | 0 |  | 1
| 5846 |  |  |  | 0 | 0 |  |  |  | 0 | 0 |  |  |  | 0 | 0 |  |  |  | 503.06 | 0 |  |  |  | 0 | 0 |  |  |  | 0 | 0 |  | 1
| 5848 |  |  |  | 0 | 0 |  |  |  | 0 | 0 |  |  |  | 0 | 0 |  |  |  | 3355.84 | 0 |  |  |  | 1055264.57 | 0 |  |  |  | 6219187.66 | 0 |  | 1
| 5849 |  |  |  | 0 | 0 |  |  |  | 6881.79 | 0 |  |  |  | 0 | 0 |  |  |  | 19605.48 | 0 |  |  |  | 1817213.16 | 0 |  |  |  | 0 | 0 | 1 | 1
| 5850 |  |  |  | 0 | 0 |  |  |  | 0 | 0 |  |  |  | 0 | 0 |  |  |  | 26233.02 | 0 |  |  |  | 264376.63 | 0 |  |  |  | 8274771.32 | 0 |  | 1
| 5851 |  |  |  | 0 | 0 |  |  |  | 0 | 0 |  |  |  | 0 | 0 |  |  |  | 141655.82 | 0 |  |  |  | 466528.11 | 0 |  |  |  | 6688296.63 | 0 |  | 1
| 5852 |  |  |  | 0 | 0 |  |  |  | 0 | 0 |  |  |  | 0 | 0 |  |  |  | 83294.78 | 0 |  |  |  | 93607.97 | 0 |  |  |  | 4025471.24 | 0 | 1 | 1
| 5853 |  |  |  | 0 | 0 |  |  |  | 0 | 0 |  |  |  | 24273.29 | 0 |  |  |  | 23620.07 | 0 |  |  |  | 185901.76 | 0 |  |  |  | 4112043.54 | 0 |  | 1
| 5854 |  |  |  | 0 | 0 |  |  |  | 0 | 0 |  |  |  | 0 | 0 |  |  |  | 118648.7 | 0 |  |  |  | 335948.3 | 0 |  |  |  | 5436021.67 | 0 |  | 1
| 5856 |  |  |  | 0 | 0 |  |  |  | 0 | 0 |  |  |  | 0 | 0 |  |  |  | 86491.88 | 0 |  |  |  | 149195.93 | 0 |  |  |  | 3562446.25 | 0 |  | 1
| 5857 |  |  |  | 0 | 0 |  |  |  | 0 | 0 |  |  |  | 0 | 0 |  |  |  | 0 | 0 |  |  |  | 10307.7 | 0 |  |  |  | 60307.1 | 0 |  | 1
| 5859 |  |  |  | 0 | 0 |  |  |  | 0 | 0 |  |  |  | 0 | 0 |  |  |  | 3885.63 | 0 |  |  |  | 69621.72 | 0 |  |  |  | 1136767.42 | 0 |  | 1
| 5860 |  |  |  | 241261.67 | 0 |  |  |  | 0 | 0 |  |  |  | 0 | 0 |  |  |  | 62261.07 | 0 |  |  |  | 0 | 0 |  |  |  | 0 | 0 | 1 | 1
| 5861 |  |  |  | 0 | 0 |  |  |  | 0 | 0 |  |  |  | 0 | 0 |  |  |  | 1680.85 | 0 |  |  |  | 226607.1 | 0 |  |  |  | 8977900.78 | 0 | 1 | 1
| 5862 |  |  |  | 0 | 0 |  |  |  | 0 | 0 |  |  |  | 230879.33 | 0 |  |  |  | 14328.16 | 0 |  |  |  | 463964 | 0 |  |  |  | 6201565.06 | 0 |  | 1
| 5863 |  |  |  | 0 | 0 |  |  |  | 0 | 0 |  |  |  | 0 | 0 |  |  |  | 4276.75 | 0 |  |  |  | 84224.26 | 0 |  |  |  | 853905.48 | 0 |  | 1
| 5864 |  |  |  | 0 | 0 |  |  |  | 0 | 0 |  |  |  | 0 | 0 |  |  |  | 3839.73 | 0 |  |  |  | 46384.57 | 0 |  |  |  | 1034517.85 | 0 | 1 | 1
| 5865 |  |  |  | 0 | 0 |  |  |  | 0 | 0 |  |  |  | 41147.7 | 0 |  |  |  | 130439.95 | 0 |  |  |  | 294435.22 | 0 |  |  |  | 10837824.52 | 0 |  | 1
| 5866 |  |  |  | 0 | 0 |  |  |  | 0 | 0 |  |  |  | 0 | 0 |  |  |  | 95573.38 | 0 |  |  |  | 58146.27 | 0 |  |  |  | 4570918.8 | 0 |  | 1
| 5867 |  |  |  | 0 | 0 |  |  |  | 0 | 0 |  |  |  | 0 | 0 |  |  |  | 7596.16 | 0 |  |  |  | 94936.16 | 0 |  |  |  | 415140.42 | 0 | 1 | 1
| 5869 |  |  |  | 0 | 0 |  |  |  | 0 | 0 |  |  |  | 17288.92 | 0 |  |  |  | 486283.51 | 0 |  |  |  | 141748.59 | 0 |  |  |  | 4904261.71 | 0 |  | 1
| 5870 |  |  |  | 0 | 0 |  |  |  | 0 | 0 |  |  |  | 0 | 0 |  |  |  | 143290.49 | 0 |  |  |  | 297647.12 | 0 |  |  |  | 5905437.57 | 0 |  | 1
| 5871 |  |  |  | 0 | 0 |  |  |  | 0 | 0 |  |  |  | 0 | 0 |  |  |  | 0 | 0 |  |  |  | 25437.19 | 0 |  |  |  | 597457.13 | 0 |  | 1
| 5872 |  |  |  | 0 | 0 |  |  |  | 0 | 0 |  |  |  | 0 | 0 |  |  |  | 109897.48 | 0 |  |  |  | 307656.17 | 0 |  |  |  | 5578004.13 | 0 |  | 1
| 5873 |  |  |  | 0 | 0 |  |  |  | 0 | 0 |  |  |  | 0 | 0 |  |  |  | 8903.34 | 0 |  |  |  | 1810287.01 | 0 |  |  |  | 9979959.8 | 0 |  | 1
| 5874 |  |  |  | 0 | 0 |  |  |  | 0 | 0 |  |  |  | 0 | 0 |  |  |  | 100887.79 | 0 |  |  |  | 184556.89 | 0 |  |  |  | 7782141.87 | 0 |  | 1
| 5875 |  |  |  | 0 | 0 |  |  |  | 0 | 0 |  |  |  | 0 | 0 |  |  |  | 11499.14 | 0 |  |  |  | 391982.87 | 0 |  |  |  | 2388976.24 | 0 |  | 1
| 5878 |  |  |  | 11308.24 | 0 |  |  |  | 0 | 0 |  |  |  | 0 | 0 |  |  |  | 0 | 0 |  |  |  | 84594.51 | 0 |  |  |  | 0 | 0 | 1 | 1
| 5879 |  |  |  | 0 | 0 |  |  |  | 0 | 0 |  |  |  | 0 | 0 |  |  |  | 72333.12 | 0 |  |  |  | 639289.69 | 0 |  |  |  | 11969116.47 | 0 |  | 1
| 5880 |  |  |  | 0 | 0 |  |  |  | 0 | 0 |  |  |  | 0 | 0 |  |  |  | 109294.47 | 0 |  |  |  | 119657.69 | 0 |  |  |  | 5829629.57 | 0 |  | 1
| 5883 |  |  |  | 0 | 0 |  |  |  | 0 | 0 |  |  |  | 0 | 0 |  |  |  | 6540.15 | 0 |  |  |  | 295662.67 | 0 |  |  |  | 1872145.23 | 0 |  | 1
| 5884 |  |  |  | 0 | 0 |  |  |  | 0 | 0 |  |  |  | 0 | 0 |  |  |  | 0 | 0 |  |  |  | 17725.5 | 0 |  |  |  | 589360.24 | 0 |  | 1
| 5885 |  |  |  | 0 | 0 |  |  |  | 0 | 0 |  |  |  | 0 | 0 |  |  |  | 0 | 0 |  |  |  | 14762.75 | 0 |  |  |  | 965826.18 | 0 |  | 1
| 5886 |  |  |  | 0 | 0 |  |  |  | 6944.4 | 0 |  |  |  | 0 | 0 |  |  |  | 145164.11 | 0 |  |  |  | 306243.3 | 0 |  |  |  | 6174371.1 | 0 | 1 | 1
| 5887 |  |  |  | 0 | 0 |  |  |  | 0 | 0 |  |  |  | 0 | 0 |  |  |  | 40290.29 | 0 |  |  |  | 416807.87 | 0 |  |  |  | 6986243.17 | 0 |  | 1
| 5888 |  |  |  | 0 | 0 |  |  |  | 0 | 0 |  |  |  | 0 | 0 |  |  |  | 23706.77 | 0 |  |  |  | 135828.21 | 0 |  |  |  | 1718604.26 | 0 |  | 1
| 5889 |  |  |  | 0 | 0 |  |  |  | 0 | 0 |  |  |  | 0 | 0 |  |  |  | 62827.53 | 0 |  |  |  | 543929.27 | 0 |  |  |  | 4554485.51 | 0 |  | 1
| 5890 |  |  |  | 0 | 0 |  |  |  | 0 | 0 |  |  |  | 0 | 0 |  |  |  | 11184.76 | 0 |  |  |  | 475858.97 | 0 |  |  |  | 9898899.07 | 0 |  | 1
| 5891 |  |  |  | 0 | 0 |  |  |  | 0 | 0 |  |  |  | 0 | 0 |  |  |  | 11259.78 | 0 |  |  |  | 116118.21 | 0 |  |  |  | 2532288.35 | 0 | 1 | 1
| 5892 |  |  |  | 0 | 0 |  |  |  | 12346.29 | 0 |  |  |  | 96987.23 | 0 |  |  |  | 5865.32 | 0 |  |  |  | 1672720.97 | 0 |  |  |  | 11587275.33 | 0 | 1 | 1
| 5893 |  |  |  | 0 | 0 |  |  |  | 3214.78 | 0 |  |  |  | 0 | 0 |  |  |  | 98244.34 | 0 |  |  |  | 129922.83 | 0 |  |  |  | 6362947.38 | 0 | 1 | 1
| 5894 |  |  |  | 0 | 0 |  |  |  | 0 | 0 |  |  |  | 0 | 0 |  |  |  | 0 | 0 |  |  |  | 0 | 0 |  |  |  | 1711.11 | 0 |  | 1
| 5895 |  |  |  | 0 | 0 |  |  |  | 0 | 0 |  |  |  | 0 | 0 |  |  |  | 8006.09 | 0 |  |  |  | 77246.47 | 0 |  |  |  | 1251119.84 | 0 | 1 | 1
| 5896 |  |  |  | 0 | 0 |  |  |  | 0 | 0 |  |  |  | 21383.5 | 0 |  |  |  | 46880.41 | 0 |  |  |  | 287560.88 | 0 |  |  |  | 12141989.61 | 0 |  | 1
| 5897 |  |  |  | 0 | 0 |  |  |  | 0 | 0 |  |  |  | 0 | 0 |  |  |  | 0 | 0 |  |  |  | 4229.06 | 0 |  |  |  | 696017.49 | 0 |  | 1
| 5898 |  |  |  | 0 | 0 |  |  |  | 0 | 0 |  |  |  | 0 | 0 |  |  |  | 11336.06 | 0 |  |  |  | 131104.34 | 0 |  |  |  | 3391250.83 | 0 |  | 1
| 5899 |  |  |  | 0 | 0 |  |  |  | 0 | 0 |  |  |  | 0 | 0 |  |  |  | 16481.26 | 0 |  |  |  | 153627.93 | 0 |  |  |  | 6140082.02 | 0 |  | 1
| 5901 |  |  |  | 0 | 0 |  |  |  | 0 | 0 |  |  |  | 0 | 0 |  |  |  | 6998.56 | 0 |  |  |  | 28567.78 | 0 |  |  |  | 637845.34 | 0 |  | 1
| 5902 |  |  |  | 4664176.95 | 0 |  |  |  | 0 | 0 |  |  |  | 0 | 0 |  |  |  | 0 | 0 |  |  |  | 3202801.97 | 0 |  |  |  | 15031931.91 | 0 | 1 | 1
| 5903 |  |  |  | 0 | 0 |  |  |  | 0 | 0 |  |  |  | 0 | 0 |  |  |  | 0 | 0 |  |  |  | 347631.75 | 0 |  |  |  | 1040879.84 | 0 |  | 1
| 6000 |  |  |  | 0 | 0 |  |  |  | 0 | 0 |  |  |  | 0 | 0 |  |  |  | 42277754.69 | 0 |  |  |  | 3583850.41 | 0 |  |  |  | 96415.88 | 0 |  | 1
| 6002 |  |  |  | 0 | 0 |  |  |  | 0 | 0 |  |  |  | 0 | 0 |  |  |  | 0 | 0 |  |  |  | 3931315.47 | 0 |  |  |  | 0 | 0 |  | 1
| 6003 |  |  |  | 0 | 0 |  |  |  | 0 | 0 |  |  |  | 0 | 0 |  |  |  | 10165016.72 | 0 |  |  |  | 10841972.4 | 0 |  |  |  | 0 | 0 |  | 1
| 6004 |  |  |  | 0 | 0 |  |  |  | 0 | 0 |  |  |  | 0 | 0 |  |  |  | 735.46 | 0 |  |  |  | 0 | 0 |  |  |  | 0 | 0 |  | 1
| 6005 |  |  |  | 0 | 0 |  |  |  | 0 | 0 |  |  |  | 0 | 0 |  |  |  | 404960.91 | 0 |  |  |  | 6621340.5 | 0 |  |  |  | 0 | 0 |  | 1
| 6011 |  |  |  | 0 | 0 |  |  |  | 2769.62 | 0 |  |  |  | 0 | 0 |  |  |  | 30621.72 | 0 |  |  |  | 11428054.6 | 0 |  |  |  | 9724.37 | 0 | 1 | 1
| 6013 |  |  |  | 0 | 0 |  |  |  | 0 | 0 |  |  |  | 0 | 0 |  |  |  | 0 | 0 |  |  |  | 360870.88 | 0 |  |  |  | 0 | 0 |  | 1
| 6015 |  |  |  | 0 | 0 |  |  |  | 0 | 0 |  |  |  | 0 | 0 |  |  |  | 0 | 0 |  |  |  | 104380.31 | 0 |  |  |  | 0 | 0 |  | 1
| 6022 |  |  |  | 0 | 0 |  |  |  | 0 | 0 |  |  |  | 0 | 0 |  |  |  | 252443.66 | 0 |  |  |  | 7726731.53 | 0 |  |  |  | 0 | 0 |  | 1
| 6026 |  |  |  | 0 | 0 |  |  |  | 0 | 0 |  |  |  | 0 | 0 |  |  |  | 1162490.45 | 0 |  |  |  | 14523594.29 | 0 |  |  |  | 22924.09 | 0 |  | 1
| 6027 |  |  |  | 0 | 0 |  |  |  | 0 | 0 |  |  |  | 0 | 0 |  |  |  | 639197.7 | 0 |  |  |  | 8563925.88 | 0 |  |  |  | 0 | 0 |  | 1
| 6029 |  |  |  | 0 | 0 |  |  |  | 0 | 0 |  |  |  | 0 | 0 |  |  |  | 705829.13 | 0 |  |  |  | 16429144.15 | 0 |  |  |  | 1933986.43 | 0 |  | 1
| 6030 |  |  |  | 0 | 0 |  |  |  | 0 | 0 |  |  |  | 0 | 0 |  |  |  | 2189273.11 | 0 |  |  |  | 10259441.57 | 0 |  |  |  | 1217.15 | 0 |  | 1
| 6031 |  |  |  | 0 | 0 |  |  |  | 0 | 0 |  |  |  | 0 | 0 |  |  |  | 209522.58 | 0 |  |  |  | 8319690.57 | 0 |  |  |  | 11131.95 | 0 |  | 1
| 6032 |  |  |  | 0 | 0 |  |  |  | 0 | 0 |  |  |  | 0 | 0 |  |  |  | 609708.25 | 0 |  |  |  | 20764587.66 | 0 |  |  |  | 0 | 0 |  | 1
| 6033 |  |  |  | 0 | 0 |  |  |  | 0 | 0 |  |  |  | 0 | 0 |  |  |  | 520418.53 | 0 |  |  |  | 8005273.82 | 0 |  |  |  | 0 | 0 |  | 1
| 6034 |  |  |  | 0 | 0 |  |  |  | 0 | 0 |  |  |  | 0 | 0 |  |  |  | 3049786.71 | 0 |  |  |  | 23122397.35 | 0 |  |  |  | 12298.6 | 0 |  | 1
| 6035 |  |  |  | 0 | 0 |  |  |  | 0 | 0 |  |  |  | 0 | 0 |  |  |  | 1477148.82 | 0 |  |  |  | 12492117.88 | 0 |  |  |  | 0 | 0 |  | 1
| 6036 |  |  |  | 0 | 0 |  |  |  | 0 | 0 |  |  |  | 0 | 0 |  |  |  | 914631.56 | 0 |  |  |  | 14807085.4 | 0 |  |  |  | 38523.88 | 0 |  | 1
| 6039 |  |  |  | 0 | 0 |  |  |  | 0 | 0 |  |  |  | 0 | 0 |  |  |  | 254809.4 | 0 |  |  |  | 14022154.1 | 0 |  |  |  | 0 | 0 |  | 1
| 6040 |  |  |  | 0 | 0 |  |  |  | 0 | 0 |  |  |  | 0 | 0 |  |  |  | 108860.63 | 0 |  |  |  | 6536859.95 | 0 |  |  |  | 18681.21 | 0 |  | 1
| 6042 |  |  |  | 0 | 0 |  |  |  | 0 | 0 |  |  |  | 0 | 0 |  |  |  | 479748.25 | 0 |  |  |  | 7249506.07 | 0 |  |  |  | 0 | 0 |  | 1
| 6043 |  |  |  | 0 | 0 |  |  |  | 0 | 0 |  |  |  | 0 | 0 |  |  |  | 5180175.71 | 0 |  |  |  | 14155657 | 0 |  |  |  | 11739.9 | 0 |  | 1
| 6044 |  |  |  | 0 | 0 |  |  |  | 0 | 0 |  |  |  | 0 | 0 |  |  |  | 817808.13 | 0 |  |  |  | 11068232.14 | 0 |  |  |  | 0 | 0 |  | 1
| 6046 |  |  |  | 0 | 0 |  |  |  | 0 | 0 |  |  |  | 0 | 0 |  |  |  | 587413.4 | 0 |  |  |  | 6656721.62 | 0 |  |  |  | 0 | 0 |  | 1
| 6047 |  |  |  | 0 | 0 |  |  |  | 0 | 0 |  |  |  | 0 | 0 |  |  |  | 4792946.8 | 0 |  |  |  | 8390319.29 | 0 |  |  |  | 13316 | 0 |  | 1
| 6048 |  |  |  | 0 | 0 |  |  |  | 0 | 0 |  |  |  | 0 | 0 |  |  |  | 407390.65 | 0 |  |  |  | 8790159.3 | 0 |  |  |  | 0 | 0 |  | 1
| 6049 |  |  |  | 0 | 0 |  |  |  | 0 | 0 |  |  |  | 0 | 0 |  |  |  | 32872.43 | 0 |  |  |  | 10710329.53 | 0 |  |  |  | 0 | 0 |  | 1
| 6050 |  |  |  | 0 | 0 |  |  |  | 0 | 0 |  |  |  | 0 | 0 |  |  |  | 6613.93 | 0 |  |  |  | 10467226.52 | 0 |  |  |  | 10040.3 | 0 |  | 1
| 6051 |  |  |  | 0 | 0 |  |  |  | 0 | 0 |  |  |  | 0 | 0 |  |  |  | 396889.93 | 0 |  |  |  | 18637797.36 | 0 |  |  |  | 2490.84 | 0 |  | 1
| 6052 |  |  |  | 0 | 0 |  |  |  | 0 | 0 |  |  |  | 0 | 0 |  |  |  | 230774.12 | 0 |  |  |  | 13240299.55 | 0 |  |  |  | 5296.23 | 0 |  | 1
| 6053 |  |  |  | 0 | 0 |  |  |  | 0 | 0 |  |  |  | 0 | 0 |  |  |  | 37117.52 | 0 |  |  |  | 3118913.34 | 0 |  |  |  | 1530.71 | 0 |  | 1
| 6054 |  |  |  | 0 | 0 |  |  |  | 0 | 0 |  |  |  | 0 | 0 |  |  |  | 254802.06 | 0 |  |  |  | 4760012.89 | 0 |  |  |  | 0 | 0 |  | 1
| 6059 |  |  |  | 0 | 0 |  |  |  | 0 | 0 |  |  |  | 0 | 0 |  |  |  | 333435.45 | 0 |  |  |  | 6871027.5 | 0 |  |  |  | 10040.3 | 0 |  | 1
| 6061 |  |  |  | 0 | 0 |  |  |  | 0 | 0 |  |  |  | 0 | 0 |  |  |  | 69829.47 | 0 |  |  |  | 9830979.21 | 0 |  |  |  | 0 | 0 |  | 1
| 6072 |  |  |  | 0 | 0 |  |  |  | 7617.03 | 0 |  |  |  | 0 | 0 |  |  |  | 102585.32 | 0 |  |  |  | 4759071.25 | 0 |  |  |  | 0 | 0 | 1 | 1
| 6073 |  |  |  | 0 | 0 |  |  |  | 0 | 0 |  |  |  | 0 | 0 |  |  |  | 903457.21 | 0 |  |  |  | 15039293.3 | 0 |  |  |  | 0 | 0 |  | 1
| 6077 |  |  |  | 0 | 0 |  |  |  | 0 | 0 |  |  |  | 0 | 0 |  |  |  | 630483.94 | 0 |  |  |  | 32804739.55 | 0 |  |  |  | 477466.3 | 0 |  | 1
| 6079 |  |  |  | 0 | 0 |  |  |  | 0 | 0 |  |  |  | 0 | 0 |  |  |  | 1354244.4 | 0 |  |  |  | 9581841.33 | 0 |  |  |  | 9701.2 | 0 |  | 1
| 6084 |  |  |  | 0 | 0 |  |  |  | 0 | 0 |  |  |  | 0 | 0 |  |  |  | 120541.82 | 0 |  |  |  | 5021146.25 | 0 |  |  |  | 0 | 0 |  | 1
| 6085 |  |  |  | 0 | 0 |  |  |  | 0 | 0 |  |  |  | 0 | 0 |  |  |  | 25526.17 | 0 |  |  |  | 4797812.34 | 0 |  |  |  | 1050.32 | 0 |  | 1
| 6086 |  |  |  | 0 | 0 |  |  |  | 0 | 0 |  |  |  | 0 | 0 |  |  |  | 462030.78 | 0 |  |  |  | 2747311.43 | 0 |  |  |  | 5873.72 | 0 |  | 1
| 6087 |  |  |  | 0 | 0 |  |  |  | 0 | 0 |  |  |  | 0 | 0 |  |  |  | 397022.66 | 0 |  |  |  | 3192956.87 | 0 |  |  |  | 0 | 0 |  | 1
| 6088 |  |  |  | 0 | 0 |  |  |  | 0 | 0 |  |  |  | 0 | 0 |  |  |  | 6330734.47 | 0 |  |  |  | 33349530.53 | 0 |  |  |  | 0 | 0 |  | 1
| 6090 |  |  |  | 0 | 0 |  |  |  | 0 | 0 |  |  |  | 0 | 0 |  |  |  | 0 | 0 |  |  |  | 0 | 0 |  |  |  | 54469.61 | 0 |  | 1
| 6108 |  |  |  | 0 | 0 |  |  |  | 0 | 0 |  |  |  | 0 | 0 |  |  |  | 6194.99 | 0 |  |  |  | 488423.34 | 0 |  |  |  | 0 | 0 |  | 1
| 6112 |  |  |  | 0 | 0 |  |  |  | 0 | 0 |  |  |  | 0 | 0 |  |  |  | 80671.69 | 0 |  |  |  | 4633601.89 | 0 |  |  |  | 0 | 0 |  | 1
| 6113 |  |  |  | 0 | 0 |  |  |  | 0 | 0 |  |  |  | 0 | 0 |  |  |  | 2188.04 | 0 |  |  |  | 161359.26 | 0 |  |  |  | 0 | 0 |  | 1
| 6114 |  |  |  | 0 | 0 |  |  |  | 0 | 0 |  |  |  | 0 | 0 |  |  |  | 0 | 0 |  |  |  | 3502903.83 | 0 |  |  |  | 0 | 0 |  | 1
| 6115 |  |  |  | 0 | 0 |  |  |  | 0 | 0 |  |  |  | 0 | 0 |  |  |  | 0 | 0 |  |  |  | 883254.37 | 0 |  |  |  | 0 | 0 |  | 1
| 6213 |  |  |  | 0 | 0 |  |  |  | 0 | 0 |  |  |  | 0 | 0 |  |  |  | 0 | 0 |  |  |  | 6973739.14 | 0 |  |  |  | 0 | 0 |  | 1
| 7010 |  |  |  | 0 | 0 |  |  |  | 0 | 0 |  |  |  | 0 | 0 |  |  |  | 0 | 0 |  |  |  | 0 | 0 |  |  |  | 8811.59 | 0 | 1 | 1
| 7013 |  |  |  | 0 | 0 |  |  |  | 0 | 0 |  |  |  | 1701.77 | 0 |  |  |  | 0 | 0 |  |  |  | 0 | 0 |  |  |  | 0 | 0
| 7014 |  |  |  | 0 | 0 |  |  |  | 0 | 0 |  |  |  | 0 | 0 |  |  |  | 0 | 0 |  |  |  | 0 | 0 |  |  |  | 12825.99 | 0 |  | 1
| 7015 |  |  |  | 0 | 0 |  |  |  | 0 | 0 |  |  |  | 0 | 0 |  |  |  | 0 | 0 |  |  |  | 395128.21 | 0 |  |  |  | 0 | 0 |  | 1
| 7019 |  |  |  | 0 | 0 |  |  |  | 0 | 0 |  |  |  | 0 | 0 |  |  |  | 0 | 0 |  |  |  | 143479.75 | 0 |  |  |  | 0 | 0 |  | 1
| 7033 |  |  |  | 0 | 0 |  |  |  | 0 | 0 |  |  |  | 0 | 0 |  |  |  | 0 | 0 |  |  |  | 0 | 0 |  |  |  | 327950.52 | 0 |  | 1
| 7036 |  |  |  | 0 | 0 |  |  |  | 0 | 0 |  |  |  | 0 | 0 |  |  |  | 0 | 0 |  |  |  | 0 | 0 |  |  |  | 8068917.33 | 0 |  | 1
| 7054 |  |  |  | 0 | 0 |  |  |  | 0 | 0 |  |  |  | 0 | 0 |  |  |  | 367.9 | 0 |  |  |  | 0 | 0 |  |  |  | 65969.47 | 0 | 1 | 1
| 7056 |  |  |  | 0 | 0 |  |  |  | 0 | 0 |  |  |  | 74797.93 | 0 |  |  |  | 0 | 0 |  |  |  | 0 | 0 |  |  |  | 0 | 0 | 1
| 8003 |  |  |  | 106824.87 | 0 |  |  |  | 764113.56 | 0 |  |  |  | 8411109.74 | 0 |  |  |  | 0 | 0 |  |  |  | 0 | 0 |  |  |  | 0 | 0 | 1
| 8004 |  |  |  | 25608.82 | 0 |  |  |  | 996192.8 | 0 |  |  |  | 9379205.28 | 0 |  |  |  | 0 | 0 |  |  |  | 0 | 0 |  |  |  | 0 | 0 | 1
| 8005 |  |  |  | 139611.32 | 0 |  |  |  | 786163.6 | 0 |  |  |  | 11193382.97 | 0 |  |  |  | 0 | 0 |  |  |  | 0 | 0 |  |  |  | 0 | 0 | 1
| 8007 |  |  |  | 0 | 0 |  |  |  | 0 | 0 |  |  |  | 0 | 0 |  |  |  | 0 | 0 |  |  |  | 0 | 0 |  |  |  | 16324.34 | 0 | 1 | 1
| 8009 |  |  |  | 0 | 0 |  |  |  | 0 | 0 |  |  |  | 641247.92 | 0 |  |  |  | 0 | 0 |  |  |  | 0 | 0 |  |  |  | 0 | 0 | 1
| 8010 |  |  |  | 154445.52 | 0 |  |  |  | 751071.72 | 0 |  |  |  | 7063295.97 | 0 |  |  |  | 0 | 0 |  |  |  | 0 | 0 |  |  |  | 0 | 0 | 1
| 8011 |  |  |  | 0 | 0 |  |  |  | 0 | 0 |  |  |  | 32028.16 | 0 |  |  |  | 0 | 0 |  |  |  | 0 | 0 |  |  |  | 6850.35 | 0 | 1 | 1
| 8013 |  |  |  | 0 | 0 |  |  |  | 1389452.25 | 0 |  |  |  | 10366981.7 | 0 |  |  |  | 0 | 0 |  |  |  | 0 | 0 |  |  |  | 0 | 0 | 1
| 8014 |  |  |  | 969396.94 | 0 |  |  |  | 1477012.91 | 0 |  |  |  | 15118416.46 | 0 |  |  |  | 0 | 0 |  |  |  | 0 | 0 |  |  |  | 0 | 0 | 1
| 8016 |  |  |  | 0 | 0 |  |  |  | 663092.61 | 0 |  |  |  | 12051463.55 | 0 |  |  |  | 0 | 0 |  |  |  | 0 | 0 |  |  |  | 0 | 0 | 1
| 8017 |  |  |  | 285201.15 | 0 |  |  |  | 672863.12 | 0 |  |  |  | 9265158.66 | 0 |  |  |  | 0 | 0 |  |  |  | 0 | 0 |  |  |  | 0 | 0 | 1
| 8018 |  |  |  | 83537.66 | 0 |  |  |  | 1177450.39 | 0 |  |  |  | 18314311.02 | 0 |  |  |  | 0 | 0 |  |  |  | 0 | 0 |  |  |  | 0 | 0 | 1
| 8019 |  |  |  | 33940.49 | 0 |  |  |  | 479789.37 | 0 |  |  |  | 8777447.04 | 0 |  |  |  | 0 | 0 |  |  |  | 0 | 0 |  |  |  | 0 | 0 | 1
| 8020 |  |  |  | 29280.3 | 0 |  |  |  | 1477176.88 | 0 |  |  |  | 15652689.31 | 0 |  |  |  | 0 | 0 |  |  |  | 6417.44 | 0 |  |  |  | 334118.4 | 0 | 1 | 1
| 8021 |  |  |  | 17578.51 | 0 |  |  |  | 483962.12 | 0 |  |  |  | 10204080.43 | 0 |  |  |  | 0 | 0 |  |  |  | 0 | 0 |  |  |  | 0 | 0 | 1
| 8022 |  |  |  | 19474.34 | 0 |  |  |  | 645122.23 | 0 |  |  |  | 11737770.11 | 0 |  |  |  | 0 | 0 |  |  |  | 0 | 0 |  |  |  | 15177.71 | 0 | 1 | 1
| 8023 |  |  |  | 0 | 0 |  |  |  | 12013.64 | 0 |  |  |  | 912015.8 | 0 |  |  |  | 0 | 0 |  |  |  | 0 | 0 |  |  |  | 0 | 0 | 1
| 8024 |  |  |  | 45513.59 | 0 |  |  |  | 2703528.34 | 0 |  |  |  | 23621759.1 | 0 |  |  |  | 0 | 0 |  |  |  | 0 | 0 |  |  |  | 0 | 0 | 1
| 8025 |  |  |  | 0 | 0 |  |  |  | 211975.55 | 0 |  |  |  | 2793347.19 | 0 |  |  |  | 0 | 0 |  |  |  | 0 | 0 |  |  |  | 0 | 0 | 1
| 8026 |  |  |  | 20209.57 | 0 |  |  |  | 1557931.06 | 0 |  |  |  | 16216179.89 | 0 |  |  |  | 0 | 0 |  |  |  | 0 | 0 |  |  |  | 8545.71 | 0 | 1 | 1
| 8027 |  |  |  | 22426 | 0 |  |  |  | 1796115.15 | 0 |  |  |  | 11231874.47 | 0 |  |  |  | 0 | 0 |  |  |  | 0 | 0 |  |  |  | 0 | 0 | 1
| 8028 |  |  |  | 0 | 0 |  |  |  | 37679.4 | 0 |  |  |  | 2862026.56 | 0 |  |  |  | 0 | 0 |  |  |  | 0 | 0 |  |  |  | 0 | 0 | 1
| 8029 |  |  |  | 1154541.33 | 0 |  |  |  | 1724369.64 | 0 |  |  |  | 19974853.14 | 0 |  |  |  | 0 | 0 |  |  |  | 0 | 0 |  |  |  | 7514.95 | 0 | 1 | 1
| 8030 |  |  |  | 70286.32 | 0 |  |  |  | 26523.45 | 0 |  |  |  | 4666602.69 | 0 |  |  |  | 0 | 0 |  |  |  | 5567.15 | 0 |  |  |  | 72774.74 | 0 | 1 | 1
| 8031 |  |  |  | 115.83 | 0 |  |  |  | 337116.17 | 0 |  |  |  | 6015295.75 | 0 |  |  |  | 0 | 0 |  |  |  | 0 | 0 |  |  |  | 57128.17 | 0 | 1 | 1
| 8032 |  |  |  | 0 | 0 |  |  |  | 18044.83 | 0 |  |  |  | 283935.26 | 0 |  |  |  | 0 | 0 |  |  |  | 0 | 0 |  |  |  | 0 | 0 | 1
| 8033 |  |  |  | 0 | 0 |  |  |  | 361472.74 | 0 |  |  |  | 6359540.35 | 0 |  |  |  | 0 | 0 |  |  |  | 12120.29 | 0 |  |  |  | 859602.78 | 0 | 1 | 1
| 8035 |  |  |  | 152558.87 | 0 |  |  |  | 1663455.3 | 0 |  |  |  | 10118084.39 | 0 |  |  |  | 0 | 0 |  |  |  | 0 | 0 |  |  |  | 0 | 0 | 1
| 8036 |  |  |  | 44689.06 | 0 |  |  |  | 464964.66 | 0 |  |  |  | 21490546.93 | 0 |  |  |  | 0 | 0 |  |  |  | 0 | 0 |  |  |  | 782187.23 | 0 | 1 | 1
| 8038 |  |  |  | 22819.48 | 0 |  |  |  | 712388.25 | 0 |  |  |  | 14308425.37 | 0 |  |  |  | 0 | 0 |  |  |  | 0 | 0 |  |  |  | 0 | 0 | 1
| 8039 |  |  |  | 174874.56 | 0 |  |  |  | 425577.4 | 0 |  |  |  | 5358685.69 | 0 |  |  |  | 0 | 0 |  |  |  | 0 | 0 |  |  |  | 0 | 0 | 1
| 8041 |  |  |  | 27166.5 | 0 |  |  |  | 347966.55 | 0 |  |  |  | 3252415.72 | 0 |  |  |  | 0 | 0 |  |  |  | 0 | 0 |  |  |  | 4488.5 | 0 | 1 | 1
| 8042 |  |  |  | 27869.76 | 0 |  |  |  | 2639595 | 0 |  |  |  | 22394503.43 | 0 |  |  |  | 0 | 0 |  |  |  | 0 | 0 |  |  |  | 0 | 0 | 1
| 8044 |  |  |  | 38080.77 | 0 |  |  |  | 1730513.9 | 0 |  |  |  | 13014415.38 | 0 |  |  |  | 0 | 0 |  |  |  | 0 | 0 |  |  |  | 135942.53 | 0 | 1 | 1
| 8045 |  |  |  | 39143.8 | 0 |  |  |  | 0 | 0 |  |  |  | 23872.93 | 0 |  |  |  | 0 | 0 |  |  |  | 0 | 0 |  |  |  | 0 | 0 | 1
| 8047 |  |  |  | 0 | 0 |  |  |  | 218703.97 | 0 |  |  |  | 1530162.65 | 0 |  |  |  | 0 | 0 |  |  |  | 0 | 0 |  |  |  | 0 | 0 | 1
| 8048 |  |  |  | 0 | 0 |  |  |  | 64706.74 | 0 |  |  |  | 7818707.32 | 0 |  |  |  | 0 | 0 |  |  |  | 0 | 0 |  |  |  | 0 | 0 | 1
| 8055 |  |  |  | 0 | 0 |  |  |  | 1629530.45 | 0 |  |  |  | 10597913.23 | 0 |  |  |  | 0 | 0 |  |  |  | 0 | 0 |  |  |  | 0 | 0 | 1
| 8056 |  |  |  | 100.29 | 0 |  |  |  | 33290.47 | 0 |  |  |  | 80197.15 | 0 |  |  |  | 0 | 0 |  |  |  | 0 | 0 |  |  |  | 0 | 0 | 1
| 8058 |  |  |  | 0 | 0 |  |  |  | 0 | 0 |  |  |  | 23429.9 | 0 |  |  |  | 0 | 0 |  |  |  | 0 | 0 |  |  |  | 0 | 0 | 1
| 8059 |  |  |  | 0 | 0 |  |  |  | 175506.18 | 0 |  |  |  | 1357311.83 | 0 |  |  |  | 0 | 0 |  |  |  | 0 | 0 |  |  |  | 31948.06 | 0 | 1 | 1
| 8060 |  |  |  | 0 | 0 |  |  |  | 36283394.37 | 0 |  |  |  | 188631986.15 | 0 |  |  |  | 0 | 0 |  |  |  | 0 | 0 |  |  |  | 1434.48 | 0 | 1 | 1
| 8061 |  |  |  | 2976.42 | 0 |  |  |  | 462.72 | 0 |  |  |  | 312726.85 | 0 |  |  |  | 0 | 0 |  |  |  | 0 | 0 |  |  |  | 0 | 0 | 1
| 8064 |  |  |  | 0 | 0 |  |  |  | 0 | 0 |  |  |  | 11458.83 | 0 |  |  |  | 0 | 0 |  |  |  | 0 | 0 |  |  |  | 42100.99 | 0 |  | 1
| 8067 |  |  |  | 0 | 0 |  |  |  | 0 | 0 |  |  |  | 0 | 0 |  |  |  | 0 | 0 |  |  |  | 0 | 0 |  |  |  | 0 | 0 | 1
| 8071 |  |  |  | 0 | 0 |  |  |  | 41634.56 | 0 |  |  |  | 69694.89 | 0 |  |  |  | 0 | 0 |  |  |  | 0 | 0 |  |  |  | 0 | 0 | 1
| 8072 |  |  |  | 0 | 0 |  |  |  | 562701.42 | 0 |  |  |  | 10062251.54 | 0 |  |  |  | 88408.77 | 0 |  |  |  | 0 | 0 |  |  |  | 0 | 0 | 1 | 1
| 8073 |  |  |  | 166697.32 | 0 |  |  |  | 1117641.46 | 0 |  |  |  | 9458907.44 | 0 |  |  |  | 0 | 0 |  |  |  | 0 | 0 |  |  |  | 21160.05 | 0 | 1 | 1
| 8074 |  |  |  | 0 | 0 |  |  |  | 61761.66 | 0 |  |  |  | 1927047.77 | 0 |  |  |  | 0 | 0 |  |  |  | 0 | 0 |  |  |  | 0 | 0 | 1
| 8075 |  |  |  | 7138.56 | 0 |  |  |  | 178623.76 | 0 |  |  |  | 2016861.5 | 0 |  |  |  | 0 | 0 |  |  |  | 0 | 0 |  |  |  | 0 | 0 | 1
| 8077 |  |  |  | 0 | 0 |  |  |  | 0 | 0 |  |  |  | 0 | 0 |  |  |  | 0 | 0 |  |  |  | 0 | 0 |  |  |  | 7661.7 | 0 | 1 | 1
| 8078 |  |  |  | 119512.7 | 0 |  |  |  | 1887933.91 | 0 |  |  |  | 7918227.76 | 0 |  |  |  | 0 | 0 |  |  |  | 0 | 0 |  |  |  | 0 | 0 | 1
| 8079 |  |  |  | 2879.82 | 0 |  |  |  | 925852.91 | 0 |  |  |  | 10582219.93 | 0 |  |  |  | 4972.83 | 0 |  |  |  | 0 | 0 |  |  |  | 1016.98 | 0 | 1 | 1
| 8081 |  |  |  | 0 | 0 |  |  |  | 21176.45 | 0 |  |  |  | 0 | 0 |  |  |  | 0 | 0 |  |  |  | 0 | 0 |  |  |  | 0 | 0 | 1
| 8082 |  |  |  | 161883.11 | 0 |  |  |  | 788697.39 | 0 |  |  |  | 7266909.87 | 0 |  |  |  | 0 | 0 |  |  |  | 0 | 0 |  |  |  | 0 | 0 | 1
| 8084 |  |  |  | 0 | 0 |  |  |  | 5712270.68 | 0 |  |  |  | 4035891.84 | 0 |  |  |  | 0 | 0 |  |  |  | 0 | 0 |  |  |  | 0 | 0 | 1
| 8086 |  |  |  | 25836.29 | 0 |  |  |  | 950321.02 | 0 |  |  |  | 11577227.43 | 0 |  |  |  | 0 | 0 |  |  |  | 0 | 0 |  |  |  | 0 | 0 | 1
| 8087 |  |  |  | 22150.39 | 0 |  |  |  | 397908.01 | 0 |  |  |  | 7916356.76 | 0 |  |  |  | 0 | 0 |  |  |  | 0 | 0 |  |  |  | 10186.98 | 0 | 1 | 1
| 8088 |  |  |  | 81206 | 0 |  |  |  | 403652.55 | 0 |  |  |  | 9802639.8 | 0 |  |  |  | 0 | 0 |  |  |  | 0 | 0 |  |  |  | 0 | 0 | 1
| 8089 |  |  |  | 23089.89 | 0 |  |  |  | 444857.17 | 0 |  |  |  | 13745283.87 | 0 |  |  |  | 0 | 0 |  |  |  | 0 | 0 |  |  |  | 0 | 0 | 1
| 8090 |  |  |  | 0 | 0 |  |  |  | 0 | 0 |  |  |  | 87113.34 | 0 |  |  |  | 0 | 0 |  |  |  | 0 | 0 |  |  |  | 0 | 0 | 1
| 8091 |  |  |  | 0 | 0 |  |  |  | 0 | 0 |  |  |  | 15843.6 | 0 |  |  |  | 0 | 0 |  |  |  | 0 | 0 |  |  |  | 0 | 0 | 1
| 8092 |  |  |  | 0 | 0 |  |  |  | 0 | 0 |  |  |  | 6807.48 | 0 |  |  |  | 0 | 0 |  |  |  | 0 | 0 |  |  |  | 0 | 0 | 1
| 8093 |  |  |  | 42272.47 | 0 |  |  |  | 750746.54 | 0 |  |  |  | 11189235.55 | 0 |  |  |  | 0 | 0 |  |  |  | 118322.46 | 0 |  |  |  | 0 | 0 | 1 | 1
| 8094 |  |  |  | 0 | 0 |  |  |  | 442875.33 | 0 |  |  |  | 5489262.56 | 0 |  |  |  | 0 | 0 |  |  |  | 10044.97 | 0 |  |  |  | 777296.51 | 0 | 1 | 1
| 8095 |  |  |  | 23492.67 | 0 |  |  |  | 718411.64 | 0 |  |  |  | 7918884.48 | 0 |  |  |  | 0 | 0 |  |  |  | 0 | 0 |  |  |  | 0 | 0 | 1
| 8096 |  |  |  | 27809.47 | 0 |  |  |  | 1611970.39 | 0 |  |  |  | 9532365.21 | 0 |  |  |  | 0 | 0 |  |  |  | 0 | 0 |  |  |  | 6720.18 | 0 | 1 | 1
| 8097 |  |  |  | 4912.76 | 0 |  |  |  | 99723.34 | 0 |  |  |  | 722245.67 | 0 |  |  |  | 0 | 0 |  |  |  | 0 | 0 |  |  |  | 0 | 0 | 1
| 8098 |  |  |  | 189886.25 | 0 |  |  |  | 812071 | 0 |  |  |  | 12175308.59 | 0 |  |  |  | 0 | 0 |  |  |  | 0 | 0 |  |  |  | 372005.69 | 0 | 1 | 1
| 8099 |  |  |  | 125966.68 | 0 |  |  |  | 379583.48 | 0 |  |  |  | 12561143.85 | 0 |  |  |  | 0 | 0 |  |  |  | 0 | 0 |  |  |  | 0 | 0 | 1
| 8102 |  |  |  | 0 | 0 |  |  |  | 0 | 0 |  |  |  | 0 | 0 |  |  |  | 735.47 | 0 |  |  |  | 19941.81 | 0 |  |  |  | 745313.9 | 0 |  | 1
| 8103 |  |  |  | 0 | 0 |  |  |  | 0 | 0 |  |  |  | 0 | 0 |  |  |  | 0 | 0 |  |  |  | 0 | 0 |  |  |  | 33698.95 | 0 |  | 1
| 8104 |  |  |  | 0 | 0 |  |  |  | 0 | 0 |  |  |  | 0 | 0 |  |  |  | 55705.7 | 0 |  |  |  | 63285.02 | 0 |  |  |  | 416987.99 | 0 |  | 1
| 8105 |  |  |  | 0 | 0 |  |  |  | 0 | 0 |  |  |  | 0 | 0 |  |  |  | 5647.58 | 0 |  |  |  | 29056.78 | 0 |  |  |  | 2870.77 | 0 |  | 1
| 8106 |  |  |  | 0 | 0 |  |  |  | 0 | 0 |  |  |  | 0 | 0 |  |  |  | 0 | 0 |  |  |  | 0 | 0 |  |  |  | 0 | 0 | 1
| 8110 |  |  |  | 0 | 0 |  |  |  | 6894.33 | 0 |  |  |  | 59447.16 | 0 |  |  |  | 1279.15 | 0 |  |  |  | 33413.46 | 0 |  |  |  | 4097129.16 | 0 | 1 | 1
| 8113 |  |  |  | 0 | 0 |  |  |  | 22510.77 | 0 |  |  |  | 440016.33 | 0 |  |  |  | 4124.09 | 0 |  |  |  | 1011323.51 | 0 |  |  |  | 7540780.29 | 0 | 1 | 1
| 8117 |  |  |  | 0 | 0 |  |  |  | 0 | 0 |  |  |  | 7083.32 | 0 |  |  |  | 237.32 | 0 |  |  |  | 37061.59 | 0 |  |  |  | 956508.86 | 0 |  | 1
| 8118 |  |  |  | 0 | 0 |  |  |  | 0 | 0 |  |  |  | 0 | 0 |  |  |  | 46674.94 | 0 |  |  |  | 189738.71 | 0 |  |  |  | 1757525.88 | 0 |  | 1
| 8119 |  |  |  | 0 | 0 |  |  |  | 13561.23 | 0 |  |  |  | 0 | 0 |  |  |  | 202.59 | 0 |  |  |  | 54479.75 | 0 |  |  |  | 774526.77 | 0 | 1 | 1
| 8120 |  |  |  | 0 | 0 |  |  |  | 15598.21 | 0 |  |  |  | 0 | 0 |  |  |  | 0 | 0 |  |  |  | 8386.94 | 0 |  |  |  | 707265.58 | 0 | 1 | 1
| 8121 |  |  |  | 0 | 0 |  |  |  | 0 | 0 |  |  |  | 7293.09 | 0 |  |  |  | 97.65 | 0 |  |  |  | 0 | 0 |  |  |  | 216416.28 | 0 |  | 1
| 8123 |  |  |  | 0 | 0 |  |  |  | 9939.18 | 0 |  |  |  | 0 | 0 |  |  |  | 660.72 | 0 |  |  |  | 27262.13 | 0 |  |  |  | 2641710.34 | 0 | 1 | 1
| 8124 |  |  |  | 0 | 0 |  |  |  | 0 | 0 |  |  |  | 0 | 0 |  |  |  | 3158.84 | 0 |  |  |  | 157114.8 | 0 |  |  |  | 2013496.6 | 0 |  | 1
| 8126 |  |  |  | 0 | 0 |  |  |  | 0 | 0 |  |  |  | 0 | 0 |  |  |  | 191175.81 | 0 |  |  |  | 0 | 0 |  |  |  | 6479.41 | 0 |  | 1
| 8130 |  |  |  | 0 | 0 |  |  |  | 0 | 0 |  |  |  | 0 | 0 |  |  |  | 0 | 0 |  |  |  | 52618.99 | 0 |  |  |  | 175813.13 | 0 |  | 1
| 8132 |  |  |  | 0 | 0 |  |  |  | 6894.33 | 0 |  |  |  | 0 | 0 |  |  |  | 29661.41 | 0 |  |  |  | 176760.93 | 0 |  |  |  | 6132829.24 | 0 | 1 | 1
| 8133 |  |  |  | 0 | 0 |  |  |  | 0 | 0 |  |  |  | 0 | 0 |  |  |  | 258.71 | 0 |  |  |  | 0 | 0 |  |  |  | 99446.91 | 0 |  | 1
| 8134 |  |  |  | 0 | 0 |  |  |  | 0 | 0 |  |  |  | 0 | 0 |  |  |  | 0 | 0 |  |  |  | 203895.18 | 0 |  |  |  | 560527.26 | 0 |  | 1
| 8136 |  |  |  | 0 | 0 |  |  |  | 13544.49 | 0 |  |  |  | 0 | 0 |  |  |  | 10453.81 | 0 |  |  |  | 28923.78 | 0 |  |  |  | 884859.76 | 0 | 1 | 1
| 8137 |  |  |  | 82400.64 | 0 |  |  |  | 5781509.52 | 0 |  |  |  | 17032877.76 | 0 |  |  |  | 513493.96 | 0 |  |  |  | 241349.25 | 0 |  |  |  | 6017173.82 | 0 | 1 | 1
| 8138 |  |  |  | 0 | 0 |  |  |  | 0 | 0 |  |  |  | 0 | 0 |  |  |  | 0 | 0 |  |  |  | 0 | 0 |  |  |  | 80729.04 | 0 |  | 1
| 8139 |  |  |  | 0 | 0 |  |  |  | 0 | 0 |  |  |  | 0 | 0 |  |  |  | 0 | 0 |  |  |  | 9651.49 | 0 |  |  |  | 700886.18 | 0 |  | 1
| 8140 |  |  |  | 0 | 0 |  |  |  | 12854.95 | 0 |  |  |  | 0 | 0 |  |  |  | 1367.88 | 0 |  |  |  | 7639.14 | 0 |  |  |  | 305000.73 | 0 | 1 | 1
| 8141 |  |  |  | 0 | 0 |  |  |  | 0 | 0 |  |  |  | 0 | 0 |  |  |  | 0 | 0 |  |  |  | 0 | 0 |  |  |  | 8593.13 | 0 |  | 1
| 8143 |  |  |  | 0 | 0 |  |  |  | 0 | 0 |  |  |  | 0 | 0 |  |  |  | 1172.53 | 0 |  |  |  | 0 | 0 |  |  |  | 6569.33 | 0 |  | 1
| 8148 |  |  |  | 0 | 0 |  |  |  | 15134.62 | 0 |  |  |  | 0 | 0 |  |  |  | 0 | 0 |  |  |  | 4911.37 | 0 |  |  |  | 756998.36 | 0 | 1 | 1
| 8149 |  |  |  | 0 | 0 |  |  |  | 0 | 0 |  |  |  | 0 | 0 |  |  |  | 13867.51 | 0 |  |  |  | 240.77 | 0 |  |  |  | 323009.68 | 0 |  | 1
| 8150 |  |  |  | 0 | 0 |  |  |  | 0 | 0 |  |  |  | 0 | 0 |  |  |  | 0 | 0 |  |  |  | -959010.36 | 0 |  |  |  | 1231715.66 | 0 |  | 1
| 8151 |  |  |  | 0 | 0 |  |  |  | 0 | 0 |  |  |  | 0 | 0 |  |  |  | 94930.03 | 0 |  |  |  | 816532.57 | 0 |  |  |  | 9698558.07 | 0 | 1 | 1
| 8152 |  |  |  | 0 | 0 |  |  |  | 15641.91 | 0 |  |  |  | 27224.54 | 0 |  |  |  | 2657.77 | 0 |  |  |  | 243.3 | 0 |  |  |  | 255499.52 | 0 | 1 | 1
| 8154 |  |  |  | 0 | 0 |  |  |  | 0 | 0 |  |  |  | 0 | 0 |  |  |  | 0 | 0 |  |  |  | 0 | 0 |  |  |  | 168244.38 | 0 |  | 1
| 8156 |  |  |  | 0 | 0 |  |  |  | 0 | 0 |  |  |  | 0 | 0 |  |  |  | 12401.98 | 0 |  |  |  | 726659.15 | 0 |  |  |  | 7331217.35 | 0 |  | 1
| 8159 |  |  |  | 0 | 0 |  |  |  | 4126.29 | 0 |  |  |  | 0 | 0 |  |  |  | 13383.61 | 0 |  |  |  | 1368598.18 | 0 |  |  |  | 7879861.62 | 0 | 1 | 1
| 8160 |  |  |  | 0 | 0 |  |  |  | 0 | 0 |  |  |  | 0 | 0 |  |  |  | 72.81 | 0 |  |  |  | 13909.17 | 0 |  |  |  | 0 | 0 | 1 | 1
| 8161 |  |  |  | 0 | 0 |  |  |  | 0 | 0 |  |  |  | 8458.31 | 0 |  |  |  | 853.62 | 0 |  |  |  | 14232.91 | 0 |  |  |  | 88461.91 | 0 |  | 1
| 8162 |  |  |  | 0 | 0 |  |  |  | 0 | 0 |  |  |  | 0 | 0 |  |  |  | 9916.23 | 0 |  |  |  | 111814.54 | 0 |  |  |  | 1897765.27 | 0 | 1 | 1
| 8163 |  |  |  | 0 | 0 |  |  |  | 15110.49 | 0 |  |  |  | 81054.11 | 0 |  |  |  | 277.31 | 0 |  |  |  | 13948.13 | 0 |  |  |  | 2013951.66 | 0 | 1 | 1
| 8164 |  |  |  | 0 | 0 |  |  |  | 0 | 0 |  |  |  | 0 | 0 |  |  |  | 2925.23 | 0 |  |  |  | 602461.8 | 0 |  |  |  | 3251895.7 | 0 |  | 1
| 8167 |  |  |  | 0 | 0 |  |  |  | 0 | 0 |  |  |  | 0 | 0 |  |  |  | 286.16 | 0 |  |  |  | 68407.25 | 0 |  |  |  | 2777681.03 | 0 |  | 1
| 8168 |  |  |  | 0 | 0 |  |  |  | 0 | 0 |  |  |  | 0 | 0 |  |  |  | 833.67 | 0 |  |  |  | 42485.64 | 0 |  |  |  | 1488785.21 | 0 | 1 | 1
| 8170 |  |  |  | 0 | 0 |  |  |  | 0 | 0 |  |  |  | 7735.37 | 0 |  |  |  | 673.69 | 0 |  |  |  | 0 | 0 |  |  |  | 323541.19 | 0 |  | 1
| 8171 |  |  |  | 0 | 0 |  |  |  | 0 | 0 |  |  |  | 0 | 0 |  |  |  | 27719.14 | 0 |  |  |  | 308603.51 | 0 |  |  |  | 9131870.79 | 0 |  | 1
| 8172 |  |  |  | 0 | 0 |  |  |  | 9177.05 | 0 |  |  |  | 0 | 0 |  |  |  | 320.32 | 0 |  |  |  | 49102.82 | 0 |  |  |  | 1178928.42 | 0 | 1 | 1
| 8175 |  |  |  | 0 | 0 |  |  |  | 103197.01 | 0 |  |  |  | 0 | 0 |  |  |  | 0 | 0 |  |  |  | 0 | 0 |  |  |  | 0 | 0 | 1
| 8176 |  |  |  | 0 | 0 |  |  |  | 0 | 0 |  |  |  | 0 | 0 |  |  |  | 5029.16 | 0 |  |  |  | 1940.49 | 0 |  |  |  | 415648.25 | 0 |  | 1
| 8179 |  |  |  | 1488304.59 | 0 |  |  |  | 0 | 0 |  |  |  | 0 | 0 |  |  |  | 491099.83 | 0 |  |  |  | 0 | 0 |  |  |  | 0 | 0 | 1 | 1
| 8182 |  |  |  | 0 | 0 |  |  |  | 158075.4 | 0 |  |  |  | 1283195.28 | 0 |  |  |  | 0 | 0 |  |  |  | 0 | 0 |  |  |  | 0 | 0 | 1
| 8190 |  |  |  | 0 | 0 |  |  |  | 0 | 0 |  |  |  | 5724.72 | 0 |  |  |  | 198.36 | 0 |  |  |  | 28867.45 | 0 |  |  |  | 1359597.81 | 0 | 1 | 1
| 8193 |  |  |  | 104923.45 | 0 |  |  |  | 760684.74 | 0 |  |  |  | 5212267.45 | 0 |  |  |  | 4351.78 | 0 |  |  |  | 88390.57 | 0 |  |  |  | 2434084.64 | 0 | 1 | 1
| 8195 |  |  |  | 0 | 0 |  |  |  | 0 | 0 |  |  |  | 21910.82 | 0 |  |  |  | 549.52 | 0 |  |  |  | 23819.32 | 0 |  |  |  | 1254354.8 | 0 |  | 1
| 8196 |  |  |  | 0 | 0 |  |  |  | 0 | 0 |  |  |  | 0 | 0 |  |  |  | 0 | 0 |  |  |  | 0 | 0 |  |  |  | 2411588.25 | 0 | 1 | 1
| 8197 |  |  |  | 0 | 0 |  |  |  | 0 | 0 |  |  |  | 942250.42 | 0 |  |  |  | 0 | 0 |  |  |  | 84972.44 | 0 |  |  |  | 192573.66 | 0 | 1 | 1
| 8198 |  |  |  | 0 | 0 |  |  |  | 0 | 0 |  |  |  | 132415.95 | 0 |  |  |  | 13.1 | 0 |  |  |  | 66705.38 | 0 |  |  |  | 415637.23 | 0 |  | 1
| 8199 |  |  |  | 0 | 0 |  |  |  | 0 | 0 |  |  |  | 0 | 0 |  |  |  | 0 | 0 |  |  |  | 34000.09 | 0 |  |  |  | 563603.96 | 0 |  | 1
| 8204 |  |  |  | 0 | 0 |  |  |  | 42108.55 | 0 |  |  |  | 0 | 0 |  |  |  | 0 | 0 |  |  |  | 1128492.73 | 0 |  |  |  | 1512043.18 | 0 | 1 | 1
| 8205 |  |  |  | 0 | 0 |  |  |  | 0 | 0 |  |  |  | 0 | 0 |  |  |  | 0 | 0 |  |  |  | 71001.41 | 0 |  |  |  | 1523996.19 | 0 |  | 1
| 8206 |  |  |  | 0 | 0 |  |  |  | 0 | 0 |  |  |  | 0 | 0 |  |  |  | 130.21 | 0 |  |  |  | 0 | 0 |  |  |  | 271250.37 | 0 |  | 1
| 8207 |  |  |  | 0 | 0 |  |  |  | 19356.1 | 0 |  |  |  | 0 | 0 |  |  |  | 1030.64 | 0 |  |  |  | 88467.83 | 0 |  |  |  | 2770530.82 | 0 | 1 | 1
| 8209 |  |  |  | 0 | 0 |  |  |  | 0 | 0 |  |  |  | 0 | 0 |  |  |  | 878.58 | 0 |  |  |  | 8846.39 | 0 |  |  |  | 367689.5 | 0 |  | 1
| 8210 |  |  |  | 0 | 0 |  |  |  | 558.36 | 0 |  |  |  | 0 | 0 |  |  |  | 492.39 | 0 |  |  |  | 23285.56 | 0 |  |  |  | 2948260.44 | 0 | 1 | 1
| 8211 |  |  |  | 0 | 0 |  |  |  | 15610.03 | 0 |  |  |  | 0 | 0 |  |  |  | 626.39 | 0 |  |  |  | 43313.02 | 0 |  |  |  | 2644487.2 | 0 | 1 | 1
| 8212 |  |  |  | 0 | 0 |  |  |  | 0 | 0 |  |  |  | 7994.21 | 0 |  |  |  | 0 | 0 |  |  |  | 538.23 | 0 |  |  |  | 533668.48 | 0 |  | 1
| 8214 |  |  |  | 0 | 0 |  |  |  | 30643.76 | 0 |  |  |  | 0 | 0 |  |  |  | 47783.43 | 0 |  |  |  | 672843.62 | 0 |  |  |  | 3537012.77 | 0 | 1 | 1
| 8215 |  |  |  | 0 | 0 |  |  |  | 0 | 0 |  |  |  | 0 | 0 |  |  |  | 791.84 | 0 |  |  |  | 179742.37 | 0 |  |  |  | 3917763.16 | 0 | 1 | 1
| 8216 |  |  |  | 0 | 0 |  |  |  | 0 | 0 |  |  |  | 7635.16 | 0 |  |  |  | 0 | 0 |  |  |  | 2690.31 | 0 |  |  |  | 411949.92 | 0 |  | 1
| 8219 |  |  |  | 0 | 0 |  |  |  | 0 | 0 |  |  |  | 0 | 0 |  |  |  | 19369.74 | 0 |  |  |  | 76655.34 | 0 |  |  |  | 2884180.33 | 0 |  | 1
| 8220 |  |  |  | 0 | 0 |  |  |  | 13167.4 | 0 |  |  |  | 0 | 0 |  |  |  | 5113.45 | 0 |  |  |  | 18978.62 | 0 |  |  |  | 3503287.53 | 0 | 1 | 1
| 8221 |  |  |  | 0 | 0 |  |  |  | 0 | 0 |  |  |  | 0 | 0 |  |  |  | 541.76 | 0 |  |  |  | 0 | 0 |  |  |  | 0 | 0 | 1 | 1
| 8222 |  |  |  | 0 | 0 |  |  |  | 6894.33 | 0 |  |  |  | 2106.53 | 0 |  |  |  | 18851.23 | 0 |  |  |  | 180218.95 | 0 |  |  |  | 3683257.74 | 0 | 1 | 1
| 8225 |  |  |  | 0 | 0 |  |  |  | 17716.17 | 0 |  |  |  | 30776.31 | 0 |  |  |  | 1321.59 | 0 |  |  |  | 1386353.71 | 0 |  |  |  | 1908086.75 | 0 | 1 | 1
| 8226 |  |  |  | 0 | 0 |  |  |  | 0 | 0 |  |  |  | 17438.31 | 0 |  |  |  | 1642.02 | 0 |  |  |  | 39464.46 | 0 |  |  |  | 453960.85 | 0 |  | 1
| 8227 |  |  |  | 0 | 0 |  |  |  | 0 | 0 |  |  |  | 0 | 0 |  |  |  | 14356.13 | 0 |  |  |  | 57249.22 | 0 |  |  |  | 741432.11 | 0 |  | 1
| 8228 |  |  |  | 0 | 0 |  |  |  | 0 | 0 |  |  |  | 0 | 0 |  |  |  | 0 | 0 |  |  |  | 36038.38 | 0 |  |  |  | 1839122.81 | 0 |  | 1
| 8231 |  |  |  | 0 | 0 |  |  |  | 6317.17 | 0 |  |  |  | 0 | 0 |  |  |  | 7369.71 | 0 |  |  |  | 88068.22 | 0 |  |  |  | 1495755.08 | 0 | 1 | 1
| 8234 |  |  |  | 0 | 0 |  |  |  | 0 | 0 |  |  |  | 0 | 0 |  |  |  | 1500.67 | 0 |  |  |  | 522935.47 | 0 |  |  |  | 133173.13 | 0 |  | 1
| 8235 |  |  |  | 0 | 0 |  |  |  | 0 | 0 |  |  |  | 0 | 0 |  |  |  | 1404.49 | 0 |  |  |  | 53685.62 | 0 |  |  |  | 606399.73 | 0 |  | 1
| 8238 |  |  |  | 0 | 0 |  |  |  | 8994.38 | 0 |  |  |  | 0 | 0 |  |  |  | 6198.17 | 0 |  |  |  | 49051.13 | 0 |  |  |  | 2295447.59 | 0 | 1 | 1
| 8239 |  |  |  | 0 | 0 |  |  |  | 0 | 0 |  |  |  | 0 | 0 |  |  |  | 7366.87 | 0 |  |  |  | 118332.89 | 0 |  |  |  | 1767852.95 | 0 |  | 1
| 8243 |  |  |  | 0 | 0 |  |  |  | 0 | 0 |  |  |  | 0 | 0 |  |  |  | 0 | 0 |  |  |  | 672.27 | 0 |  |  |  | 8 | 0 |  | 1
| 8244 |  |  |  | 0 | 0 |  |  |  | 13258.54 | 0 |  |  |  | 0 | 0 |  |  |  | 22641.76 | 0 |  |  |  | 28166.46 | 0 |  |  |  | 1557905.43 | 0 | 1 | 1
| 8250 |  |  |  | 0 | 0 |  |  |  | 0 | 0 |  |  |  | 4235.93 | 0 |  |  |  | 38511.25 | 0 |  |  |  | 2562.03 | 0 |  |  |  | 64718.24 | 0 |  | 1
| 8251 |  |  |  | 0 | 0 |  |  |  | 0 | 0 |  |  |  | 0 | 0 |  |  |  | 2201.4 | 0 |  |  |  | 24756.86 | 0 |  |  |  | 680995.32 | 0 | 1 | 1
| 8252 |  |  |  | 0 | 0 |  |  |  | 6498.56 | 0 |  |  |  | 7863.56 | 0 |  |  |  | 0 | 0 |  |  |  | 981.44 | 0 |  |  |  | 124828.09 | 0 | 1 | 1
| 8255 |  |  |  | 0 | 0 |  |  |  | 11479.81 | 0 |  |  |  | 0 | 0 |  |  |  | 729.35 | 0 |  |  |  | 58832.83 | 0 |  |  |  | 2169660.68 | 0 | 1 | 1
| 8259 |  |  |  | 0 | 0 |  |  |  | 0 | 0 |  |  |  | 0 | 0 |  |  |  | 1067.48 | 0 |  |  |  | 13707.09 | 0 |  |  |  | 548051.73 | 0 | 1 | 1
| 8260 |  |  |  | 0 | 0 |  |  |  | 18134.95 | 0 |  |  |  | 22159.02 | 0 |  |  |  | 4212.48 | 0 |  |  |  | 1131648.47 | 0 |  |  |  | 4911569.58 | 0 | 1 | 1
| 8262 |  |  |  | 0 | 0 |  |  |  | 0 | 0 |  |  |  | 0 | 0 |  |  |  | 0 | 0 |  |  |  | 160466.5 | 0 |  |  |  | 1123175.22 | 0 |  | 1
| 8263 |  |  |  | 0 | 0 |  |  |  | 29218.54 | 0 |  |  |  | 0 | 0 |  |  |  | 1361.77 | 0 |  |  |  | 38239.18 | 0 |  |  |  | 861435.68 | 0 | 1 | 1
| 8265 |  |  |  | 0 | 0 |  |  |  | 0 | 0 |  |  |  | 0 | 0 |  |  |  | 470.65 | 0 |  |  |  | 149128.42 | 0 |  |  |  | 1869706.01 | 0 |  | 1
| 8266 |  |  |  | 0 | 0 |  |  |  | 0 | 0 |  |  |  | 0 | 0 |  |  |  | 367.53 | 0 |  |  |  | 0 | 0 |  |  |  | 411261.54 | 0 |  | 1
| 8267 |  |  |  | 0 | 0 |  |  |  | 0 | 0 |  |  |  | 0 | 0 |  |  |  | 564.65 | 0 |  |  |  | 0 | 0 |  |  |  | 0 | 0 |  | 1
| 8268 |  |  |  | 0 | 0 |  |  |  | 23194.66 | 0 |  |  |  | 0 | 0 |  |  |  | 1071.85 | 0 |  |  |  | 20228.39 | 0 |  |  |  | 1514774.3 | 0 | 1 | 1
| 8269 |  |  |  | 0 | 0 |  |  |  | 0 | 0 |  |  |  | 0 | 0 |  |  |  | 0 | 0 |  |  |  | 13363.05 | 0 |  |  |  | 31847.68 | 0 | 1 | 1
| 8270 |  |  |  | 0 | 0 |  |  |  | 0 | 0 |  |  |  | 21919.15 | 0 |  |  |  | 0 | 0 |  |  |  | 2018400.21 | 0 |  |  |  | 8733858.81 | 0 |  | 1
| 8273 |  |  |  | 0 | 0 |  |  |  | 8650.53 | 0 |  |  |  | 0 | 0 |  |  |  | 0 | 0 |  |  |  | 70756.47 | 0 |  |  |  | 1120154.04 | 0 | 1 | 1
| 8275 |  |  |  | 0 | 0 |  |  |  | 0 | 0 |  |  |  | 0 | 0 |  |  |  | 62251.45 | 0 |  |  |  | 665228.85 | 0 |  |  |  | 15401528.33 | 0 |  | 1
| 8279 |  |  |  | 0 | 0 |  |  |  | 5854.99 | 0 |  |  |  | 0 | 0 |  |  |  | 10198.66 | 0 |  |  |  | 2518547.14 | 0 |  |  |  | 18351360.22 | 0 | 1 | 1
| 8283 |  |  |  | 0 | 0 |  |  |  | 9847.66 | 0 |  |  |  | 5876497.27 | 0 |  |  |  | 1974.83 | 0 |  |  |  | 151595.22 | 0 |  |  |  | 788083.36 | 0 | 1 | 1
| 8295 |  |  |  | 0 | 0 |  |  |  | 48114.31 | 0 |  |  |  | 0 | 0 |  |  |  | 0 | 0 |  |  |  | 54861.68 | 0 |  |  |  | 0 | 0 | 1 | 1
| 8294 |  |  |  | 0 | 0 |  |  |  | 6894.33 | 0 |  |  |  | 0 | 0 |  |  |  | 0 | 0 |  |  |  | 22777.96 | 0 |  |  |  | 1060452.13 | 0 | 1 | 1
| 8296 |  |  |  | 0 | 0 |  |  |  | 0 | 0 |  |  |  | 0 | 0 |  |  |  | 631.67 | 0 |  |  |  | 0 | 0 |  |  |  | 0 | 0 |  | 1
| 8297 |  |  |  | 0 | 0 |  |  |  | 0 | 0 |  |  |  | 0 | 0 |  |  |  | 2300.55 | 0 |  |  |  | 78245.97 | 0 |  |  |  | 543313.91 | 0 |  | 1
| 8299 |  |  |  | 0 | 0 |  |  |  | 0 | 0 |  |  |  | 0 | 0 |  |  |  | 18384.34 | 0 |  |  |  | 0 | 0 |  |  |  | 124385.51 | 0 | 1 | 1
| 8301 |  |  |  | 0 | 0 |  |  |  | 25207.57 | 0 |  |  |  | 751981.48 | 0 |  |  |  | 0 | 0 |  |  |  | 0 | 0 |  |  |  | 0 | 0 | 1
| 8302 |  |  |  | 0 | 0 |  |  |  | 29826.57 | 0 |  |  |  | 78542 | 0 |  |  |  | 0 | 0 |  |  |  | 0 | 0 |  |  |  | 3088.34 | 0 | 1 | 1
| 8303 |  |  |  | 0 | 0 |  |  |  | 15102.37 | 0 |  |  |  | 827522.16 | 0 |  |  |  | 0 | 0 |  |  |  | 0 | 0 |  |  |  | 0 | 0 | 1
| 8304 |  |  |  | 0 | 0 |  |  |  | 0 | 0 |  |  |  | 371041.17 | 0 |  |  |  | 0 | 0 |  |  |  | 0 | 0 |  |  |  | 0 | 0 | 1
| 8305 |  |  |  | 0 | 0 |  |  |  | 25365.89 | 0 |  |  |  | 1061135.51 | 0 |  |  |  | 0 | 0 |  |  |  | 0 | 0 |  |  |  | 28182.95 | 0 | 1 | 1
| 8306 |  |  |  | 0 | 0 |  |  |  | 21039.47 | 0 |  |  |  | 2287437.47 | 0 |  |  |  | 0 | 0 |  |  |  | 0 | 0 |  |  |  | 114209.7 | 0 | 1 | 1
| 8308 |  |  |  | 0 | 0 |  |  |  | 1022.11 | 0 |  |  |  | 25028.37 | 0 |  |  |  | 0 | 0 |  |  |  | 0 | 0 |  |  |  | 8980.19 | 0 | 1 | 1
| 8310 |  |  |  | 0 | 0 |  |  |  | 5398.48 | 0 |  |  |  | 226460.04 | 0 |  |  |  | 0 | 0 |  |  |  | 0 | 0 |  |  |  | 0 | 0 | 1
| 8311 |  |  |  | 0 | 0 |  |  |  | 4899.46 | 0 |  |  |  | 229184.55 | 0 |  |  |  | 0 | 0 |  |  |  | 0 | 0 |  |  |  | 0 | 0 | 1
| 8312 |  |  |  | 532.24 | 0 |  |  |  | 1599.85 | 0 |  |  |  | 12970.05 | 0 |  |  |  | 0 | 0 |  |  |  | 0 | 0 |  |  |  | 0 | 0 | 1
| 8314 |  |  |  | 0 | 0 |  |  |  | 112387.92 | 0 |  |  |  | 2464390.93 | 0 |  |  |  | 0 | 0 |  |  |  | 0 | 0 |  |  |  | 0 | 0 | 1
| 8320 |  |  |  | 0 | 0 |  |  |  | 0 | 0 |  |  |  | 45594.34 | 0 |  |  |  | 0 | 0 |  |  |  | 0 | 0 |  |  |  | 15875.15 | 0 | 1 | 1
| 8321 |  |  |  | 0 | 0 |  |  |  | 0 | 0 |  |  |  | 11754.55 | 0 |  |  |  | 0 | 0 |  |  |  | 0 | 0 |  |  |  | 0 | 0 | 1
| 8322 |  |  |  | 0 | 0 |  |  |  | 0 | 0 |  |  |  | 41025.07 | 0 |  |  |  | 0 | 0 |  |  |  | 0 | 0 |  |  |  | 0 | 0 | 1
| 8323 |  |  |  | 0 | 0 |  |  |  | 0 | 0 |  |  |  | 8814.14 | 0 |  |  |  | 0 | 0 |  |  |  | 0 | 0 |  |  |  | 0 | 0 | 1
| 8324 |  |  |  | 0 | 0 |  |  |  | 0 | 0 |  |  |  | 39130.43 | 0 |  |  |  | 0 | 0 |  |  |  | 0 | 0 |  |  |  | 0 | 0 | 1
| 8325 |  |  |  | 0 | 0 |  |  |  | 0 | 0 |  |  |  | 119703.79 | 0 |  |  |  | 0 | 0 |  |  |  | 0 | 0 |  |  |  | 0 | 0 | 1
| 8326 |  |  |  | 0 | 0 |  |  |  | 0 | 0 |  |  |  | 83149.77 | 0 |  |  |  | 0 | 0 |  |  |  | 0 | 0 |  |  |  | 0 | 0 | 1
| 8327 |  |  |  | 0 | 0 |  |  |  | 0 | 0 |  |  |  | 74084.9 | 0 |  |  |  | 0 | 0 |  |  |  | 0 | 0 |  |  |  | 0 | 0 | 1
| 8339 |  |  |  | 0 | 0 |  |  |  | 10350.49 | 0 |  |  |  | 8151.58 | 0 |  |  |  | 0 | 0 |  |  |  | 0 | 0 |  |  |  | 0 | 0 | 1
| 8340 |  |  |  | 0 | 0 |  |  |  | 42538.11 | 0 |  |  |  | 654011.69 | 0 |  |  |  | 0 | 0 |  |  |  | 0 | 0 |  |  |  | 0 | 0 | 1
| 8342 |  |  |  | 51171.62 | 0 |  |  |  | 1223084.83 | 0 |  |  |  | 10876323.64 | 0 |  |  |  | 0 | 0 |  |  |  | 0 | 0 |  |  |  | 359006.03 | 0 | 1 | 1
| 8343 |  |  |  | 20960.51 | 0 |  |  |  | 1295574.83 | 0 |  |  |  | 16173022.02 | 0 |  |  |  | 0 | 0 |  |  |  | 0 | 0 |  |  |  | 165756.2 | 0 | 1 | 1
| 8344 |  |  |  | 12178.56 | 0 |  |  |  | 143764.33 | 0 |  |  |  | 2017154.23 | 0 |  |  |  | 0 | 0 |  |  |  | 0 | 0 |  |  |  | 6599.11 | 0 | 1 | 1
| 8345 |  |  |  | 222599.95 | 0 |  |  |  | 930666.23 | 0 |  |  |  | 12795163.79 | 0 |  |  |  | 0 | 0 |  |  |  | 0 | 0 |  |  |  | 5940.9 | 0 | 1 | 1
| 8346 |  |  |  | 0 | 0 |  |  |  | 4398451.51 | 0 |  |  |  | 16236483.11 | 0 |  |  |  | 0 | 0 |  |  |  | 0 | 0 |  |  |  | 0 | 0 | 1
| 8347 |  |  |  | 560578.85 | 0 |  |  |  | 844656.49 | 0 |  |  |  | 11267214.08 | 0 |  |  |  | 0 | 0 |  |  |  | 0 | 0 |  |  |  | 20876.4 | 0 | 1 | 1
| 8348 |  |  |  | 40719.87 | 0 |  |  |  | 307859.23 | 0 |  |  |  | 17249029.9 | 0 |  |  |  | 2413.95 | 0 |  |  |  | 52479.84 | 0 |  |  |  | 1377727.54 | 0 | 1 | 1
| 8351 |  |  |  | 119.93 | 0 |  |  |  | 4439.62 | 0 |  |  |  | 696181.35 | 0 |  |  |  | 0 | 0 |  |  |  | 0 | 0 |  |  |  | 0 | 0 | 1
| 8353 |  |  |  | 0 | 0 |  |  |  | 0 | 0 |  |  |  | 151192.72 | 0 |  |  |  | 0 | 0 |  |  |  | 0 | 0 |  |  |  | 0 | 0 | 1
| 8354 |  |  |  | 0 | 0 |  |  |  | 78654.66 | 0 |  |  |  | 1082685.75 | 0 |  |  |  | 0 | 0 |  |  |  | 0 | 0 |  |  |  | 0 | 0 | 1
| 8357 |  |  |  | 0 | 0 |  |  |  | 5169.82 | 0 |  |  |  | 1098303.85 | 0 |  |  |  | 0 | 0 |  |  |  | 0 | 0 |  |  |  | 0 | 0 | 1
| 8359 |  |  |  | 0 | 0 |  |  |  | 0 | 0 |  |  |  | 53697.98 | 0 |  |  |  | 0 | 0 |  |  |  | 0 | 0 |  |  |  | 0 | 0 | 1
| 8361 |  |  |  | 91119.23 | 0 |  |  |  | 1641130.56 | 0 |  |  |  | 4788018.87 | 0 |  |  |  | 0 | 0 |  |  |  | 109789.79 | 0 |  |  |  | 0 | 0 | 1 | 1
| 8362 |  |  |  | 0 | 0 |  |  |  | 128639.84 | 0 |  |  |  | 491674.41 | 0 |  |  |  | 0 | 0 |  |  |  | 0 | 0 |  |  |  | 0 | 0 | 1
| 8364 |  |  |  | 0 | 0 |  |  |  | 0 | 0 |  |  |  | 0 | 0 |  |  |  | 0 | 0 |  |  |  | 0 | 0 |  |  |  | 0 | 0 | 1
| 8366 |  |  |  | 0 | 0 |  |  |  | 38734.33 | 0 |  |  |  | 12643.64 | 0 |  |  |  | 0 | 0 |  |  |  | 0 | 0 |  |  |  | 0 | 0 | 1
| 8367 |  |  |  | 0 | 0 |  |  |  | 39961276.19 | 0 |  |  |  | 135820363.98 | 0 |  |  |  | 0 | 0 |  |  |  | 0 | 0 |  |  |  | 0 | 0 | 1
| 8369 |  |  |  | 0 | 0 |  |  |  | 93373929.02 | 0 |  |  |  | 111627932.71 | 0 |  |  |  | 0 | 0 |  |  |  | 0 | 0 |  |  |  | 0 | 0 | 1
| 8370 |  |  |  | 0 | 0 |  |  |  | 790435.74 | 0 |  |  |  | 4014370.61 | 0 |  |  |  | 0 | 0 |  |  |  | 0 | 0 |  |  |  | 0 | 0 | 1
| 8372 |  |  |  | 0 | 0 |  |  |  | 11876357.88 | 0 |  |  |  | 19288758.01 | 0 |  |  |  | 0 | 0 |  |  |  | 0 | 0 |  |  |  | 0 | 0 | 1
| 8373 |  |  |  | 0 | 0 |  |  |  | 471546.28 | 0 |  |  |  | 69402.38 | 0 |  |  |  | 0 | 0 |  |  |  | 0 | 0 |  |  |  | 0 | 0 | 1
| 8502 |  |  |  | 0 | 0 |  |  |  | 0 | 0 |  |  |  | 0 | 0 |  |  |  | 0 | 0 |  |  |  | 2408.94 | 0 |  |  |  | 79690.23 | 0 |  | 1
| 8503 |  |  |  | 0 | 0 |  |  |  | 0 | 0 |  |  |  | 0 | 0 |  |  |  | 0 | 0 |  |  |  | 50768.23 | 0 |  |  |  | 247440.36 | 0 |  | 1
| 8504 |  |  |  | 942487.09 | 0 |  |  |  | 0 | 0 |  |  |  | 0 | 0 |  |  |  | 0 | 0 |  |  |  | 610402.43 | 0 |  |  |  | 9120035.42 | 0 | 1 | 1
| 8505 |  |  |  | 0 | 0 |  |  |  | 0 | 0 |  |  |  | 0 | 0 |  |  |  | 9273.31 | 0 |  |  |  | 315960.22 | 0 |  |  |  | 1532871.22 | 0 |  | 1
| 8507 |  |  |  | 0 | 0 |  |  |  | 0 | 0 |  |  |  | 0 | 0 |  |  |  | 7866.9 | 0 |  |  |  | 7027.56 | 0 |  |  |  | 379385.89 | 0 | 1 | 1
| 8509 |  |  |  | 0 | 0 |  |  |  | 0 | 0 |  |  |  | 43288.94 | 0 |  |  |  | 0 | 0 |  |  |  | 11860.16 | 0 |  |  |  | 1294904.26 | 0 |  | 1
| 8510 |  |  |  | 0 | 0 |  |  |  | 0 | 0 |  |  |  | 0 | 0 |  |  |  | 0 | 0 |  |  |  | 5308.61 | 0 |  |  |  | 341042.21 | 0 | 1 | 1
| 8511 |  |  |  | 0 | 0 |  |  |  | 0 | 0 |  |  |  | 128971.73 | 0 |  |  |  | 0 | 0 |  |  |  | 0 | 0 |  |  |  | 87985.94 | 0 |  | 1
| 8512 |  |  |  | 0 | 0 |  |  |  | 0 | 0 |  |  |  | 0 | 0 |  |  |  | 0 | 0 |  |  |  | 0 | 0 |  |  |  | 0 | 0
| 8513 |  |  |  | 0 | 0 |  |  |  | 0 | 0 |  |  |  | 0 | 0 |  |  |  | 0 | 0 |  |  |  | 0 | 0 |  |  |  | -24676.98 | 0 |  | 1
| 8550 |  |  |  | 0 | 0 |  |  |  | 0 | 0 |  |  |  | 0 | 0 |  |  |  | 0 | 0 |  |  |  | 2990.62 | 0 |  |  |  | 1449268.53 | 0 |  | 1
| 8553 |  |  |  | 0 | 0 |  |  |  | 0 | 0 |  |  |  | 0 | 0 |  |  |  | 0 | 0 |  |  |  | 7504.5 | 0 |  |  |  | 72781.68 | 0 |  | 1
| 8555 |  |  |  | 0 | 0 |  |  |  | 0 | 0 |  |  |  | 0 | 0 |  |  |  | 2627.53 | 0 |  |  |  | 0 | 0 |  |  |  | 0 | 0 |  | 1
| 8556 |  |  |  | 0 | 0 |  |  |  | 0 | 0 |  |  |  | 0 | 0 |  |  |  | 8184.45 | 0 |  |  |  | 33628.09 | 0 |  |  |  | 2352067.94 | 0 |  | 1
| 8557 |  |  |  | 0 | 0 |  |  |  | 0 | 0 |  |  |  | 0 | 0 |  |  |  | 5964.82 | 0 |  |  |  | 19739.81 | 0 |  |  |  | 305634.16 | 0 |  | 1
| 8558 |  |  |  | 4670.97 | 0 |  |  |  | 0 | 0 |  |  |  | 0 | 0 |  |  |  | 0 | 0 |  |  |  | 22382.28 | 0 |  |  |  | 368969.9 | 0 | 1 | 1
| 8559 |  |  |  | 0 | 0 |  |  |  | 0 | 0 |  |  |  | 0 | 0 |  |  |  | 0 | 0 |  |  |  | 0 | 0 |  |  |  | 128111.88 | 0 |  | 1
| 8560 |  |  |  | 0 | 0 |  |  |  | 0 | 0 |  |  |  | 0 | 0 |  |  |  | 0 | 0 |  |  |  | 6221.16 | 0 |  |  |  | 0 | 0 |  | 1
| 8567 |  |  |  | 0 | 0 |  |  |  | 0 | 0 |  |  |  | 0 | 0 |  |  |  | 16832.24 | 0 |  |  |  | 18347.38 | 0 |  |  |  | 2152640.31 | 0 |  | 1
| 8637 |  |  |  | 0 | 0 |  |  |  | 0 | 0 |  |  |  | 0 | 0 |  |  |  | 0 | 0 |  |  |  | 0 | 0 |  |  |  | 0 | 0
| 8801 |  |  |  | 0 | 0 |  |  |  | 0 | 0 |  |  |  | 0 | 0 |  |  |  | 0 | 0 |  |  |  | 13247.06 | 0 |  |  |  | 500605.43 | 0 |  | 1
| 8802 |  |  |  | 0 | 0 |  |  |  | 0 | 0 |  |  |  | 0 | 0 |  |  |  | 308987.93 | 0 |  |  |  | 501675.94 | 0 |  |  |  | 8111527.62 | 0 |  | 1
| 8803 |  |  |  | 0 | 0 |  |  |  | 0 | 0 |  |  |  | 0 | 0 |  |  |  | 6393590.33 | 0 |  |  |  | 0 | 0 |  |  |  | 0 | 0 |  | 1
| 8804 |  |  |  | 0 | 0 |  |  |  | 0 | 0 |  |  |  | 0 | 0 |  |  |  | 60389.31 | 0 |  |  |  | 277327.93 | 0 |  |  |  | 11822301.72 | 0 |  | 1
| 8805 |  |  |  | 0 | 0 |  |  |  | 0 | 0 |  |  |  | 0 | 0 |  |  |  | 0 | 0 |  |  |  | 15163.28 | 0 |  |  |  | 309807.49 | 0 |  | 1
| 8807 |  |  |  | 0 | 0 |  |  |  | 0 | 0 |  |  |  | 0 | 0 |  |  |  | 0 | 0 |  |  |  | 17703.25 | 0 |  |  |  | 126572.24 | 0 |  | 1
| 8808 |  |  |  | 0 | 0 |  |  |  | 0 | 0 |  |  |  | 0 | 0 |  |  |  | 0 | 0 |  |  |  | 32070.51 | 0 |  |  |  | 3556677.15 | 0 |  | 1
| 8810 |  |  |  | 1188141.79 | 0 |  |  |  | 0 | 0 |  |  |  | 0 | 0 |  |  |  | 12955.66 | 0 |  |  |  | 777904.88 | 0 |  |  |  | 8016272.82 | 0 | 1 | 1
| 8811 |  |  |  | 0 | 0 |  |  |  | 0 | 0 |  |  |  | 0 | 0 |  |  |  | 0 | 0 |  |  |  | 21202.05 | 0 |  |  |  | 493798.92 | 0 |  | 1
| 8812 |  |  |  | 0 | 0 |  |  |  | 0 | 0 |  |  |  | 0 | 0 |  |  |  | 191.86 | 0 |  |  |  | 10151.54 | 0 |  |  |  | 245774.95 | 0 |  | 1
| 8813 |  |  |  | 0 | 0 |  |  |  | 0 | 0 |  |  |  | 0 | 0 |  |  |  | 0 | 0 |  |  |  | 6771.37 | 0 |  |  |  | 242457.84 | 0 |  | 1
| 8814 |  |  |  | 0 | 0 |  |  |  | 0 | 0 |  |  |  | 0 | 0 |  |  |  | 6049.56 | 0 |  |  |  | 7562.73 | 0 |  |  |  | 610579.21 | 0 |  | 1
| 8817 |  |  |  | 0 | 0 |  |  |  | 0 | 0 |  |  |  | 0 | 0 |  |  |  | 10270.56 | 0 |  |  |  | 2311.84 | 0 |  |  |  | 574395.53 | 0 |  | 1
| 8818 |  |  |  | 0 | 0 |  |  |  | 0 | 0 |  |  |  | 0 | 0 |  |  |  | 0 | 0 |  |  |  | 34558.67 | 0 |  |  |  | 891285.03 | 0 |  | 1
| 8820 |  |  |  | 0 | 0 |  |  |  | 0 | 0 |  |  |  | 0 | 0 |  |  |  | 0 | 0 |  |  |  | 6862.91 | 0 |  |  |  | 451785.14 | 0 |  | 1
| 8822 |  |  |  | 0 | 0 |  |  |  | 0 | 0 |  |  |  | 0 | 0 |  |  |  | 9319.27 | 0 |  |  |  | 0 | 0 |  |  |  | 0 | 0 |  | 1
| 8824 |  |  |  | 0 | 0 |  |  |  | 0 | 0 |  |  |  | 0 | 0 |  |  |  | 0 | 0 |  |  |  | 3354.06 | 0 |  |  |  | 692172.52 | 0 |  | 1
| 8825 |  |  |  | 0 | 0 |  |  |  | 0 | 0 |  |  |  | 0 | 0 |  |  |  | 14155 | 0 |  |  |  | 0 | 0 |  |  |  | 293909.22 | 0 |  | 1
| 8827 |  |  |  | 0 | 0 |  |  |  | 0 | 0 |  |  |  | 0 | 0 |  |  |  | 0 | 0 |  |  |  | 12626.38 | 0 |  |  |  | 37201.15 | 0 |  | 1
| 8829 |  |  |  | 0 | 0 |  |  |  | 0 | 0 |  |  |  | 0 | 0 |  |  |  | 0 | 0 |  |  |  | 46704.53 | 0 |  |  |  | 722545.9 | 0 |  | 1
| 8830 |  |  |  | 0 | 0 |  |  |  | 0 | 0 |  |  |  | 0 | 0 |  |  |  | 0 | 0 |  |  |  | 289007.66 | 0 |  |  |  | 2697952.76 | 0 |  | 1
| 8831 |  |  |  | 0 | 0 |  |  |  | 0 | 0 |  |  |  | 0 | 0 |  |  |  | 0 | 0 |  |  |  | 72649.9 | 0 |  |  |  | 936756.34 | 0 |  | 1
| 8832 |  |  |  | 0 | 0 |  |  |  | 0 | 0 |  |  |  | 0 | 0 |  |  |  | 0 | 0 |  |  |  | 153062.56 | 0 |  |  |  | 2966929.35 | 0 |  | 1
| 8836 |  |  |  | 0 | 0 |  |  |  | 0 | 0 |  |  |  | 0 | 0 |  |  |  | 0 | 0 |  |  |  | 0 | 0 |  |  |  | 473723.67 | 0 | 1 | 1
| 8860 |  |  |  | 0 | 0 |  |  |  | 8110556.42 | 0 |  |  |  | 7540227.06 | 0 |  |  |  | 0 | 0 |  |  |  | 0 | 0 |  |  |  | 0 | 0 | 1
| 8932 |  |  |  | 0 | 0 |  |  |  | 162585.25 | 0 |  |  |  | 13930692.69 | 0 |  |  |  | 0 | 0 |  |  |  | 0 | 0 |  |  |  | 0 | 0 | 1
| 8833 |  |  |  | 0 | 0 |  |  |  | 0 | 0 |  |  |  | 0 | 0 |  |  |  | 0 | 0 |  |  |  | 331030.35 | 0 |  |  |  | 2103878.92 | 0 | 1 | 1
| 8950 |  |  |  | 0 | 0 |  |  |  | 55268.53 | 0 |  |  |  | 942130.02 | 0 |  |  |  | 0 | 0 |  |  |  | 0 | 0 |  |  |  | 0 | 0 | 1
| 8956 |  |  |  | 0 | 0 |  |  |  | 0 | 0 |  |  |  | 0 | 0 |  |  |  | 0 | 0 |  |  |  | 0 | 0 |  |  |  | 26094.15 | 0 | 1 | 1
| 8958 |  |  |  | 51663.37 | 0 |  |  |  | 7758498.28 | 0 |  |  |  | 120773732.88 | 0 |  |  |  | 0 | 0 |  |  |  | 0 | 0 |  |  |  | 0 | 0 | 1
| 8960 |  |  |  | 0 | 0 |  |  |  | 9080688.96 | 0 |  |  |  | 5795943.44 | 0 |  |  |  | 0 | 0 |  |  |  | 0 | 0 |  |  |  | 0 | 0 | 1
| 9009 |  |  |  | 0 | 0 |  |  |  | 0 | 0 |  |  |  | 527315.98 | 0 |  |  |  | 0 | 0 |  |  |  | 0 | 0 |  |  |  | 0 | 0 | 1
| 9010 |  |  |  | 0 | 0 |  |  |  | 0 | 0 |  |  |  | 823.26 | 0 |  |  |  | 0 | 0 |  |  |  | 0 | 0 |  |  |  | 0 | 0
| 9024 |  |  |  | 0 | 0 |  |  |  | 373557.62 | 0 |  |  |  | 0 | 0 |  |  |  | 0 | 0 |  |  |  | 0 | 0 |  |  |  | 0 | 0 | 1
| 9033 |  |  |  | 0 | 0 |  |  |  | 0 | 0 |  |  |  | 0 | 0 |  |  |  | 0 | 0 |  |  |  | 8380.41 | 0 |  |  |  | 0 | 0 | 1 | 1
| 9047 |  |  |  | 0 | 0 |  |  |  | 0 | 0 |  |  |  | 74775490.39 | 0 |  |  |  | 0 | 0 |  |  |  | 0 | 0 |  |  |  | 27426.14 | 0 |  | 1
| 9077 |  |  |  | 0 | 0 |  |  |  | 0 | 0 |  |  |  | 0 | 0 |  |  |  | 0 | 0 |  |  |  | 6298.58 | 0 |  |  |  | 0 | 0 |  | 1
| 9078 |  |  |  | 0 | 0 |  |  |  | 8245.08 | 0 |  |  |  | 0 | 0 |  |  |  | 0 | 0 |  |  |  | 9025.44 | 0 |  |  |  | 0 | 0 | 1 | 1
| 9135 |  |  |  | 0 | 0 |  |  |  | 0 | 0 |  |  |  | 0 | 0 |  |  |  | 0 | 0 |  |  |  | 6953.06 | 0 |  |  |  | 0 | 0 |  | 1
| 9188 |  |  |  | 0 | 0 |  |  |  | 0 | 0 |  |  |  | 0 | 0 |  |  |  | 0 | 0 |  |  |  | 8867.11 | 0 |  |  |  | 0 | 0 |  | 1
| 9201 |  |  |  | 0 | 0 |  |  |  | 0 | 0 |  |  |  | 0 | 0 |  |  |  | 0 | 0 |  |  |  | 0 | 0 |  |  |  | 0 | 0 | 1
| 9203 |  |  |  | 0 | 0 |  |  |  | 0 | 0 |  |  |  | 341890.03 | 0 |  |  |  | 0 | 0 |  |  |  | 0 | 0 |  |  |  | 0 | 0
| 9219 |  |  |  | 8633705.8 | 0 |  |  |  | 45882.73 | 0 |  |  |  | 0 | 0 |  |  |  | 0 | 0 |  |  |  | 0 | 0 |  |  |  | 0 | 0 | 1
| 9221 |  |  |  | 0 | 0 |  |  |  | 0 | 0 |  |  |  | 1509814.62 | 0 |  |  |  | 0 | 0 |  |  |  | 0 | 0 |  |  |  | 0 | 0
| 9231 |  |  |  | 0 | 0 |  |  |  | 0 | 0 |  |  |  | 0 | 0 |  |  |  | 0 | 0 |  |  |  | 9257.05 | 0 |  |  |  | 85363.03 | 0 |  | 1
| 9235 |  |  |  | 0 | 0 |  |  |  | 0 | 0 |  |  |  | 0 | 0 |  |  |  | 0 | 0 |  |  |  | 184314.51 | 0 |  |  |  | 0 | 0 | 1 | 1
| 9243 |  |  |  | 0 | 0 |  |  |  | 375557.59 | 0 |  |  |  | 2962531.52 | 0 |  |  |  | 0 | 0 |  |  |  | 0 | 0 |  |  |  | 0 | 0 | 1
| 9285 |  |  |  | 0 | 0 |  |  |  | 0 | 0 |  |  |  | 0 | 0 |  |  |  | 0 | 0 |  |  |  | 0 | 0 |  |  |  | 0 | 0
| 9287 |  |  |  | 0 | 0 |  |  |  | 12868.55 | 0 |  |  |  | 0 | 0 |  |  |  | 0 | 0 |  |  |  | 0 | 0 |  |  |  | 0 | 0 | 1
| 9297 |  |  |  | 0 | 0 |  |  |  | 0 | 0 |  |  |  | 0 | 0 |  |  |  | 0 | 0 |  |  |  | 384078.79 | 0 |  |  |  | 0 | 0 | 1 | 1
| 9300 |  |  |  | 0 | 0 |  |  |  | 0 | 0 |  |  |  | 9775.46 | 0 |  |  |  | 0 | 0 |  |  |  | 0 | 0 |  |  |  | 51730.04 | 0 |  | 1
| 9304 |  |  |  | 0 | 0 |  |  |  | 0 | 0 |  |  |  | 0 | 0 |  |  |  | 0 | 0 |  |  |  | 0 | 0 |  |  |  | 8043.74 | 0 |  | 1
| 9310 |  |  |  | 327843.66 | 0 |  |  |  | 0 | 0 |  |  |  | 0 | 0 |  |  |  | 89785.99 | 0 |  |  |  | 0 | 0 |  |  |  | -12896.77 | 0 | 1 | 1
| 9330 |  |  |  | 0 | 0 |  |  |  | 0 | 0 |  |  |  | 108737.06 | 0 |  |  |  | 0 | 0 |  |  |  | 0 | 0 |  |  |  | 229402.23 | 0 | 1 | 1
| 9339 |  |  |  | 0 | 0 |  |  |  | 0 | 0 |  |  |  | 14912.55 | 0 |  |  |  | 0 | 0 |  |  |  | 0 | 0 |  |  |  | 0 | 0
| 9430 |  |  |  | 0 | 0 |  |  |  | 0 | 0 |  |  |  | 0 | 0 |  |  |  | 0 | 0 |  |  |  | 10623.3 | 0 |  |  |  | 0 | 0 |  | 1
| 9440 |  |  |  | 0 | 0 |  |  |  | 8929.19 | 0 |  |  |  | 0 | 0 |  |  |  | 0 | 0 |  |  |  | 3179.01 | 0 |  |  |  | 0 | 0 | 1 | 1
| 9522 |  |  |  | 0 | 0 |  |  |  | 0 | 0 |  |  |  | 0 | 0 |  |  |  | 0 | 0 |  |  |  | 0 | 0 |  |  |  | 3047.11 | 0 |  | 1
| 9557 |  |  |  | 0 | 0 |  |  |  | 0 | 0 |  |  |  | 0 | 0 |  |  |  | 0 | 0 |  |  |  | 0 | 0 |  |  |  | 12709.01 | 0 |  | 1
| 9597 |  |  |  | 0 | 0 |  |  |  | 0 | 0 |  |  |  | 0 | 0 |  |  |  | 0 | 0 |  |  |  | 0 | 0 |  |  |  | 0 | 0
| 9621 |  |  |  | 0 | 0 |  |  |  | 0 | 0 |  |  |  | 0 | 0 |  |  |  | 0 | 0 |  |  |  | 137972.56 | 0 |  |  |  | 0 | 0 |  | 1
| 9651 |  |  |  | 0 | 0 |  |  |  | 0 | 0 |  |  |  | 0 | 0 |  |  |  | 0 | 0 |  |  |  | 65408.06 | 0 |  |  |  | 0 | 0 |  | 1
| 9679 |  |  |  | 0 | 0 |  |  |  | 0 | 0 |  |  |  | 0 | 0 |  |  |  | 0 | 0 |  |  |  | 35107.24 | 0 |  |  |  | 0 | 0 |  | 1
| 9805 |  |  |  | 0 | 0 |  |  |  | 0 | 0 |  |  |  | 0 | 0 |  |  |  | 0 | 0 |  |  |  | 75708.13 | 0 |  |  |  | 0 | 0 |  | 1
| 9900 |  |  |  | 631.39 | 0 |  |  |  | 0 | 0 |  |  |  | 0 | 0 |  |  |  | 4313.29 | 0 |  |  |  | 0 | 0 |  |  |  | 0 | 0 | 1 | 1
| 9999 |  |  |  | 0 | 0 |  |  |  | 0 | 0 |  |  |  | 0 | 0 |  |  |  | 0 | 0 |  |  |  | 0 | 0 |  |  |  | 0 | 0 | 1
| INTERNALORDER |  |  |  | 0 | 0 |  |  |  | 0 | 0 |  |  |  | 1867.72 | 0 |  |  |  | 0 | 0 |  |  |  | 0 | 0 |  |  |  | 0 | 0 | 1
|  | 27907364.213 | 18481459.2755 | 8183.3716 | 343230095.29 |  | 318343595.7695 | 244575704.0519 | 248804.8487 | 983751072.6502 |  | 2178129358.6626 | 1671118584.6494 | 3478103.3417 | 6072137167.2038 |  | 0 | 0 | 0 | 126028197.32 |  | -19956.938 | 27728.058 | 0 | 696502261.59 |  | 974985.8776 | 4281100.2824 | 0 | 2727819402.23
[5 empty] | 343230095.29 |  |  |  |  | 983751072.65 |  |  |  |  | 6072137167.21 |  |  |  |  | 126028197.32 |  |  |  |  | 696502261.59 |  |  |  |  | 2727819402.23
[5 empty] | -1.7881e-07 |  |  |  |  | 0.00018644 |  |  |  |  | -0.0062246 |  |  |  |  | 0 | 0 |  |  |  | 0 |  |  |  |  | 0

## AH Data Pivot (hidden)
Sum of activity_cost |  | Prime Acct
asset_location | ext_asset_location | 350 | 352 | 353 | 360 | 361 | 362 | Grand Total
1000 - DIV MTCE / OVERHAUL MNGT | 1000 |  |  | 6285.26 |  |  | 227.09 | 6512.35
1250 - MOUNTAINVIEW POWER-COMMON | 1250 |  |  | 27266420.25 |  |  |  | 27266420.25
1451 - EDISON ITAC | 1451 |  |  | 35854.54 |  |  |  | 35854.54
1610 - HUNTINGTON BCH GEN STATN | 1610 | [5 empty] | 126168.97 | 126168.97
1860 - PALOVERDE NUCL GEN PLT-U1 | 1860 |  |  | 2597299.38 |  |  |  | 2597299.38
1864 - PALO VERDE-UNIT 2 | 1864 |  |  | 2488613.54 |  |  |  | 2488613.54
1866 - PALO VERDE-UNIT 3 | 1866 |  |  | 5007636.41 |  |  |  | 5007636.41
1867 - PALOVERDE-COMMON 1,2,3 | 1867 | 7766 |  | 2722615.76 |  |  | 0 | 2730381.76
1869 - PALOVERDE-SWITCHYARD | 1869 |  | 2465520.09 | 7901074.34 |  |  |  | 10366594.43
1870 - PV UNIT 1-INCREMENTAL | 1870 |  |  | 194958.65 |  |  |  | 194958.65
1999 - SAN BRDNO-220 KV SWTCHYRD | 1999 | 9323.01 | 313507.98 | 3827703.98 |  |  |  | 4150534.97
2110 - HUNTINGTON LK(FP2175) | 2110 | [5 empty] | 61855.12 | 61855.12
2120 - SHAVER LAKE (FP 67) | 2120 | [5 empty] | 56092.58 | 56092.58
2150 - MAMMOTH POOL LAKE-FP 2085 | 2150 |  |  | 24015.6 |  |  |  | 24015.6
2202 - BIG CREEK CANYON | 2202 |  |  | 1641021.78 |  |  | 99245.03 | 1740266.81
2211 - BIG CREEK NO.1 | 2211 |  | 264411.6 | 9196245.63 |  | 0 | 19881.73 | 9480538.96
2212 - BIG CREEK NO.2 | 2212 |  |  | 1516245.82 |  |  |  | 1516245.82
2229 - BIG CREEK NO.8 | 2229 |  | 282649.01 | 3159148.33 |  |  | 0 | 3441797.34
2230 - BIG CREEK NO.3 | 2230 |  | 2536133.46 | 18221269.69 |  |  | 271299.11 | 21028702.26
2234 - BIG CREEK NO.2A | 2234 |  |  | 1031433.83 |  |  | 46173.16 | 1077606.99
2236 - BIG CREEK NO.4 | 2236 |  | 43064.15 | 4684167.63 |  |  |  | 4727231.78
2237 - PORTAL POWER PLANT | 2237 |  |  | 68245.7 |  |  | 26635.75 | 94881.45
2238 - MAMMOTH POOL | 2238 |  |  | 2840762.29 |  |  | 91292.52 | 2932054.81
2239 - EASTWOOD POWER STATION | 2239 |  | 627754 | 4940310.55 |  | 0 | 0 | 5568064.55
2260 - TIMBERWINE SUBSTATION | 2260 |  |  |  |  | 1249353.48 | 3223039.97 | 4472393.45
2300 - HYDRO PRODUCTION | 2300 |  |  | 10366.79 |  |  |  | 10366.79
2301 - SNTA ANA RV&MILL CRK CNYN | 2301 |  |  | 421923.88 |  |  |  | 421923.88
2303 - LYTLE CRK&SN ANTONIO CNYN | 2303 |  |  | 140225.87 |  |  |  | 140225.87
2304 - EAST END HYDRO SHP FACLTY | 2304 |  |  |  |  | 9117.44 |  | 9117.44
2305 - KERN RIVER CANYON | 2305 |  |  | 692139.9 |  |  |  | 692139.9
2307 - KAWEAH RIVER CANYON | 2307 |  |  | 572929.49 |  |  |  | 572929.49
2309 - SAN GORGONIO CANYON | 2309 |  |  | 193975.41 |  |  |  | 193975.41
2313 - KERN RIVER NO.1 | 2313 |  | 4183.66 | 589036.37 |  |  | 49836.37 | 643056.4
2314 - BOREL | 2314 |  | 1382.76 | 259590.77 |  |  | 0 | 260973.53
2315 - SANTA ANA NO.1 | 2315 |  |  | 36406.2 |  |  | 85969.09 | 122375.29
2317 - SANTA ANA NO.3 | 2317 |  |  | 14929.96 |  | 63897.87 | 594023.31 | 672851.14
2318 - MILL CREEK NO.1 | 2318 | 1463.92 |  | 7315.87 |  |  | 7591.3 | 16371.09
2319 - MILL CREEK NO.2&3 | 2319 |  |  | 52080.43 | 4.49 |  | 5763.54 | 57848.46
2320 - LYTLE CREEK NO.1 | 2320 | [5 empty] | 47966.57 | 47966.57
2324 - KAWEAH NO.1 | 2324 |  |  | 48506.83 |  |  | 11648.77 | 60155.6
2325 - KAWEAH NO.2 | 2325 |  | 2694.37 | 49125.88 |  |  |  | 51820.25
2326 - KAWEAH NO.3 | 2326 |  |  | 57268.82 |  |  |  | 57268.82
2327 - LOWER TULE RIVER | 2327 |  |  | 50833.83 |  |  | 70031.02 | 120864.85
2328 - KERN RIVER NO.3 | 2328 |  |  | 460723.19 |  |  | 1520052.62 | 1980775.81
2331 - ONTARIO NO.1 | 2331 |  |  | 205914.2 |  |  |  | 205914.2
2500 - EASTERN HYDRO REGION | 2500 |  | 7254.01 | 0 |  |  | 110232.54 | 117486.55
2501 - BISHOP CREEK CANYON | 2501 |  |  | 705803.76 |  |  |  | 705803.76
2503 - MONO BASIN | 2503 |  |  | 196343.73 |  |  |  | 196343.73
2510 - LUNDY | 2510 |  |  | 61602.77 |  |  | 33239.94 | 94842.71
2512 - POOLE | 2512 |  |  | 120052.25 |  |  | 243.99 | 120296.24
2514 - RUSH CREEK | 2514 |  |  | 175911.85 |  |  | 96338.43 | 272250.28
2522 - BISHOP CREEK NO.2 | 2522 |  |  | 80486.63 |  |  | 54800.47 | 135287.1
2523 - BISHOP CREEK NO.3 | 2523 |  |  | 1841376.72 |  |  | 243.99 | 1841620.71
2524 - BISHOP CREEK NO.4 | 2524 |  |  | 86641.32 |  |  | 1002880.76 | 1089522.08
2525 - BISHOP CREEK NO.5 | 2525 |  |  | 43037.46 |  |  | 36610.31 | 79647.77
2526 - BISHOP CREEK NO.6 | 2526 |  |  | 39097.75 |  |  | 25967.76 | 65065.51
2553 - FISH LAKE VALLEY METERING | 2553 |  | 1342.64 | 12150.29 |  |  |  | 13492.93
2556 - CONTROL STATION | 2556 |  | 1598258.74 | 15357249.44 |  | 0 | 0 | 16955508.18
2557 - CASA DIABLO | 2557 | 2118.52 | 290687.31 | 4738171.62 |  |  | 569515.52 | 5600492.97
2560 - LUNDY | 2560 |  | 317627.03 | 5755226.88 |  |  | 12268.54 | 6085122.45
2561 - LEE VINING | 2561 | 343.51 | 261722.47 | 2099225.34 |  |  | 41579.06 | 2402870.38
2570 - INYO | 2570 |  | 287755.16 | 4197276.42 |  |  | 13269.36 | 4498300.94
2571 - SHERWIN | 2571 |  | 100771.55 | 1207512.47 |  |  | 97742.58 | 1406026.6
2580 - BRIDGEPORT (OLD) | 2580 |  |  |  | 137.96 | 1412.22 | 6428.59 | 7978.77
2582 - ZACK | 2582 | 400881.36 |  | 655405.8 | 7434.47 | 617926.24 | 9323883.75 | 11005531.62
2583 - JUNE LAKE | 2583 |  |  |  |  | 16176.39 | 792337.16 | 808513.55
2587 - SKILAND (MAMMOTH LAKE) SUBSTATION | 2587 |  | 129612.04 |  |  |  |  | 129612.04
2589 - DEEP SPRINGS | 2589 |  |  |  |  | 1190.77 | 129418.25 | 130609.02
2594 - WHITE MOUNTAIN RADIO | 2594 |  |  | 0 |  | 0 | 2232538.74 | 2232538.74
2598 - MT. TOM | 2598 |  |  | -229.7 |  | 46012.65 | 4194459.95 | 4240242.9
2604 - MORGAN | 2604 | [5 empty] | 57327.51 | 57327.51
2609 - TIMBERWINE | 2609 | [5 empty] | 1660992.12 | 1660992.12
2610 - BRIDGEPORT | 2610 |  |  | 0 | 24260.5 | 137911.99 | 732574.99 | 894747.48
2611 - SKILAND | 2611 |  |  |  | 62994.73 | 186428.47 | 1971253.07 | 2220676.27
2612 - MINARET | 2612 |  |  | 0 |  | 56385.07 | 790611.14 | 846996.21
3020 - ELLWD ENGY SPPT FAC-GS TB | 3020 |  |  | 0 |  |  | 9065.03 | 9065.03
3064 - CATALINA ISLAND-DIESEL | 3064 |  |  |  |  | 9732016.32 | 9464809.25 | 19196825.57
3393 - CLWTR COMG CYCLE GEN STN | 3393 |  |  | 0 |  | 175075.09 |  | 175075.09
3717 - DAF INDAL 500KW WND TURBN | 3717 | 714.16 | [5 empty] | 714.16
4000 - TRANSMISSION CONST & MTCE | 4000 |  |  |  |  | 10186.2 | 0 | 10186.2
4026 - MIDWAY-VINCENT LINES 1&2 | 4026 | 2910822.12 | 8464.15 | 27104.88 |  |  |  | 2946391.15
4031 - DWP-EDSN CELILO-SYLMR CA | 4031 |  | 95840.85 |  |  |  |  | 95840.85
4034 - DWP-EDSN CELILO-SYLMR NV | 4034 |  | 540.83 |  |  |  |  | 540.83
4045 - PARDEE-SYLMAR LNES 1&2 | 4045 | 187212.85 | 26420.53 |  |  |  |  | 213633.38
4046 - EAGLE ROCK-SYLMAR LNE | 4046 | 186657 | [5 empty] | 186657
4059 - PARDEE-VINCENT LINE CONST | 4059 | 13001.63 | [5 empty] | 13001.63
4070 - RIO HONDO-VINCENT LN 2 | 4070 | 61040.14 | [5 empty] | 61040.14
4101 - MANY TRANSMISSION LINES | 4101 | 1539567.6 | 303115.92 | 98474.79 |  |  |  | 1941158.31
4102 - COGEN/RENEWABLE ENERGY SO | 4102 | 1466127.54 | [5 empty] | 1466127.54
4103 - ISO 66KV LINES | 4103 | 1059.84 | [5 empty] | 1059.84
4104 - DEVERS-HINS LN, OTHERS | 4104 | 1331368.26 |  | 51006.07 |  |  |  | 1382374.33
4105 - 33 AND 66 KV LINES | 4105 | 32631622.54 | 1720156.61 | 1071634.42 | 689532.7 |  |  | 36112946.27
4106 - COGEN/RENEW ENGY SOURCES | 4106 | 563121.1 | [5 empty] | 563121.1
4107 - ANTELOPE/MESA LINE, OTHER | 4107 | 4267463.06 | 310267.51 |  |  |  |  | 4577730.57
4108 - CHINO-SERRANO/SN ONFRE LN | 4108 | 8072177.94 | 3985064.83 |  |  |  |  | 12057242.77
4111 - BIG CRK 3-BIG CRK 4 | 4111 | 1943.63 | [5 empty] | 1943.63
4113 - BIGCRK-SPRGVL, MGDN-SPRGV | 4113 | 793530.91 | [5 empty] | 793530.91
4114 - ALAMITOS-MESA LN, OTHERS | 4114 | 3210534.23 | 566487.08 | 661181.77 |  |  |  | 4438203.08
4115 - HINSON-LIGHTHIPE 1&2 | 4115 | 1607024.14 | 531634.83 | 2148.68 |  |  |  | 2140807.65
4116 - HINSON-LAFRESA, OTHERS | 4116 | 3594552.46 | 162282.44 | 2064.92 |  |  |  | 3758899.82
4117 - ELDRDO-CIMA-PISGAH LN1,2 | 4117 | 1004388.72 | 7083.96 | 12857.19 |  |  |  | 1024329.87
4118 - MRA LMA-VLL PK LNS, OTHR | 4118 | 5611464.45 | 86460.73 | 2259.8 |  |  |  | 5700184.98
4119 - CENTER-MESA LN, OTHERS | 4119 | 2101336.62 | 47544.75 | 100.89 |  |  |  | 2148982.26
4120 - ALAMITOS-CENTER, OTHERS | 4120 | 4271232.36 | 292991.24 | 3380 |  |  |  | 4567603.6
4121 - BIG CREEK 4-SPRNGVLL-MGDN | 4121 | 281783.83 | [5 empty] | 281783.83
4123 - LUGO-VINCENT LNES 1&2 | 4123 | 1749466.44 |  | 16632.95 |  |  |  | 1766099.39
4124 - BIG CRK 1-CMP TEN-..-PRTL | 4124 | 485.44 | [5 empty] | 485.44
4125 - GOLETA-SNTA CLARA, OTHERS | 4125 | 11507440.97 | 1064842.5 | 1918.11 |  |  |  | 12574201.58
4127 - NORTH BOULDER-MEAD, OTHER | 4127 | 19842.47 | [5 empty] | 19842.47
4129 - KERN RIVER3-VESTAL 66 KV | 4129 | 34936.5 | [5 empty] | 34936.5
4130 - MOHAVE-LUGO 500KV | 4130 | 157989.61 | [5 empty] | 157989.61
4132 - CUMMINGS-KERBN RIV1, OTHE | 4132 | 3146.16 | [5 empty] | 3146.16
4133 - BOREL-...-WALKER 66KV LN | 4133 | 50019.56 | [5 empty] | 50019.56
4135 - LUGO-VICTOR LNS, OTHER | 4135 | 2205292.63 | 625.6 |  |  |  |  | 2205918.23
4136 - LUGO-ELDORADO LN | 4136 | 1330373 | [5 empty] | 1330373
4137 - LUGO-ELDORADO LN | 4137 | 16589.08 | [5 empty] | 16589.08
4138 - LUGO-MIRA LOMA 2&3 | 4138 | 9588512.04 | 360190.35 | 98.19 |  |  |  | 9948800.58
4139 - SPRGVLL-TULE 66KV LN | 4139 | 516.81 | [5 empty] | 516.81
4140 - MOHAVE-LUGO 500 KV LN | 4140 | 278111.81 | [5 empty] | 278111.81
4141 - MOHAVE-ELDORADO LN | 4141 | 76199.12 | [5 empty] | 76199.12
4142 - BOREL-WELDON 66KV LN | 4142 | 25409.4 | [5 empty] | 25409.4
4143 - ELDORADO-BORDER 500 KV LN | 4143 | 6166.88 | [5 empty] | 6166.88
4144 - ELDORADO-MEAD LNS 1&2 | 4144 | 9993.51 | [5 empty] | 9993.51
4147 - VINCENT-PARDEE LN 2 | 4147 | 3884037.46 |  | 1880.02 |  |  |  | 3885917.48
4148 - MIRA LOMA-SERRANO LN | 4148 | 1695890.52 | [5 empty] | 1695890.52
4149 - SANTA ANA LNS 1,2,3 | 4149 | 232 | [5 empty] | 232
4153 - VINCENT-PEARBLOSSOM LN | 4153 | 309032.19 | [5 empty] | 309032.19
4154 - LUGO-VICTORVLL EDSON-DWP | 4154 | 748911.72 | [5 empty] | 748911.72
4155 - MIDWAY-VINCENT LN 3 | 4155 | 5825616.03 | [5 empty] | 5825616.03
4156 - ELLIS-SANTIAGO LNS 1,2 | 4156 | 12019807.72 | [5 empty] | 12019807.72
4157 - RIO HONDO-VINCENT NO. 2 220/500KV | 4157 | 1139771.32 | 18610.49 |  |  |  |  | 1158381.81
4158 - LUCERNE-LUGO/MIRA LOMA LN | 4158 | 498252.05 | [5 empty] | 498252.05
4166 - BIG CRK 2-BIG CRK 8 | 4166 | -63110.26 | [5 empty] | -63110.26
4168 - BIG CRK 3-MAMMOTH POOL | 4168 | 4331.19 | [5 empty] | 4331.19
4169 - BIG CRK 1-RECTOR, OTHER | 4169 | 11790588.69 |  | 2701.36 |  |  |  | 11793290.05
4185 - DEVERS-PALO VERDE | 4185 | 14776949.75 | [5 empty] | 14776949.75
4186 - DEVERS-PALO VERDE | 4186 | 1193710.35 | [5 empty] | 1193710.35
4187 - DEVERS-VALLEY LNS 1,2 | 4187 | 10441138.91 | [5 empty] | 10441138.91
4188 - SERRANO-VALLEY LN | 4188 | 2855109.31 | 38108.66 |  |  |  |  | 2893217.97
4189 - SERRANO-VILLA PK LN 1,2,3 | 4189 | 78247.82 | [5 empty] | 78247.82
4200 - VARIOUS 66KV LINES | 4200 | 753427.46 | 4557226.34 | 358070.68 |  |  |  | 5668724.48
4201 - MAGUNDEN-PASTORIA | 4201 |  | 112468.14 |  |  |  |  | 112468.14
4205- SSAN JOAQUIN REGION 66KV | 4205 |  | 523587.03 | 23446.3 |  |  |  | 547033.33
4207 - E.MAGUNDEN-ANTELOPE 220KV | 4207 |  | 25798.08 |  |  |  |  | 25798.08
4211 - BIG CREEK #3/#4 220KV LIN | 4211 |  | 3150.43 |  |  |  |  | 3150.43
4213 - BIG CREEK 3-SPRNGVL-MGNDN | 4213 |  | 23988.55 |  |  |  |  | 23988.55
4221 - BIG CREEK 4-MGNDN 220KV | 4221 |  | 55313.69 | 1.38 |  |  |  | 55315.07
4268 - BIG CREEK 3-MAMMOTH POOL | 4268 |  | 523514.51 |  |  |  |  | 523514.51
4269 - RECTOR-VESTAL #2 220KV | 4269 |  | 692659.96 | 0 |  |  |  | 692659.96
4288 - BIG CREEK4-SPRNGVL-MGNDN | 4288 |  | 8042.2 |  |  |  |  | 8042.2
4300 - MET T/S REGION | 4300 |  | 131348.09 | 14695.55 |  |  |  | 146043.64
4301 - EAGLE ROCK-MESA 220 KV LN | 4301 |  | 287.63 |  |  |  |  | 287.63
4305 - ALL 66KV T/L-METRO REGION | 4305 |  | 4028032.4 | 0 |  |  |  | 4028032.4
4307 - ANTELOPE-MESA 220 KV LN | 4307 |  | 28942.13 | 0 |  |  |  | 28942.13
4318 - CHINO-VILLA PARK 220KV LN | 4318 |  | 25912.68 |  |  |  | 0 | 25912.68
4319 - CENTER-MESA 220KV LN | 4319 |  | 6372.19 | 0 |  |  |  | 6372.19
4325 - MESA VINCENT No 2 220 Kv LINE | 4325 |  | 10730.61 |  |  |  |  | 10730.61
4348 - MIRA LOMA-SERRANO# 1&2 500KV | 4348 | 4349.14 | [5 empty] | 4349.14
4360 - MIRA LOMA - VINCENT 500 kV LINE | 4360 | 24699608.04 | 2467564.21 |  |  |  |  | 27167172.25
4400 - COASTAL T/S REGION | 4400 | 3127.1 | 433987.69 | 92729.05 |  | 0 |  | 529843.84
4405 - ALL 66KV T/L-COASTAL REGN | 4405 |  | 89701.64 |  |  |  |  | 89701.64
4414 - MESA-REDONDO 220KV LN | 4414 |  | 392059.08 |  |  |  |  | 392059.08
4415 - HINSON-LIGHTHIPE 1,2 | 4415 |  | 85040.37 |  |  |  |  | 85040.37
4416 - HINSON-LA FRESA | 4416 |  | 179307.95 | 0 |  |  |  | 179307.95
4419 - CENTER MESA&OLINDA 220KV | 4419 |  | 82382.61 | 0 |  |  |  | 82382.61
4420 - ALAMITOS-CENTER.... | 4420 |  | 146585.7 |  |  |  |  | 146585.7
4500 - EASTERN T/S REGION | 4500 |  | 1650040.54 | 916890.8 |  | 52105.3 |  | 2619036.64
4504 - DEVERS-HINDS 220KV LNS | 4504 |  | 82149.24 |  |  |  |  | 82149.24
4505 - 33 & 66KV LNES IN ESTRN R | 4505 |  | 93054.31 | 399315.72 |  |  |  | 492370.03
4509 - COACHELLA VALLEY - DEVERS 220 kV Line | 4509 |  | 25255.18 |  |  |  |  | 25255.18
4513 - ISO 115KV T/L | 4513 | 16849.62 |  | 189449.4 |  |  |  | 206299.02
4518 - ETIWANDA-PADUA 220KV LN | 4518 |  | 603822.82 |  |  |  |  | 603822.82
4519 - MIRA LOMA-WALNUT 220KV LN | 4519 |  | 101391.02 |  |  |  |  | 101391.02
4538 - LUGO-MIRA LOMA NO. 1&2 | 4538 |  | 2703343.99 | 567701.21 |  |  |  | 3271045.2
4570 - DESERT REGION 115KV LINES | 4570 |  | 55469.97 | 1991241.86 |  |  |  | 2046711.83
4587 - DEVERS-VALLEY 500 KV LNS | 4587 |  | 185665.17 |  |  |  |  | 185665.17
4600 - NRTHN T/S REGION | 4600 |  | 1987423.55 | 0 |  | 6207.69 |  | 1993631.24
4601 - BAILEY-PARDEE 220 KV LN | 4601 |  | 238667.26 |  |  |  |  | 238667.26
4605 - 33&66KV LNS IN NRTHEN T/S | 4605 |  | 163336.97 |  | 83844.39 |  |  | 247181.36
4607 - ANTELOPE-MAGUNDEN 220 KV | 4607 |  | 16624.22 |  |  |  |  | 16624.22
4625 - MOORPARK-PARDEE 200KV LN | 4625 |  | 117440.08 |  |  |  |  | 117440.08
4644 - ANTELOPE-PARDEE | 4644 | 3934890 | [5 empty] | 3934890
4645 - PARDEE-SYLMAR 220 KV LN | 4645 |  | 79668.46 |  |  |  |  | 79668.46
4700 - EASTERN T/S REG | 4700 | 33304.81 | 522260.43 | 591382.48 |  |  |  | 1146947.72
4703 - ISO 66KV T/L | 4703 |  | 0 | 602282.34 |  |  |  | 602282.34
4705 - CORONA-JEFFERSON 66 KV LN | 4705 | 243214.84 | 3295.58 | 0 |  |  |  | 246510.42
4707 - ANTELOPE-MAGUNDEN 220KV | 4707 |  | 806842.07 | 0 |  |  |  | 806842.07
4708 - ANTELOPE-WINDHUB 500KV LN | 4708 | 16796780.01 |  | 0 |  |  |  | 16796780.01
4709 - WINDHUB-HIGHWIND 230KV LN | 4709 | 3268654.64 |  | 0 |  |  |  | 3268654.64
4710 - ANTELOPE-WHIRLWIND 500KV LN | 4710 | 15917279.04 | [5 empty] | 15917279.04
4711 - WHIRLWIND-WINDHUB 500KV L | 4711 | 71262.25 | [5 empty] | 71262.25
4712 - ANTELOPE - VINCENT #2 500KV | 4712 | 11885451.74 | [5 empty] | 11885451.74
4714 - LAGUNA-BELL 220KV | 4714 |  | 128616.77 |  |  |  |  | 128616.77
4717 - CIMA-ELDO-PISGH;LUGO-P220 | 4717 |  | 23365.28 | 0 |  |  |  | 23365.28
4725 - COLWTR-KRMR;LUGO-VICTR220 | 4725 |  | 104920.12 |  |  |  |  | 104920.12
4730 - LEE VINING-LUNDY 55K 4771 | 4730 | 10584.86 | [5 empty] | 10584.86
4734 - ELDORADO-IVANPAH NO 1&2 - NV | 4734 | 352196.33 | [5 empty] | 352196.33
4735 - BISHOP CRK55&115KV LINES | 4735 | -11.11 | 505731.06 |  |  |  |  | 505719.95
4740 - LUGO-MOHAVE 500KV | 4740 |  | 7295.8 |  |  |  |  | 7295.8
4750 - 115 KV LNS, ESTN T/S REG | 4750 | 16309011.35 | 36152.1 | 790276.3 | 1837.26 |  |  | 17137277.01
4754 - LUGO-VICTORVILLE 500KV | 4754 |  | 51477.57 |  |  |  |  | 51477.57
4756 - DEVERS-SN BRDNO 220 KV LN | 4756 | 1079237.55 | 16401.19 |  |  |  |  | 1095638.74
4759 - BLYTHE-EAGLE MT 161 KV LN | 4759 | 33310 | [5 empty] | 33310
4770 - CONTROL-MORGAN 55 KV LN | 4770 |  | 2107854.87 |  |  |  |  | 2107854.87
4781 - HOOVER-CLWTR 115 KV LN | 4781 | 1277.33 | [5 empty] | 1277.33
4782 - HOOVER-CLWTER 115 KV LN | 4782 | 165196.31 | [5 empty] | 165196.31
4799 - HUMAN EXTERNAL CARGO TRAINING SITE | 4799 |  | 321804.63 |  |  |  |  | 321804.63
4800 - VAR. TRANS. LINES-S/E DIV | 4800 | 2930.68 | 1534075.27 | 711669.91 |  |  |  | 2248675.86
4805 - S/E DIV., 66KV LINES | 4805 |  | 161303.11 | 52083.29 | 140014.41 |  |  | 353400.81
4808 - VARIOUS 220KV LINES | 4808 |  | 349909.75 |  |  |  |  | 349909.75
4818 - BARRE 1&2-VILLA PARK 220K | 4818 |  | 103351.24 |  |  |  |  | 103351.24
4820 - ELLIS-HNGTN BCH#1-4 220KV | 4820 |  | 66657.77 | 26617.5 |  |  |  | 93275.27
4889 - SERRANO-VILLA PARK 220KV | 4889 |  | 37273.5 |  |  |  |  | 37273.5
4900 - NORTHEASTERN T/S DIV. | 4900 |  | 70.69 |  |  |  |  | 70.69
4935 - LUGO-VICTOR 220KV LN | 4935 |  | 31684.69 |  |  |  |  | 31684.69
4950 - SAN JACINTO REGION 115KV | 4950 |  | 194275.15 | 1053036.23 |  |  |  | 1247311.38
4987 - DEVERS-VALLEY 500KV | 4987 |  | 6441.3 |  |  |  |  | 6441.3
4988 - VALLEY-SERRANO 500 KV LN | 4988 |  | 221527.6 |  |  |  |  | 221527.6
5000 - SUBSTN DIV | 5000 |  |  | 3270204.8 |  |  | 485808.24 | 3756013.04
5001 - METRO GOM MAINT | 5001 |  |  | 31531833.51 |  |  |  | 31531833.51
5010 - T.M. GOODRICH SUB-PASADEN | 5010 |  | 643112.17 | 35398.36 |  |  |  | 678510.53
5011 - EAGLE ROCK SUB | 5011 | 19613.2 | 4889184.2 | 34587215.9 |  | 0 | 0 | 39496013.3
5012 - MESA SUB | 5012 | 2031347.4 | 10373614.31 | 56262057.75 |  | 0 | 0 | 68667019.46
5013 - RIO HONDO SUB | 5013 | 457529.68 | 8478041.7 | 79711007.67 |  |  | 0 | 88646579.05
5014 - WALNUT SUB | 5014 | 97954.96 | 5107760.1 | 34639105.1 |  | 0 | 0 | 39844820.16
5015 - GOULD SUB | 5015 | 29300.3 | 1468802.68 | 32613874.81 |  | 0 | 0 | 34111977.79
5016 - LEBEC SUBSTATION | 5016 |  |  | 15138.34 |  |  |  | 15138.34
5018 - COTTONWIND SUB | 5018 |  | -0.01 | 0.01 |  |  |  | 0
5019 - HARBORGEN SUB | 5019 |  | 18729.02 | 3991930.37 |  |  |  | 4010659.39
5021 - LA FRESA SUB | 5021 | 101370 | 5951628.51 | 95497328.65 |  |  | 0 | 101550327.16
5022 - ARCOGEN SUB | 5022 |  |  | 963824.41 |  |  |  | 963824.41
5023 - EL NIDO SUB | 5023 | 285619.89 | 13153932.76 | 48175256.59 |  | 0 | 0 | 61614809.24
5024 - LA CIENEGA SUB | 5024 | 2100226.91 | 5582007.01 | 44174047.31 |  |  | 0 | 51856281.23
5025 - ALAMITOS SWITCHRACK SUB | 5025 | 63557.17 | 3018404.46 | 37805974.45 |  |  | 0 | 40887936.08
5026 - EL SEGUNDO SWITCHRACK SUB | 5026 | 12469.81 | 102004.96 | 2244645.29 |  |  | 0 | 2359120.06
5027 - LG BCH SWITCHRACK SUB | 5027 | 97213.22 | 1331157.15 | 8679828.65 |  |  | 187252.5 | 10295451.52
5028 - REDONDO SWITCHRACK SUB | 5028 | 13018.3 | 39760.96 | 5931998.03 |  |  |  | 5984777.29
5031 - MAGUNDEN SUB | 5031 | 8363 | 3933110.46 | 17716716.98 |  | 0 | 476321.01 | 22134511.45
5032 - MIDWAY SUB | 5032 |  | 396678.57 | 190211.47 |  |  |  | 586890.04
5033 - RECTOR SUB | 5033 | 394843.39 | 21185110.87 | 118941907.39 |  | 8031 | 1733477.23 | 142263369.88
5034 - SPRINGVILLE SUB | 5034 | 12197.68 | 2080488.35 | 33939966.96 |  | 0 |  | 36032652.99
5035 - VESTAL SUB | 5035 | 7242.88 | 2055229.56 | 55783186.12 |  |  | 14096.24 | 57859754.8
5036 - PASTORIA SUB | 5036 | 21435.44 | 1279909.22 | 12338955.22 |  | 0 |  | 13640299.88
5038 - NO. T/S REG OFC/VALENCIA | 5038 | 123341.95 | 3723402.58 |  |  |  |  | 3846744.53
5040 - EAGLE MT. SUB | 5040 |  | 411343.02 | 18744676.59 |  |  | 0 | 19156019.61
5041 - INYOKERN SUB | 5041 | 7964.44 | 485868.6 | 14821218.64 |  | 0 |  | 15315051.68
5042 - KRAMER SUB | 5042 | 48811.41 | 2548729.35 | 52250441.67 |  | 0 | 0 | 54847982.43
5043 - CIMA SUB | 5043 | 1823.96 | 17122.87 | 3284605.86 |  |  | 0 | 3303552.69
5044 - CLWTR SWITCHRACKS 1,2 | 5044 |  |  | 1476689.84 |  |  |  | 1476689.84
5045 - MOHAVE SWITCHRACK | 5045 |  | 3417989.55 | 8435508.33 |  | 219794.93 |  | 12073292.81
5046 - CLWTR SWITCHRACK 3,4 SUB | 5046 | 48136.4 | 156226.73 | 3179929.33 |  |  |  | 3384292.46
5047 - RANCHO VISTA SUB | 5047 | 1844367.42 | 22798974 | 154023684.06 |  |  |  | 178667025.48
5048 - MANDALAY SWITCHRACK SUB | 5048 | 49104.23 | 29546.42 | 2561161.18 |  |  | 0 | 2639811.83
5049 - ORMOND BCH SWITCHRACK SUB | 5049 | 158170.02 | 34482.55 | 5924405.11 |  |  | 18019.88 | 6135077.56
5050 - PARDEE SUB | 5050 | 970263.37 | 10904322.63 | 44522083.38 |  |  |  | 56396669.38
5051 - SAUGUS SUB | 5051 | 13373.23 | 5436193.92 | 76074366.57 |  |  | 496252.53 | 82020186.25
5052 - ANTELOPE SUB | 5052 | 21982.74 | 7700368.08 | 204807659.86 |  |  | 0 | 212530010.68
5053 - SANTA CLARA SUB | 5053 | 140739.2 | 3886681.42 | 51924119.6 |  | 0 | 0 | 55951540.22
5054 - VINCENT SUB | 5054 | 17189918.37 | 26968326.72 | 189711064 |  | 0 | 0 | 233869309.09
5055 - GOLETA SUB | 5055 | 236193.55 | 3916188.7 | 28647893.38 |  |  | 0 | 32800275.63
5056 - MOORPARK SUB | 5056 | 184090.99 | 6657112.48 | 68170662.21 |  | 0 |  | 75011865.68
5058 - SYLMAR SUB | 5058 |  | 19757.18 | 1948140.91 |  |  |  | 1967898.09
5059 - BAILEY SUB | 5059 | 111063.36 | 7296500.99 | 33994407.1 |  | 0 | 0 | 41401971.45
5060 - PADUA SUB | 5060 | 149547.04 | 5337784.83 | 54332705.87 |  |  | 0 | 59820037.74
5061 - LUGO SUB | 5061 | 90981.11 | 23677879.14 | 150236368.71 |  | 0 | 60034.23 | 174065263.19
5062 - CHINO SUB | 5062 | 34464.6 | 3865219.4 | 38135480.05 |  | 0 | 0 | 42035164.05
5063 - JULIAN HINDS SUB | 5063 |  | 1464256.01 | 23926553.87 |  |  |  | 25390809.88
5064 - VISTA SUB | 5064 | 52108.99 | 26210253.58 | 76099574.13 |  | 0 | 0 | 102361936.7
5065 - PISGAH SUB | 5065 |  | 556209.1 | 4722904.68 |  |  |  | 5279113.78
5066 - GENE SUB | 5066 |  | 30049.74 | 2168141.88 |  |  | 0 | 2198191.62
5067 - DEVERS SUB | 5067 | 1370883.92 | 42025572.47 | 227548513.86 |  | 0 | 724380.96 | 271669351.21
5068 - CAMINO SUB | 5068 |  | 12696.92 | 4246839.65 |  | 119663.62 |  | 4379200.19
5069 - MIRA LOMA SUB | 5069 | 474735.39 | 50977535.5 | 207341363.13 |  | 0 | 0 | 258793634.02
5070 - VALLEY-500 KV | 5070 | 311357.74 | 42578690.71 | 232719525.57 |  | 0 | -3087.42 | 275606486.6
5071 - HINSON SUB | 5071 | 678277.54 | 2621101.67 | 36780116.07 |  |  | 0 | 40079495.28
5072 - VELASCO SUB | 5072 |  |  | 155441.9 |  |  |  | 155441.9
5073 - LIGHTHIPE SUB | 5073 | 164679.62 | 14096269.35 | 37403797.52 |  | 0 | 0 | 51664746.49
5074 - LAGUNA BELL SUB | 5074 | 131262.5 | 3046693.61 | 49685537.96 |  | 0 | 23.23 | 52863517.3
5075 - DEL AMO SUB | 5075 | 164746.79 | 6720665.17 | 60588109.9 |  | 0 | 0 | 67473521.86
5078 - HUNTINGTON BCH SWITCHRCK | 5078 | 21659.88 | 146324.18 | 4891311.55 |  |  |  | 5059295.61
5079 - WIND HUB SUB | 5079 | 1231925.62 | 31901424.72 | 211759753.77 |  |  | 0 | 244893104.11
5080 - SERRANO SUB | 5080 | 1226474.65 | 28476677.87 | 193625629.28 |  |  | 6653.84 | 223335435.64
5081 - BARRE SUB | 5081 | 86187.91 | 4105721.6 | 61137041.45 |  | 0 | 0 | 65328950.96
5082 - VILLA PARK SUB | 5082 | 270570.03 | 7005025.26 | 54383358.01 |  | -259.88 | -42401.97 | 61616291.45
5083 - VIEJO SUBSTATION | 5083 | 13285971.26 | 8784046.28 | 34762158.76 |  |  | 0 | 56832176.3
5084 - CENTER SUB | 5084 | 71801.92 | 5224510.31 | 52694272.87 |  |  | 0 | 57990585.1
5085 - JOHANNA SUB | 5085 | 813416.05 | 5559677.58 | 25639313.77 |  | 0 | 0 | 32012407.4
5086 - ELLIS SUB | 5086 | 59737.29 | 5351859.92 | 76011563.75 | 0 | 0 | 0 | 81423160.96
5087 - OLINDA SUB | 5087 | 390538.01 | 2233805.76 | 33241682.64 |  | 0 |  | 35866026.41
5088 - SANTIAGO SUB | 5088 | 557976.42 | 13574839.58 | 153601723.7 |  | 0 | 0 | 167734539.7
5089 - LEWIS SUB | 5089 | 1444.25 | 192579.89 | 5383835.09 |  |  |  | 5577859.23
5090 - EL DORADO SUB(NEVADA) | 5090 | 13182.65 | 35514014.15 | 196185875 |  | 0 | 0 | 231713071.8
5091 - MEAD SUB | 5091 |  |  | 12305.99 |  |  |  | 12305.99
5092 - MOENKOPI SUB | 5092 |  |  | 1516885.03 |  |  |  | 1516885.03
5093 - WEST SERIES CAPACITORS | 5093 |  | 1782299.88 | 45897215.21 |  |  | 0 | 47679515.09
5094 - EAST SERIES CAPACITORS 1 | 5094 |  | 857212.01 | 8323790.08 |  |  |  | 9181002.09
5095 - TRITON SUB | 5095 | 2415092.28 | 2377770.42 | 26471313.88 |  |  | 0 | 31264176.58
5096 - ETIWANDA SWITCHRACK SUB | 5096 | 186144.21 | 4340556.31 | 56563184.84 |  | 0 | 0 | 61089885.36
5097 - PALO VERDE SWITCHRACK SUB | 5097 |  | 486322.68 | 7815158.13 |  |  |  | 8301480.81
5100 - METRO REGION | 5100 |  |  | 265939.47 |  | 194833.27 | 601885.07 | 1062657.81
5101 - ALHAMBRA SUB | 5101 |  | 83447.24 | 2771763.12 | 90249.35 | 1623605.52 | 22018120.07 | 26587185.3
5102 - ALLEN SUB | 5102 |  |  |  | 4232.15 | 856865.9 | 1430832.31 | 2291930.36
5103 - SANTEE DAIRY | 5103 |  |  |  |  | 13227.37 | 415697.08 | 428924.45
5104 - AMALIA SUB | 5104 |  |  |  | 11584.4 | 349612.27 | 6288970.27 | 6650166.94
5105 - ANITA SUB | 5105 |  |  | 0 | 4391.43 | 2290592.52 | 7658189.11 | 9953173.06
5106 - ARCADIA SUB | 5106 |  |  | 0 | 137667.15 | 153112.16 | 7915306.58 | 8206085.89
5107 - BANDINI SUB | 5107 | 4582.54 | 16135.64 | 0 | 11615.19 | 240802.3 | 6495027.18 | 6768162.85
5108 - PROCTOR SUB | 5108 |  |  |  | 125485.63 | 361924.69 | 2498621.52 | 2986031.84
5109 - BICKNELL SUB | 5109 |  |  | 2451.45 | 3031.91 | 211729.66 | 2771851.07 | 2989064.09
5110 - WABASH (NEW) SUB | 5110 |  | 24360.28 | 0 | 74632.87 | 1104641.16 | 5255548.56 | 6459182.87
5111 - RENO SUB | 5111 |  |  |  | 1653.96 | 33215.13 | 64850.84 | 99719.93
5112 - THUMSGEN SUBSTATION | 5112 |  |  | 2049.48 |  |  | 0 | 2049.48
5113 - LIQUID SUB | 5113 |  |  |  |  | 18126.39 | 259607.44 | 277733.83
5114 - BELVEDERE SUB | 5114 |  |  | 0 | 3369.59 | 554405.08 | 2126176.98 | 2683951.65
5115 - EATON SUB | 5115 |  | 0 |  | 9300.68 | 424960.77 | 5240564.05 | 5674825.5
5116 - RUSH SUB | 5116 |  |  | 0 | 8707.4 | 453084.68 | 8342790.91 | 8804582.99
5119 - BREW SUB | 5119 |  |  |  |  | 24707.3 | 534926.81 | 559634.11
5120 - FEDERALGEN SUB | 5120 |  | 6944.4 |  |  | 10678.39 | 936038.57 | 953661.36
5121 - GARFIELD SUB | 5121 |  |  |  | 10256.59 | 305235.12 | 3602206.9 | 3917698.61
5122 - GARVEY SUB | 5122 |  |  |  | 2181.62 | 559529.95 | 3298160.23 | 3859871.8
5123 - WEYMOUTH SUB | 5123 |  |  |  |  | 310002.04 | 389495.51 | 699497.55
5125 - CRYCO SUB | 5125 |  |  |  |  | 23420.16 | 370890.2 | 394310.36
5126 - GRANADA SUB | 5126 |  |  |  | 4592.9 | 102008.57 | 3303408.97 | 3410010.44
5127- OUTFALL SUBSTATION | 5127 | [5 empty] | 32971.19 | 32971.19
5128 - SIMPSON PAPER SUBSTATION | 5128 | [5 empty] | 706092.54 | 706092.54
5129 - REFUSE SUB | 5129 |  |  |  |  | 19652.51 | 525754.63 | 545407.14
5130 - LA CANADA SUB | 5130 |  |  | 0 |  | 706999.14 | 5507141.64 | 6214140.78
5131 - HILLGEN SUB | 5131 |  |  |  |  | 27206.24 | 1526389.77 | 1553596.01
5132 - SIGGEN SUB | 5132 |  |  |  |  | 3613.43 | 1280174.83 | 1283788.26
5133 - MICHILLINDA SUB | 5133 |  |  |  | 5711.62 | 222413.06 | 3261396.59 | 3489521.27
5134 - MONROVIA SUB | 5134 |  |  | 0 | 966.4 | 41872.35 | 4485531.06 | 4528369.81
5135 - MONTEBELLO SUB | 5135 |  |  |  | 1868.42 | 43810.68 | 502406.61 | 548085.71
5136 - NEWMARK SUB | 5136 |  |  |  | 16471.08 | 2300561.54 | 14315546.53 | 16632579.15
5137 - CYBER SUB | 5137 |  |  |  |  | 16282 |  | 16282
5138 - RAMONA SUB | 5138 |  |  |  | 2142.87 | 194267.61 | 1952420.99 | 2148831.47
5139 - GENAMIC SUB | 5139 |  | 5739.15 |  | 246411.62 | 123270.47 | 2513608.55 | 2889029.79
5141 - ROSEMEAD SUB | 5141 |  | 38756.95 | 22.12 | 12791.9 | 1376775.15 | 6048188.37 | 7476534.49
5142 - SAN GABRIEL SUB | 5142 |  |  |  | 6711.97 | 90059.17 | 1527441.47 | 1624212.61
5143 - SAN MARINO SUB | 5143 |  |  | 0 | 3835.12 | 60129.9 | 3184016.68 | 3247981.7
5144 - SIERRA MADRE SUB | 5144 |  |  |  | 675.66 | 1001134.53 | 2036749.45 | 3038559.64
5145 - SANGAR SUB | 5145 |  |  |  | 17347.28 | 26832.49 | 711710.55 | 755890.32
5146 - TERRACE SUB | 5146 |  |  |  | 4514.24 | 51287.72 | 2501893.14 | 2557695.1
5147 - PUREAIR SUB | 5147 |  |  |  | 36627.13 | 2876.24 | 569669.68 | 609173.05
5148 - AEROJET SUB | 5148 |  |  |  |  | 37024.71 | 418219.16 | 455243.87
5149 - SO. PACIFIC SUB -PIPELINE | 5149 |  |  |  | 11866.41 | 34056.24 | 455234.83 | 501157.48
5150 - DUARTE SUB | 5150 |  |  | 0 | 11359.86 | 79683.34 | 2336892.95 | 2427936.15
5151 - HOYTE SUB | 5151 |  |  |  | 8899.27 | 457006.88 | 1774258.31 | 2240164.46
5152 - JOSE SUB | 5152 |  | 56768.61 | 3887.05 | 16667.03 | 10765.53 | 532224.54 | 620312.76
5153 - IVAR SUB | 5153 |  |  |  | 4184.26 | 668248.8 | 3065450.18 | 3737883.24
5154 - PACKAGE SUB | 5154 |  |  |  | 16257.29 | 0 | 0 | 16257.29
5155 - DIEMER SUB. | 5155 |  |  |  |  | 114877.91 | 664535.41 | 779413.32
5156 - SERVER SUBSTATION 66/16 kV | 5156 |  |  |  |  | 457681.55 | 4184444.84 | 4642126.39
5157 - MT WILSON SUB | 5157 |  |  |  | 3524.48 | 1253.87 | 0 | 4778.35
5158 - ARROYO SUB | 5158 |  |  | 122.73 | 3910.28 | 348831.43 | 11074799.5 | 11427663.94
5159 - MOBILE 1-9, 14-20 SUB | 5159 |  |  |  |  | 1791.91 | 102152.03 | 103943.94
5160 - NIETOS SUB | 5160 |  |  |  | 19315.69 | 12011.32 | 517568.67 | 548895.68
5161 - AMADOR SUB | 5161 |  | 0 | -47687.01 | 27985.65 | 86101.43 | 8381181.22 | 8447581.29
5162 - FAIR OAKS SUB | 5162 |  |  | 17195.37 | 9203.52 | 41030.85 | 2452052.76 | 2519482.5
5164 - REPETTO SUB | 5164 |  | 17756.92 |  | 11399.17 | 159286.09 | 6186505.49 | 6374947.67
5165 - JPL SUB | 5165 |  |  | 3666.38 |  |  |  | 3666.38
5167 - MAYFLOWER SUB | 5167 |  |  | 91971.59 | 12983.58 | 82539.24 | 2455479.84 | 2642974.25
5168 - HARDING SUB | 5168 |  |  |  | 10403.42 | 15902.97 | 327067.84 | 353374.23
5169 - RAYMOND SUB | 5169 |  | 0 |  |  | 6085.49 | 31.37 | 6116.86
5170 - TEMPLE SUB | 5170 |  |  | 17367.39 | 16468.7 | 235755.12 | 3529465.99 | 3799057.2
5171 - BRADBURY SUB | 5171 |  | 0 | 0 | 11331.11 | 404409.29 | 7593188.47 | 8008928.87
5172 - SHULTZ SUB | 5172 |  |  |  |  | 43094.42 | 918879.44 | 961973.86
5173 - SHARON SUB | 5173 |  |  |  | 21259.49 | 54419.53 | 914559.58 | 990238.6
5175 - VAIL SUB | 5175 |  | 15470.02 |  | 52686.68 | 337890.8 | 5866200.62 | 6272248.12
5176 - KIMBALL SUBSTATION | 5176 |  |  | 0 | 924234.87 | 2028944.82 | 15925764.33 | 18878944.02
5177 - DOCK SUBSTATION | 5177 |  |  |  |  | 0 | 209552.5 | 209552.5
5178 - KIRKWALL SUBSTATION | 5178 | 3995.44 |  |  |  | 0 | 25215.22 | 29210.66
5179 - RAVENDALE SUB | 5179 |  | 11111.55 | 0 | 20819 | 260486.71 | 9330708.28 | 9623125.54
5180 - AIRPAC SUB | 5180 |  |  |  | 829.91 |  |  | 829.91
5181 - AZUSA CITY SUB | 5181 |  |  |  |  | 72211.14 | 2714866.41 | 2787077.55
5182 - BADILLO SUB | 5182 |  |  |  | 4274.58 | 28372.08 | 2491219.79 | 2523866.45
5184 - BASSETT SUB | 5184 |  |  | 0 | 25036.35 | 328579.99 | 7034911.96 | 7388528.3
5185 - CITRUS SUB | 5185 |  |  | 37983.51 | 65892.29 | 227949.09 | 4890152.83 | 5221977.72
5186 - CORTEZ SUB | 5186 |  | 16954.61 | 31589.02 | 24040.74 | 269955.22 | 7587125.91 | 7929665.5
5187 - COVINA SUB | 5187 |  |  |  | 2658.99 | 328496.26 | 1660840.21 | 1991995.46
5188 - DALTON SUB | 5188 |  | 82793.94 |  | 2385.61 | 349260.7 | 7756312.05 | 8190752.3
5189 - GRAND CROSSING SUB | 5189 |  |  |  |  | 240403.91 | -150882.56 | 89521.35
5190 - MCA SUB | 5190 |  |  |  | 27863.99 | 18821.62 | 894388.1 | 941073.71
5191 - INDUSTRY SUB | 5191 |  |  |  | 32824.89 | 322216.25 | 4580413.06 | 4935454.2
5192 - LARK ELLEN SUB | 5192 |  |  |  | 72232.32 | 236729.55 | 9344600.64 | 9653562.51
5193 - MERCED SUB | 5193 |  |  |  | 54374.25 | 116354.96 | 4934983.78 | 5105712.99
5194 - SANIGEN SUB | 5194 |  |  |  |  | 33565.58 | 833426.39 | 866991.97
5195 - PUENTE SUB | 5195 |  |  |  | 1219.51 | 125764.01 | 3842791.77 | 3969775.29
5196 - RAILROAD SUB | 5196 |  | 57469.83 | 0 | 119062.66 | 251448.72 | 8816504.14 | 9244485.35
5198 - ALHAMBRA DIST SUB TRG FAC | 5198 |  | 25705.02 | 2046562.45 |  | 30613.48 | 2145144.93 | 4248025.88
5200 - COAST DIV. SUB | 5200 | [5 empty] | 1659.82 | 1659.82
5201 - BEVERLY HILLS SUB | 5201 |  |  | 0 | 351856.31 | 483342.28 | 13437504.47 | 14272703.06
5202 - POLARIS SUB | 5202 |  |  |  | 865.92 | 9530.06 | 1214965.43 | 1225361.41
5204 - CULVER CITY SUB | 5204 |  | 61261.63 | 0 | 6230.46 | 473692.48 | 8322684.94 | 8863869.51
5205 - DOUGLAS-EL SEGUNDO SUB | 5205 |  |  |  |  | 24728.09 | 1424286.35 | 1449014.44
5206 - EL PORTO SUB | 5206 |  |  |  | 2210.52 | 14057.92 | 812240.66 | 828509.1
5207 - SEPULVEDA SUB | 5207 |  | 41604.02 |  | 8980.9 | 381764.49 | 5015334.83 | 5447684.24
5208 - FAIRFAX SUB | 5208 |  |  |  | 79779.01 | 666812.75 | 6745723.33 | 7492315.09
5209 - DOHENY SUB | 5209 |  |  |  | 69464.64 | 86815.54 | 2044613.98 | 2200894.16
5210 - HOWARD SUB | 5210 |  |  | 17430.86 | 196527.1 | 358018.13 | 4269192.89 | 4841168.98
5211 - INGLEWOOD SUB | 5211 |  | 29751.32 | 0 | 23554.39 | 225645.95 | 5640607.23 | 5919558.89
5212 - MOOG SUBSTATION | 5212 |  |  |  |  | 30762.53 | 263477.66 | 294240.19
5213 - LENNOX SUB | 5213 |  | 25054.33 | 17793.77 | 192066.73 | 141171.43 | 7793254.78 | 8169341.04
5214 - COSMIC SUB | 5214 |  |  |  | 813.24 | 3447.8 | 541672.39 | 545933.43
5215 - MADRID SUB | 5215 |  | 575.03 |  | 2750.13 | 31768.38 | 1099907.18 | 1135000.72
5216 - MANHATTAN SUB | 5216 |  | 10761.92 |  | 4118.86 | 51568.43 | 2522241.93 | 2588691.14
5217 - MARINE SUB | 5217 |  |  |  | 16040.33 | 200428.32 | 2877086.32 | 3093554.97
5218 - MONETA SUB | 5218 |  | 16856.11 |  | 2806.41 | 15598.38 | 1081979.58 | 1117240.48
5219 - MORNINGSIDE SUB | 5219 |  |  |  | 18301.96 | 1478729.47 | 1264064.09 | 2761095.52
5220 - HUGHTRON SUB | 5220 |  |  |  |  | 1880.38 | 337972.94 | 339853.32
5221 - OCEAN PARK SUB | 5221 |  | 4163.94 |  | 31028.36 | 32768.21 | 1404849.12 | 1472809.63
5222 - OLYMPIC SUB | 5222 |  |  |  | 13086.61 | 696664.08 | 1516515.83 | 2226266.52
5223 - PALOS VERDES SUB | 5223 |  |  |  | 5882.53 | 52508.92 | 597025.8 | 655417.25
5224 - PEARL SUB | 5224 |  | 14955.44 |  | 7677.73 | 256836.31 | 802557.9 | 1082027.38
5225 - PERRY SUB | 5225 |  |  |  | 2931.02 | 1246777.19 | 2779811.29 | 4029519.5
5226 - BRIGHTON SUB | 5226 |  | 3804.4 |  | 77687.13 | 133635.93 | 2340448.16 | 2555575.62
5227 - REDONDO SUB | 5227 |  | 33677.82 |  | 5704.56 | 285264.09 | 5484789.84 | 5809436.31
5228 - ROSECRANS SUB | 5228 |  | 70271.51 |  | 4955.71 | 30610.72 | 3661157.16 | 3766995.1
5229 - MOBILOIL SUB | 5229 |  | 3652.37 |  | 11577.95 | 155745.71 | 14485342.74 | 14656318.77
5230 - SAN VINCENTE SUB | 5230 |  |  |  | 19082.03 | 297783.65 | 1000306.67 | 1317172.35
5231 - SANTA MONICA SUB | 5231 |  | 19277.8 |  | 19461.74 | 2891564.85 | 10892385.26 | 13822689.65
5232 - VICTORIA SUB | 5232 |  |  |  | 12335.79 | 191040.29 | 2783377.11 | 2986753.19
5233 - WALTERIA SUB | 5233 |  |  |  | 37068.98 | 191417.96 | 5291429.87 | 5519916.81
5235 - WINDSOR HILLS SUB | 5235 |  | 58263.51 | 17508.45 | 199473.11 | 535928.59 | 6220645.46 | 7031819.12
5236 - VALDEZ SUB | 5236 |  |  | 24710.32 | 160109.14 | 291636.83 | 10684177.75 | 11160634.04
5238 - LAWNDALE SUB | 5238 |  | 44341.82 |  | 3685.64 | 62778.24 | 815921.39 | 926727.09
5239 - CRATER SUB | 5239 |  |  | 9056.89 | 7593.47 | 62141.83 | 3865448.93 | 3944241.12
5240 - RINDGE SUB | 5240 |  |  |  | 0 | 0 | 13745.81 | 13745.81
5241 - YUKON SUB | 5241 | 4415.28 |  |  | 29664.69 | 939032.16 | 13089189.42 | 14062301.55
5242 - COLORADO SUB | 5242 |  | 40180.48 |  | 19578.45 | 417395.61 | 11937243.16 | 12414397.7
5243 - TOPANGA SUB | 5243 |  |  | 0 | 5013.6 | 373078.6 | 249933.8 | 628026
5244 - FLETON SUB | 5244 |  |  |  | 132571.04 | 133629.21 | 5790050.94 | 6056251.19
5245 - BEDFORD SUB | 5245 |  |  |  | 41627.55 | 407180.49 | 2356356.02 | 2805164.06
5246 - DITMAR SUB | 5246 |  | 8977.98 |  | 229538.22 | 286074.13 | 6431699.42 | 6956289.75
5248 - HUGHESAIR SUB | 5248 |  |  |  |  | 14306.94 | 1590829.86 | 1605136.8
5249 - ZUMA SUB | 5249 |  |  |  | 0 | 31441.19 | 142979.26 | 174420.45
5250 - SAWTELLE SUB | 5250 |  | 70182.89 |  |  | 153083.25 | 3167566.97 | 3390833.11
5251 - RALPHS SUB | 5251 |  |  |  |  | 8601.03 | 46931.74 | 55532.77
5252 - ROLLING HILLS SUB | 5252 |  | 27085.47 | 0 | 27101.16 | 78999.52 | 3430403.9 | 3563590.05
5253 - TRISONIC SUB | 5253 |  |  |  | 70.82 | 8765.45 | 0 | 8836.27
5254 - HAVEDA SUB | 5254 |  | 30117.81 |  | 7977.84 | 35897.22 | 722937.56 | 796930.43
5255 - LUNADA SUB | 5255 |  | 8089.8 |  | 4827.04 | 37373.64 | 962397.34 | 1012687.82
5256 - AMCO SUB | 5256 |  |  |  |  | 12216.63 | 931681.83 | 943898.46
5257 - BRIDGE SUB | 5257 |  | 14956.64 |  | 23157.36 | 35062.52 | 1055439.16 | 1128615.68
5258 - SHELLINE | 5258 |  |  |  | 830.53 | 8054.3 | 44837.23 | 53722.06
5259 - STIRRUP SUB | 5259 |  | 14955.44 |  | 15342.4 | 64544.95 | 898560.06 | 993402.85
5260 - COLOSSUS SUB | 5260 |  |  | 7141.37 |  | 99339.4 | 1089603.11 | 1196083.88
5261 - LOSULFUR SUB | 5261 |  |  |  |  | 7488.34 | 1207757.17 | 1215245.51
5262 - ARCO SUBSTATION | 5262 |  |  |  |  | 20329.46 | 393617.48 | 413946.94
5263 - THERMAL SUB | 5263 |  |  |  | 712.25 |  |  | 712.25
5264 - CREST SUB | 5264 |  |  |  | 85247.91 | 205315.37 | 3730514.71 | 4021077.99
5265 - REFINERY SUB | 5265 |  |  |  |  | 12888.17 | 551432.17 | 564320.34
5266 - BLUFF COVE SUB | 5266 |  |  |  | 17786.36 | 45139.65 | 3186190.65 | 3249116.66
5267 - SPACE SUB | 5267 |  | 21278.54 |  | 1458.57 | 10369.05 | 697168.99 | 730275.15
5268 - TOPAZ SUB | 5268 |  | 29218.99 |  | 11437.98 | 27225.89 | 1530218.41 | 1598101.27
5269 - TORRANCE SUB | 5269 |  |  |  | 63292.34 | 340124.74 | 7163868.26 | 7567285.34
5270 - CORNER SUB | 5270 |  |  |  |  | 8314.15 | 104324.97 | 112639.12
5271 - TAHITI SUB | 5271 |  | 23748.79 |  |  | 151724.89 | 2058407.17 | 2233880.85
5272 - LATIGO SUB | 5272 |  |  | 0 | 36792.36 | 278115.3 | 2755017.14 | 3069924.8
5273 - STANHILL SUB | 5273 |  |  | 0.01 |  | 3969.5 | 2291422.08 | 2295391.59
5274 - GALAXY SUB | 5274 |  | 8897.63 |  | 142.91 | 4008.42 | 951848.21 | 964897.17
5275 - MARYMOUNT SUB | 5275 |  | 4861.91 |  | 87320.33 | 1012087.42 | 1595721.75 | 2699991.41
5276 - AIRCHEM SUB | 5276 |  |  |  | 1828.6 | 6948.38 | 276236.89 | 285013.87
5277 - TAPIA SUB | 5277 |  |  |  | 4987.68 | 467646.02 | 3383877.12 | 3856510.82
5278 - WESTHILL SUB | 5278 |  |  |  | 2246.68 | 28340.21 | 911714.54 | 942301.43
5279 - VARWIND SUB | 5279 |  |  |  |  | 122667.46 | 3258774.73 | 3381442.19
5280 - GATX SUB | 5280 |  |  |  |  | 5013.89 | 154037.78 | 159051.67
5281 - CARBOGEN SUB | 5281 |  |  |  |  | 33500.9 | 2216383.36 | 2249884.26
5282 - PALOGEN SUB | 5282 |  | 42737.94 |  |  | 0 | 0 | 42737.94
5283 - CHEVGEN SUB | 5283 |  |  |  |  | 141639.31 | 6270219.47 | 6411858.78
5284 - XEROX SUBSTATION | 5284 |  |  |  | 6306.66 | 18519 | 815058.23 | 839883.89
5285 - RALPHS SUB (COMPTON) | 5285 |  |  |  | 13452.78 | 14674.13 | 583381.05 | 611507.96
5286 - TOYOTA SUB | 5286 |  |  |  | 37269.96 | 38463.64 | 543591.15 | 619324.75
5287 - SONY SUBSTATION | 5287 |  |  |  |  | 30820.73 | 461399.02 | 492219.75
5288 - SHRED SUBSTATION | 5288 | [5 empty] | 289179.46 | 289179.46
5289 - TIDELANDS SUBSTATION | 5289 |  |  |  |  | 39933.46 | 1331272.57 | 1371206.03
5290 - HANJIN SUBSTATION | 5290 |  |  | 0 |  | 317257.5 | 6485635.41 | 6802892.91
5291 - WASTEWATER SUBSTATION | 5291 |  |  |  |  | 39508.25 | 455559.37 | 495067.62
5292 - AIRPRO SUBSTATION | 5292 |  |  |  |  | 11463.86 | 1063120.5 | 1074584.36
5293 -DEL MAR SUBSTATION | 5293 |  |  |  |  | 43270.93 | 2064167.85 | 2107438.78
5294 - MAGMAGEN SUBSTATION | 5294 | [5 empty] | 150787.56 | 150787.56
5295 - CHEVCENTRAL SUB | 5295 |  |  |  |  | 223137.51 | 5196132.38 | 5419269.89
5296 - APL SUBSTATION | 5296 |  |  |  |  | 22124.05 | 963946.91 | 986070.96
5298 - KIWI SUBSTATION | 5298 |  |  |  |  | 377.66 | 312741.06 | 313118.72
5299 - DOWNEY MED SUB | 5299 |  |  |  |  | 65809.15 | 334256.48 | 400065.63
5300 - NORTHERN DIVISION | 5300 | [5 empty] | 598866.81 | 598866.81
5301 - PITMAN SUB | 5301 |  |  |  |  | 701347.69 | 2800646.33 | 3501994.02
5302 - BIG CREEK 2 | 5302 |  |  | 1018533.49 |  | 1561368.94 | 6002279.75 | 8582182.18
5303 - BLISS SUB | 5303 |  |  |  | 532.66 | 364971.47 | 11208181.08 | 11573685.21
5304 - BROWNING SUB | 5304 |  |  |  | 1931.43 | 702946.49 | 12447331.36 | 13152209.28
5305 - DELANO SUB | 5305 |  | 60017.55 | 0 | 646.51 | 1283052.37 | 15236098.31 | 16579814.74
5306 - EARLIMART SUB | 5306 |  | 0 |  | 17.46 | 340178.03 | 6564274.07 | 6904469.56
5307 - EXETER SUB | 5307 |  |  |  | 2428.45 | 0 | 0 | 2428.45
5308 - GLENNVILLE SUB | 5308 |  |  |  |  | 79406.72 | 891082.61 | 970489.33
5309 - GOSHEN SUB | 5309 |  |  | 0 | 1398.21 | 117946 | 7312288.6 | 7431632.81
5310 - HANFORD SUB | 5310 |  |  |  | 45306.58 | 722533.47 | 14426841.7 | 15194681.75
5311 - HAVILAH SUB | 5311 |  |  | 0 | 9406.38 | 879376.9 | 3849188.18 | 4737971.46
5312 - LIBERTY SUB | 5312 |  | 301990.45 |  | 8311.15 | 1066523.67 | 20980396.77 | 22357222.04
5313 - ELCANS SUB | 5313 |  |  |  |  | 5323.65 | 274662.44 | 279986.09
5315 - LAUREL SUB | 5315 |  |  | 0 | 601.43 | 753984.95 | 7327066.09 | 8081652.47
5316 - LEMON COVE SUB | 5316 |  |  |  | 2554.34 | 898766.98 | 5176126.26 | 6077447.58
5317 - LINDSAY SUB | 5317 |  |  |  | 4388.67 | 241253.51 | 6646808.5 | 6892450.68
5318 - LORAINE SUB | 5318 |  |  | 0 |  | 19022.18 | 983348.41 | 1002370.59
5319 - MARIPOSA SUB | 5319 |  |  |  | 2251.48 | 589589.18 | 8282761.59 | 8874602.25
5320 - OCTOL SUB | 5320 |  | 13522.69 | 0 | 1554.23 | 254947.86 | 17346413.68 | 17616438.46
5321 - PIXLEY SUB | 5321 |  | 18618.91 |  | 1249.61 | 450178.17 | 6886178.59 | 7356225.28
5322 - POPLAR SUB | 5322 |  | 0 |  | 710.67 | 556754.53 | 4763985.6 | 5321450.8
5323 - PORTERVILLE SUB | 5323 |  |  |  | 2929.65 | 1437177.69 | 12001603.88 | 13441711.22
5324 - ULTRAGEN SUB | 5324 |  |  |  | 32745.94 | 31263.07 | 568653.08 | 632662.09
5325 - STRATHMORE SUB | 5325 |  |  | 14882.34 | 2536.8 | 630905.25 | 4551318.04 | 5199642.43
5326 - TERRA BELLA SUB | 5326 |  |  |  | 300 | 625063.51 | 10238442.82 | 10863806.33
5327 - TIPTON SUB | 5327 |  |  |  | 501.2 | 861974.88 | 9450772.82 | 10313248.9
5328 - TULARE SUB | 5328 |  |  | 0 | 3522.48 | 318691.76 | 11656696.1 | 11978910.34
5329 - VENICE HILL SUB | 5329 |  |  |  | 14777.48 | 174852.81 | 4275160.91 | 4464791.2
5330 - VENIDA SUB | 5330 |  |  |  | 1683.31 | 981088.15 | 7921324.66 | 8904096.12
5331 - VISALIA SUB | 5331 |  | 35560.58 | 0 | 198.32 | 148631.7 | 4665626.96 | 4850017.56
5332 - WALKERBASIN SUB | 5332 |  |  |  |  | 9827.11 | 2923022.55 | 2932849.66
5333 - WOODVILLE SUB | 5333 |  | 15417.66 | 74640.77 | 200 | 97209.07 | 10388473.57 | 10575941.07
5334 - KAWGEN SUB | 5334 |  |  |  |  | 5505.59 | 35869.54 | 41375.13
5335 - LOUIS RICH | 5335 |  |  |  |  | 7049.14 | 264955.34 | 272004.48
5336 - COLUMBINE SUB | 5336 |  |  |  | 3281.25 | 904219.17 | 5611873.11 | 6519373.53
5337 - OAK GROVE SUB | 5337 |  |  | 0 | 1487.57 | 419247.11 | 7451986.9 | 7872721.58
5338 - MOONEY SUB | 5338 |  |  |  | 0 | 30713.7 | 228864.45 | 259578.15
5339 - GREENHORN SUB | 5339 |  |  | 0 | 727 | 54769.42 | 3480269.49 | 3535765.91
5340 - DIVISADERO SUB | 5340 |  |  |  | 0 | 250 | 0 | 250
5342 - GRANGEVILLE SUB | 5342 |  |  | 0 | 1318.16 | 9220.99 | 137079.26 | 147618.41
5343 - QUINN SUB | 5343 |  |  |  | 5351.53 | 340475.84 | 8230790.67 | 8576618.04
5344 - WOODLAKE SUB | 5344 |  |  |  | 5747.65 | 0 | 0 | 5747.65
5345 - CAPTIVE SUB | 5345 |  |  |  | 10241.22 | 17810.62 | 454960.78 | 483012.62
5346 - CHATHAM SUB | 5346 |  |  |  | 1846.39 | 138520.98 | 602441.4 | 742808.77
5347 - ISABELLA SUB | 5347 |  |  |  | 77964.82 | 1226959.99 | 18353055.63 | 19657980.44
5348 - WHEATLAND SUB | 5348 |  |  |  | 1738.77 | 1093894.73 | 7495684.77 | 8591318.27
5350 - THREE RIVERS SUB | 5350 |  |  |  | 2788.23 | 108927.67 | 1622606.39 | 1734322.29
5351 - BOXWOOD SUB | 5351 |  | 0 |  | 6973.4 | 227004.09 | 4321684.26 | 4555661.75
5352 - LINE CREEK SUB | 5352 |  |  | 31030.49 |  | 4794.12 | 259976.92 | 295801.53
5353 - WELDON SUB | 5353 |  |  |  | 7155.5 | 1042714.08 | 8911621.53 | 9961491.11
5356 - KERNVILLE SUB | 5356 |  |  | 0 |  | 1191395.46 | 2267039.61 | 3458435.07
5357 - CUMMINGS SUB | 5357 |  |  | 111576.43 | 678.89 | 46560.83 | 4903940.06 | 5062756.21
5358 - MONOLITH SUB | 5358 |  | 233.97 | 1261397 | 287.94 | 1470698.07 | 10025182.89 | 12757799.87
5360 - BREEZE SUB | 5360 |  |  |  | 43083.57 | 10730.39 | 3948579.13 | 4002393.09
5361 - PANDOL SUB | 5361 |  |  |  | 12560.53 | 28843.63 | 733714.44 | 775118.6
5362 - LANPRI SUB | 5362 |  |  |  | 3467.74 | 29072.08 | 43671.84 | 76211.66
5363 - VIRGIN SUB | 5363 |  |  |  | 35760.45 |  | 319855.36 | 355615.81
5365 - ACTON SUB | 5365 | 24167.43 |  | 15396.76 | 466445.89 | 2212669.84 | 7707342.98 | 10426022.9
5366 - DESAL SUB | 5366 |  |  |  |  | 46691.15 | 346029.92 | 392721.07
5368 - ARCO SUB | 5368 |  |  |  | 39443.04 | 87535.85 | 601357.88 | 728336.77
5369 - ELLWOOD SUB | 5369 | [5 empty] | 190333.2 | 190333.2
5370 - DAIRY SUB | 5370 |  |  |  | 6241.06 | 20596.02 | 552743.07 | 579580.15
5371 - LEHMAN SUB | 5371 |  |  |  |  | 10138.09 | 292628.34 | 302766.43
5372 - CAPITAN SUB | 5372 |  |  |  | 36251.52 | 52501.67 | 2581231 | 2669984.19
5373 - PROTEIN SUBSTATION | 5373 |  |  |  |  | 62485.08 | 1049585.08 | 1112070.16
5374 - RIVERWAY SUB | 5374 | 801825.46 |  |  |  | 571398.81 | 11351889.28 | 12725113.55
5375 - MASCOT SUB | 5375 | 573587.81 |  |  | 11327.04 | 3159308.17 | 14466036.34 | 18210259.36
5377 - NEW TULARE SUB | 5377 |  |  |  |  | 12705.85 |  | 12705.85
5380 - BANDUCCI SUBSTATION | 5380 |  |  |  |  | 5714201.25 | 25635698.26 | 31349899.51
5400 - N/E T/S DIV-VARIOUS SUB | 5400 | [5 empty] | 6671.15 | 6671.15
5401 - MISSILE SUB(POINT MOGU) | 5401 |  |  |  |  | 35896.4 | 577017.87 | 612914.27
5402 - ZOND WIND SUB | 5402 |  |  |  |  | 3673.62 | 509118.69 | 512792.31
5404 - CALWIND SUB | 5404 | [5 empty] | 6798.8 | 6798.8
5405 - CANWIND SUB | 5405 |  |  | 9894.59 |  |  | 288542.8 | 298437.39
5406 - ENWIND SUB | 5406 |  | 11022.79 | 29527.31 |  |  | 905679.77 | 946229.87
5409 - MORWIND SUB | 5409 |  |  | 6366.97 |  |  | 241205.73 | 247572.7
5410 - FLOWIND SUB | 5410 |  |  | 11008.92 | 50341.71 | 113.89 | 497415.77 | 558880.29
5411 - ARBWIND SUB | 5411 |  |  | 6186.26 |  | 0 | 321617.61 | 327803.87
5412 - SILVER PEAK SUB | 5412 |  |  | 84024.87 |  |  | 61463.03 | 145487.9
5414 - DUTCHWIND SUB | 5414 |  | 11022.76 | 7801.27 |  | 6244.16 | 175039.51 | 200107.7
5415 - OAKWIND SUB | 5415 |  |  | 23341.52 |  |  | 362451.47 | 385792.99
5422 - PURIFY SUBSTATION | 5422 |  |  |  |  | 313305.55 | 1050339.62 | 1363645.17
5423 - SOUTHWIND SUB | 5423 |  |  |  | 72874.68 | 159130.7 | 1397795.95 | 1629801.33
5424 - MIDWIND SUB | 5424 |  |  | 22999.56 | 65767.76 | 29123.9 | 866663.14 | 984554.36
5425 - ZEEWIND SUB | 5425 |  |  |  |  | 167.77 | 32190.71 | 32358.48
5461 - WRIGHTWOOD SUB | 5461 |  |  | 0 | 27650.47 | 268842.21 | 5823520.07 | 6120012.75
5462 - TORTOISE SUB | 5462 | [5 empty] | 432905.86 | 432905.86
5463 - RITEAID SUBSTATION | 5463 |  |  |  |  | 9498.41 | 587933.94 | 597432.35
5464 - CORRECTION SUBSTATION | 5464 |  |  |  |  | 29687.75 | 616815.66 | 646503.41
5500 - NORTHERN DIV SUB | 5500 | [5 empty] | 16765.16 | 16765.16
5502 - TORREY SUB | 5502 |  |  |  | 1068.38 | 11011.78 | 80365.88 | 92446.04
5503 - CARPINTERIA SUB | 5503 |  |  |  | 3006.3 | 304452.4 | 13504309.89 | 13811768.59
5504 - CASITAS SUB | 5504 |  |  | -250.95 | 1281.24 | 187862.27 | 5040549.74 | 5229442.3
5505 - COLONIA SUB | 5505 |  |  |  | 1944.86 | 356110.45 | 10191118.62 | 10549173.93
5506 - CHANNEL ISLANDS SUB | 5506 |  | 116483.37 |  | 97257.97 | 454863.69 | 3817039.79 | 4485644.82
5507 - ORTEGA SUB | 5507 |  |  | 30102.19 | 319668.63 | 454401.35 | 2561690.09 | 3365862.26
5508 - DEL SUR SUB | 5508 |  |  | 424746.76 | 1492.8 | 392100.3 | 6278831.94 | 7097171.8
5509 - OXGEN SUB | 5509 |  |  |  | 554.46 | 86.34 | 36909.83 | 37550.63
5510 - FILLMORE SUB | 5510 |  | 5565.7 |  | 58776.66 | 281881.41 | 7303667.75 | 7649891.52
5511 - GOLDTOWN SUB | 5511 |  |  | 526259.27 | 187.19 | 181745.2 | 8521942.13 | 9230133.79
5512 - GORMAN SUB | 5512 |  |  |  | 382.78 | 307380.6 | 5085703.95 | 5393467.33
5514 - LANCASTER SUB | 5514 |  |  | 1071948.87 |  | 572145.68 | 8645019.41 | 10289113.96
5515 - COLEGIO SUBSTATION | 5515 |  |  |  |  | 24286.54 | 966900.56 | 991187.1
5516 - PROCGEN SUB | 5516 |  |  |  |  | 74008.89 | 2679728.36 | 2753737.25
5517 - CAMARILLO SUB | 5517 |  |  |  | 28584.49 | 448070.54 | 7175926.57 | 7652581.6
5518 - LITTLE ROCK SUB | 5518 |  |  | 1690352.6 | 442.59 | 416397.5 | 8083012.76 | 10190205.45
5519 - MALIBU SUB | 5519 |  |  |  | 14388.89 | 355648.52 | 7125659.62 | 7495697.03
5520 - MODOC SUB | 5520 |  |  | 0 | 6752.07 | 151881.88 | 4281585.87 | 4440219.82
5521 - UNIOIL SUB | 5521 |  |  |  |  | 25088.46 | 857256.99 | 882345.45
5522 - SHUTTLE SUB | 5522 |  | 0 | 911749.78 | 11913.32 | 437366.3 | 7827506.25 | 9188535.65
5523 - NORTHWIND SUB | 5523 |  |  |  |  | 96567.06 | 955538.12 | 1052105.18
5524 - MONTECITO SUB | 5524 |  |  |  | 5859.13 | 155317.25 | 1216325.42 | 1377501.8
5525 - OAK PARK SUB | 5525 |  |  |  | 389360.72 | 866592.23 | 4786690.24 | 6042643.19
5526 - OJAI SUB | 5526 |  | 13050.44 |  | 18795.05 | 148863.33 | 1907721.58 | 2088430.4
5527 - OXNARD SUB | 5527 |  |  |  | 7735.3 | 66117.04 | 1425674.05 | 1499526.39
5528 - PIERPONT SUB | 5528 |  |  |  | 1727.47 | 104002.2 | 1182843.38 | 1288573.05
5529 - PIRU SUB | 5529 |  |  |  | 0 | 13026.14 |  | 13026.14
5530 - REDMAN WUB | 5530 |  |  | 299055.54 | 959.21 | 9109.34 | 1090511.46 | 1399635.55
5531 - SANTA BARBARA SUB | 5531 |  | 40153.04 |  | 36966.57 | 776423.76 | 9364593.85 | 10218137.22
5532 - SANTA SUSANA SUB | 5532 |  |  |  | 5325.34 | 168627.67 | 9793865.7 | 9967818.71
5533 - MCGRATH BEACH PEAKER SUB | 5533 |  |  |  |  | 581228.96 | 2782714.24 | 3363943.2
5534 - SATICOY SUB | 5534 |  |  |  | 12556.38 | 2231761.95 | 4851103.65 | 7095421.98
5535 - CHARMIN SUB | 5535 |  |  | 27327.45 | 10253.02 | 25441 | 1668542.26 | 1731563.73
5536 - SOMIS SUB | 5536 |  |  |  | 2601.87 | 443425.91 | 1518354.68 | 1964382.46
5538 - VENTURA SUB | 5538 |  | 52076.18 | 0 | 3098.98 | 3239244.62 | 967258.16 | 4261677.94
5539 - ANAVERDE SUB | 5539 |  |  | 76358.55 | 157.24 | 783199.86 | 9919289.97 | 10779005.62
5541 - ROSAMOND SUB | 5541 |  |  | 658869.94 | 1087.87 | 2082352.27 | 9452667.51 | 12194977.59
5542 - NORTH OAKS | 5542 |  |  |  | 141650.35 | 212327.24 | 7198409.72 | 7552387.31
5543 - WILLAMETTE SUB | 5543 |  |  |  |  | 21159.02 | 505486.74 | 526645.76
5544 - CAMAR SUB | 5544 |  |  |  |  | 1173.16 | 0 | 1173.16
5545 - PIUTE SUB | 5545 |  | 11022.76 | 149256.83 | 3756.67 | 180296.57 | 6426963.82 | 6771296.65
5546 - ELIZABETH LAKE SUB | 5546 |  |  | 3071.64 | 86331.28 | 266398.21 | 8880414.63 | 9236215.76
5547 - CORUM SUB | 5547 |  |  | 0 | 384.16 | 1841836.03 | 2378715.47 | 4220935.66
5548 - OASIS SUB | 5548 |  |  | 397007.94 | 5187.77 | 1213570.48 | 8978490.57 | 10594256.76
5549 - PORTER SUB | 5549 |  |  |  | 881.31 | 148965.19 | 554413.54 | 704260.04
5550 - SAN FERNANDO SUB | 5550 |  |  |  | 518.76 | 155807.37 | 7842357.22 | 7998683.35
5551 - MAC NEIL SUBSTATION | 5551 |  |  |  | 2903.05 | 22946.66 | 1397104.98 | 1422954.69
5552 - LEVY SUB | 5552 |  |  |  | 16548.08 | 205926.2 | 4751154.49 | 4973628.77
5553 - CAL CEMENT SUB | 5553 |  | 15551.49 | 367756.98 |  | 202944.13 | 5158033.84 | 5744286.44
5554 - SHELLSOM SUB | 5554 |  |  |  | 1155.2 | 3686.94 | 29468.01 | 34310.15
5555 - CHATSWORTH SUB | 5555 |  |  |  | 3166.33 | 29293.41 | 4299543.33 | 4332003.07
5556 - NEENACH SUB | 5556 |  |  | 408193.41 | 3378.21 | 84586.5 | 5127070.35 | 5623228.47
5557 - NEWBURY SUB | 5557 |  |  | 692109.68 | 55457.94 | 198079.93 | 11485753.34 | 12431400.89
5560 - SOLEMINT SUB | 5560 |  |  |  | 17362.68 | 485023.56 | 4327848.2 | 4830234.44
5561 - GREAT LAKES SUB | 5561 |  |  |  |  | 84815.83 | 1062306.77 | 1147122.6
5562 - GRISWOLD SUB | 5562 |  |  | 0 | 24305.48 | 52006.29 | 255027.16 | 331338.93
5563 - ESTERO SUB | 5563 |  |  |  | 19480.25 | 106593.83 | 3874410.62 | 4000484.7
5564 - PALMDALE SUB | 5564 |  | 0 | 603423.78 | 62303.26 | 485698.16 | 9010662.98 | 10162088.18
5565 - PLAYA SUB | 5565 |  | 0 |  | 24432.82 | 295805.81 | 2241890.91 | 2562129.54
5566 - QUARTZ HILL SUB | 5566 |  | 11022.76 | 220467.49 | 15905.07 | 303242.36 | 6953978.36 | 7504616.04
5567 - WILSONA SUB | 5567 |  |  |  | 4375.93 | 1003238.36 | 6128366.04 | 7135980.33
5568 - LOCKHEED SUB | 5568 |  |  |  | 247855.23 | 441353.13 | 4444789.5 | 5133997.86
5569 - THOUSAND OAKS SUB | 5569 |  |  | 0 | 50502.68 | 252862.06 | 9990081.59 | 10293446.33
5570 - VEGAS SUB | 5570 | 5800.58 |  |  | 36581.22 | 139080.58 | 3451667.65 | 3633130.03
5572 - GAVIOTA SUB | 5572 |  |  | 118096.82 | 9947.26 | 644141.51 | 2221429.4 | 2993614.99
5573 - ROCKETDYNE SUB | 5573 |  |  |  |  | 7455.31 | 0 | 7455.31
5574 - APPGEN SUB | 5574 | [5 empty] | 343304.23 | 343304.23
5575 - TENGEN SUB | 5575 |  |  |  | 290530.98 | 303058.09 | 787165.78 | 1380754.85
5576 - NEWHALL SUB | 5576 |  |  | 413801.75 | 37678.18 | 285330.3 | 7248911.61 | 7985721.84
5577 - SAN MIGUEL SUB | 5577 |  |  | 0 | 50004.3 | 198507.09 | 6448478.31 | 6696989.7
5578 - BURRO FLATS SUB | 5578 |  |  |  | 462.96 | 4953.29 | 198591.17 | 204007.42
5579 - WAKEFIELD SUB | 5579 |  |  |  | 33430.65 | 214705.87 | 5642758.42 | 5890894.94
5580 - ROYAL SUB | 5580 |  |  | 0 | 37664.41 | 162563.2 | 5966594.45 | 6166822.06
5581 - EXXON CO. USA SUB | 5581 |  |  |  | 4191.64 | 116903.17 | 2134147.38 | 2255242.19
5582 - PITCHGEN SUB | 5582 |  |  |  |  | 3719.42 | 1352099 | 1355818.42
5584 - UNIVERSAL CITY SUB | 5584 |  |  |  | 12339.75 | 9320.49 | 3541430.84 | 3563091.08
5585 - SAN MARCOS SUB | 5585 |  |  |  | 28884.1 | 127402.32 | 1865731.15 | 2022017.57
5587 - GONZALES SUB | 5587 |  | 0 |  | 144447.12 | 250499.02 | 7249340.35 | 7644286.49
5588 - COPCO SUB | 5588 |  |  |  |  | 0 | 7.95 | 7.95
5589 - THRUST SUB | 5589 |  |  |  |  | 5404.85 | 60093.44 | 65498.29
5591 - WESTPAC SUB | 5591 |  |  |  |  | 28672.31 | 929457.95 | 958130.26
5594 - HASKELL SUB | 5594 |  |  |  | 28939.94 | 402635.68 | 9272256.01 | 9703831.63
5595 - CAMGEN SUB | 5595 |  |  |  |  | 1270 | 183269.77 | 184539.77
5596 - ISLA VISTA SUB | 5596 |  |  |  | 119259.57 | 520546.49 | 3391813.44 | 4031619.5
5597 - POTRERO SUB | 5597 |  |  | 0 | 73581.53 | 260785.45 | 6760290.84 | 7094657.82
5599 - HELIJET SUB | 5599 |  | 0 | 499395.55 |  | 235231.04 | 2237308.8 | 2971935.39
5600 - EASTERN DIV SUB | 5600 | [5 empty] | 616419.11 | 616419.11
5601 - RANDALL SUB | 5601 |  | 20402.77 | 56149.71 | 17910.49 | 794119.01 | 9884755.4 | 10773337.38
5602 - ARRO SUB | 5602 |  |  |  | 2513.8 | 33872.98 | 1808697.08 | 1845083.86
5603 - TROPHY SUB | 5603 |  |  |  | 60670.7 | 482983.37 | 7745360.27 | 8289014.34
5604 - TIMOTEO SUB | 5604 |  | 1759.71 |  | 8332.86 | 620657.36 | 6189530.37 | 6820280.3
5605 - BEAUMONT SUB | 5605 |  |  |  | 264.99 | 574306.34 | 2931877.97 | 3506449.3
5606 - ORANGE PRODUCTS SUB | 5606 |  | 13595.77 |  | 2627.31 | 97676.38 | 282559.26 | 396458.72
5607 - CAPSULE SUB | 5607 |  |  |  | 680.4 | 5934.23 | 39512.68 | 46127.31
5608 - CARDIFF SUB | 5608 |  |  |  | 10890.99 | 581205.17 | 19279616.57 | 19871712.73
5609 - PLASTIC SUB | 5609 |  |  |  |  | 10453.12 | 326992.86 | 337445.98
5610 - COLTON SUB | 5610 |  |  |  | 5846.19 | 382295.86 | 4744978.81 | 5133120.86
5611 - LIVE OAK SUB | 5611 |  |  |  | 17348.08 | 1221577.78 | 10874374.73 | 12113300.59
5612 - INLAND CONTAINER SUB | 5612 |  | 20750.4 |  |  | 0 | 119447.17 | 140197.57
5613 - AGUA MANSA SUB | 5613 | [5 empty] | 12811.67 | 12811.67
5614 - PEYTON SUB | 5614 |  |  |  | 24965.45 | 273986.39 | 6553586.2 | 6852538.04
5615 - DECLEZ SUB | 5615 |  | 0 | 23032.35 | 3638.26 | 3358585.7 | 10248201.52 | 13633457.83
5616 - FLANCO SUB | 5616 |  | 22341.87 | 0 | 4819.64 | 66227.36 | 507584.1 | 600972.97
5617 - GANESHA SUB | 5617 |  |  | 0 | 4738.03 | 249450.69 | 6128755.91 | 6382944.63
5618 - FIREHOUSE SUB | 5618 |  | 6520.43 |  | 39026.13 | 510335 | 8328694.75 | 8884576.31
5619 - HIGHLAND SUB | 5619 |  |  |  | 1885.28 | 1976876.47 | 12364875.41 | 14343637.16
5620 - BLOOMINGTON SUB | 5620 |  |  |  | 14411.65 | 246346.18 | 9484627.68 | 9745385.51
5621 - HUSTON SUB | 5621 |  | 45572.57 | 0 | 9257.16 | 136204.65 | 4077078.65 | 4268113.03
5622 - JUNCTION SUB | 5622 |  |  |  |  | 114634.8 | 653961.79 | 768596.59
5624 - NORCO SUB | 5624 |  | 66934.26 | 0 | 1612.23 | 3318.82 | 286134.85 | 358000.16
5625 - ONTARIO SUB | 5625 |  |  |  | 4294.57 | 221797.63 | 2017428.94 | 2243521.14
5626 - PEDLEY SUB | 5626 |  | 22867.68 |  | 879.71 | 72715.75 | 6050979.91 | 6147443.05
5627 - POMONA SUB | 5627 |  |  |  | 7625.28 | 113611.1 | 934550.52 | 1055786.9
5628 - TENNESSEE SUB | 5628 |  | 44558 |  | 18481.64 | 429467.32 | 4517444.35 | 5009951.31
5629 - REDLANDS SUB | 5629 |  | 29558.32 | 21358.52 | 7720827.21 | 179767.84 | 11607619.56 | 19559131.45
5630 - GRAPELAND PEAKER SUB | 5630 |  |  | 0 |  | 361159.5 | 1129007.5 | 1490167
5631 - SAN ANTONIO SUB | 5631 |  | 0 | 7605.55 | 5741.31 | 232418.28 | 7066232.54 | 7311997.68
5632 - STODDARD SUB | 5632 |  |  |  | 5801.63 | 1059273.63 | 6236360.53 | 7301435.79
5633 - SAN DIMAS SUB | 5633 |  | 19651.44 |  | 6634.59 | 182036.08 | 5794463.49 | 6002785.6
5634 - KAISER STEEL SUB | 5634 | [5 empty] | 415140.47 | 415140.47
5635 - UPLAND SUB | 5635 |  | 21531.69 |  | 4771.8 | 258621.28 | 6890631.86 | 7175556.63
5636 - YUCAIPA SUB | 5636 |  | 31004.98 | 0 | 6287.37 | 186096.57 | 8448418.26 | 8671807.18
5637 - TIPPECANOE SUB | 5637 |  | 0 |  | 6560.15 | 618076.13 | 4631331.14 | 5255967.42
5638 - KEM SUB | 5638 |  |  |  |  | 1489.48 | 535477.3 | 536966.78
5639 - FRANCIS SUB | 5639 |  | 59193.81 |  | 21323.73 | 294226.5 | 5293315.05 | 5668059.09
5640 - BURNT MILL SUB | 5640 |  |  |  | 19321.93 | 444991.7 | 6293450.66 | 6757764.29
5641 - MT VERNON SUB | 5641 |  |  |  | 5953.03 | 147348.8 | 2224681.87 | 2377983.7
5644 - EUCLID SUB | 5644 |  |  |  | 2156.09 | 388246.62 | 941229.12 | 1331631.83
5645 - LAYFAIR SUB | 5645 |  | 2166.35 |  | 3267.75 | 353840.25 | 8185341.8 | 8544616.15
5646 - COLTON CEMENT SUB | 5646 |  | 43167.32 |  |  | 22181.65 | 992020.13 | 1057369.1
5647 - VALENCIA SUB | 5647 |  |  | 0 | 8436.52 | 1033984.51 | 518956.41 | 1561377.44
5648 - NAROD SUB | 5648 |  | 0 |  | 6864.86 | 681919.56 | 14961322.55 | 15650106.97
5650 - LINDE AIR SUB | 5650 |  | 15935.12 |  |  | 2897.28 | 567019.44 | 585851.84
5652 - AMERON SUB | 5652 |  |  | 531131.29 | 11898.41 | 14597.15 | 1404484.1 | 1962110.95
5653 - SMILEY SUB | 5653 |  |  |  | 1590.32 | 358423.58 | 1248648.65 | 1608662.55
5654 - REDUCTION SUB | 5654 |  | 34834.62 |  | 2631.06 | 287656.32 | 3703415.97 | 4028537.97
5655 - NOGALES SUB | 5655 | 0 | 16835.35 | 525169.83 | 23175.64 | 87309.72 | 6996486.8 | 7648977.34
5656 - BAIN SUB | 5656 |  | 704.04 |  | 28695.45 | 780398.1 | 7041321.48 | 7851119.07
5657 - WHEEL SUB | 5657 |  |  |  | 882.21 | 0 | 0 | 882.21
5658 - PIPE SUB | 5658 |  | 32989.16 |  | 410.43 | 16221.01 | 1154230.17 | 1203850.77
5659 - ARCHIBALD SUB | 5659 |  |  | 206392.73 | 9307.15 | 348346.22 | 6431786.45 | 6995832.55
5661 - RUNNING SPRINGS SUB | 5661 |  | 31398.49 |  | 12064.63 | 81707.89 | 3755542.96 | 3880713.97
5662 - ARBORS SUB | 5662 |  |  |  |  | 0 | 235773.68 | 235773.68
5663 - MILLIKEN SUB | 5663 |  |  |  | 795975.01 | 527901.08 | 8343580.49 | 9667456.58
5664 - WIMBLEDON SUB | 5664 |  | 1282.36 | 17343.27 |  | 833371.88 | 9049518.3 | 9901515.81
5665 - HAVASU SUB | 5665 |  |  |  | 2141.52 | 7329.18 | 1664026.07 | 1673496.77
5667 - ARCHLINE SUB | 5667 |  | 12855.5 |  | 19820.61 | 457316.63 | 8118775.7 | 8608768.44
5668 - CRESTMORE SUB | 5668 |  | 14975.39 |  | 850.47 | 3351.45 | 140139.62 | 159316.93
5670 - DEL ROSA SUB | 5670 |  |  | 17327.46 | 14077.6 | 1433336.15 | 8325913.38 | 9790654.59
5672 - ALDER SUB | 5672 |  |  |  | 8031.73 | 293320 | 11760340.87 | 12061692.6
5674 - WHIPPLE SUB | 5674 |  | 8713.95 |  | 14261.56 | 179752.93 | 3449097.42 | 3651825.86
5677 - CUCAMONGA SUB | 5677 |  |  |  | 13341.36 | 410824.57 | 8010103.69 | 8434269.62
5678 - LANDING SUB | 5678 |  | 14661.05 |  | 4699.96 | 23628.83 | 2001439.02 | 2044428.86
5679 - CHASE SUB | 5679 |  |  |  |  | 534447.49 | 10334458.48 | 10868905.97
5680 - DIAMOND BAR SUB | 5680 |  |  | 49398.36 | 505887.21 | 322655.66 | 5193979.33 | 6071920.56
5681 - GARDEN STATE SUB | 5681 |  |  |  |  | 6899 | 19604.82 | 26503.82
5682 - UNIMED SUB | 5682 | [5 empty] | 210290.93 | 210290.93
5683 - DELGEN SUB | 5683 |  | 0 |  |  | 9269.44 | 115267.35 | 124536.79
5685 - CIMGEN SUB | 5685 |  |  |  |  | 1332.79 | 296681.78 | 298014.57
5686 - SOQUEL SUB | 5686 |  |  |  | 333364.08 | 680130.96 | 5031705.29 | 6045200.33
5688 - ROCKAIR SUB | 5688 |  |  |  | 9231.81 | 12621.43 | 243308.68 | 265161.92
5690 - SIMPSON SUB | 5690 |  |  |  |  | 1946.23 |  | 1946.23
5694 - DATABANK SUB | 5694 |  |  |  | 4231.64 | 6443.99 | 849233.83 | 859909.46
5695 - CLAREMONT SUB | 5695 |  |  |  | 28833.25 | 39672.2 | 1223414.45 | 1291919.9
5696 - FIBRE SUB | 5696 |  |  |  |  | 13172.08 | 894272.66 | 907444.74
5697 - POLYPRO SUB | 5697 |  |  |  |  | 43118.75 | 1016676.02 | 1059794.77
5698 - BHP SUBSTATION | 5698 |  |  |  |  | 61145.31 |  | 61145.31
5699 - KINDER SUB. | 5699 |  |  |  |  | 30407.27 | 486538.47 | 516945.74
5701 - ALON SUB | 5701 |  |  | 0 | 13817.41 | 116586.91 | 7372726.27 | 7503130.59
5702 - VIDEO SUB | 5702 |  |  |  | 8661.55 | 0 | 0 | 8661.55
5704 - NAVY MOLE SUB | 5704 |  |  |  |  | 20355.59 | 209975.23 | 230330.82
5705 - SHELLWAT SUB | 5705 |  |  |  |  | 49560.34 | 1717493.77 | 1767054.11
5706 - BELMONT SUB | 5706 |  |  | 0 | 3741.81 | 618519.43 | 2878477.15 | 3500738.39
5707 - BIXBY SUB | 5707 |  |  |  | 18626.43 | 124274 | 1665520.06 | 1808420.49
5708 - BOWL SUB | 5708 |  |  |  | 21181.91 | 316263.24 | 7709698.59 | 8047143.74
5709 - INJECTION SUB | 5709 |  |  |  | 2075.2 | 5151.74 | 114989.16 | 122216.1
5710 - BREWSTER SUB | 5710 |  |  |  | 14222.04 | 156428.88 | 4299998.98 | 4470649.9
5711 - CARSON SUB | 5711 |  |  |  | 95072.65 | 572982.58 | 3216270.3 | 3884325.53
5712 - CAMERON SUB | 5712 |  |  | 0 |  | 167326.91 | 4477035.59 | 4644362.5
5714 - CUDAHY SUB | 5714 |  | 32033.1 |  | 23609.58 | 398438.24 | 9676137.67 | 10130218.59
5717 - BOOST SUB | 5717 |  |  |  | 1296.52 | 43227.1 | 804984.69 | 849508.31
5718 - FRUITLAND SUB | 5718 |  | 12711.73 |  | 39968.39 | 203696.12 | 6367898.51 | 6624274.75
5719 - ASTRO SUB | 5719 |  |  |  |  | 7855.43 | 713913.66 | 721769.09
5720 - FREEMONT SUB | 5720 |  | 6957.1 |  | 96954.51 | 198444.32 | 5626097.11 | 5928453.04
5721 - DIKE SUBSTATION | 5721 |  |  |  |  | 89116.28 | 1836237.82 | 1925354.1
5722 - PICO SUBSTATION | 5722 |  |  |  |  | 462294.49 | 9231537.79 | 9693832.28
5723 - CORNUTA SUBSTATION | 5723 |  |  |  | 86695.2 | 164261.58 | 3056809.29 | 3307766.07
5725 - GRAHAM SUBSTATION | 5725 |  |  |  | 3622.28 | 260184.22 | 2002502.48 | 2266308.98
5726 - HATHAWAY SUBSTATION | 5726 |  | 21379.94 | 0 | 26441.79 | 1878747.25 | 6895296.45 | 8821865.43
5727 - ATHENS SUBSTATION | 5727 |  |  | 0 | 8170.49 | 44169.75 | 2020902.62 | 2073242.86
5728 - HUNTINGTON PARK SUB | 5728 |  |  |  | 1511.51 | 173468.94 | 3211912.16 | 3386892.61
5730 - PACLINE SUBSTATION | 5730 |  |  |  | 1790.1 | 20787.62 | 567421.46 | 589999.18
5731 - LYNWOOD SUBSTATION | 5731 |  |  |  | 15753.59 | 111294.69 | 3210760.36 | 3337808.64
5732 - MAYWOOD SUBSTATION | 5732 |  |  |  | 2736.07 | 64612.72 | 1171713.31 | 1239062.1
5733 - LAKEWOOD SUBSTATION | 5733 |  |  |  | 2066.43 | 81662.18 | 2566832.92 | 2650561.53
5734 - LINDEN SUBSTATION | 5734 |  |  |  | 1533.15 | 203841.52 | 1856179.78 | 2061554.45
5735 - LOCUST SUBSTATION | 5735 |  |  |  | 2318.74 | 112629.35 | 4162970.59 | 4277918.68
5738 - LOS CERRITOS SUB | 5738 |  |  |  | 176528.19 | 310770.25 | 3737137.06 | 4224435.5
5739 - RANDOLPH SUBSTATION | 5739 |  |  |  | 18869.22 | 419943.56 | 6088866.52 | 6527679.3
5740 - NAPLES SUBSTATION | 5740 |  |  | 114340.08 | 4643.79 | 103502.15 | 1432071.32 | 1654557.34
5741 - THUMS "A" SUBSTATION | 5741 |  |  |  |  | 1433.44 | 132865.18 | 134298.62
5742 - THUMS "B" SUBSTATION | 5742 |  |  |  |  | 1441.24 | 172519.59 | 173960.83
5744 - OLDFIELD SUBSTATION | 5744 |  |  |  | 11495.64 | 1292523.85 | 3961661.26 | 5265680.75
5745 - LARDER SUBSTATION | 5745 |  |  |  |  | 36616.49 | 1489350.56 | 1525967.05
5746 - SANITREAT SUBSTATION | 5746 |  |  |  | 1000 | 5047.31 | 18017.61 | 24064.92
5749 - FERNWOOD SUBSTATION | 5749 |  |  |  | 21799.82 | 90685.04 | 2997624.3 | 3110109.16
5750 - CALDEN SUBSTATION | 5750 |  |  |  | 109960.48 | 67407.87 | 2993144.13 | 3170512.48
5751 - NOLA SUBSTATION | 5751 |  |  |  | 149060.77 | 586594.85 | 2795692.87 | 3531348.49
5753 - SIGNAL HILL | 5753 |  |  |  | 23308.28 | 207304.62 | 2422618.4 | 2653231.3
5754 - SOMERSET SUBSTATION | 5754 |  | 33690.93 |  | 5781.35 | 270781.95 | 6893314.68 | 7203568.91
5755 - STATE STREET SUBSTATION | 5755 |  | 0 | 0 | 36338.39 | 325422.21 | 4336636.39 | 4698396.99
5756 - BULLIS SUBSTATION | 5756 |  |  |  | 7071.64 | 245119.48 | 9591940.96 | 9844132.08
5757 - WEBCO SUBSTATION | 5757 |  |  |  |  | 12941.88 | 222111.19 | 235053.07
5758 - WATSON SUBSTATION | 5758 |  |  | 3790.13 | 65254.97 | 2969021.5 | 9639226.49 | 12677293.09
5759 - THUMS "C" SUBSTATION | 5759 |  |  |  |  | 1520.59 | 171607.43 | 173128.02
5760 - THUMS "D" SUBSTATION | 5760 |  |  |  |  | 1643.87 | 170235.53 | 171879.4
5763 - COLLEGE SUBSTATION | 5763 | [5 empty] | 391226.7 | 391226.7
5765 - REVITAL SUBSTATION | 5765 |  |  |  | 29526.28 | 4031.68 | 252724.1 | 286282.06
5766 - DAISY SUBSTATION | 5766 |  | 12645.67 |  | 21724.79 | 572258.63 | 2074131.8 | 2680760.89
5767 - COMPTON SUBSTATION | 5767 |  |  |  | 1227.49 | 58664.15 | 961539.89 | 1021431.53
5768 - BROADWAY | 5768 |  |  |  | 96151.01 | 143634.75 | 3856468.83 | 4096254.59
5769 - CLARK SUBSTATION | 5769 |  |  |  | 7528.7 | 158391.14 | 2060462.59 | 2226382.43
5770 - GAGE SUBSTATION | 5770 |  |  |  | 1200.31 | 28894.9 | 1066300.98 | 1096396.19
5771 - LUCAS SUBSTATION | 5771 |  |  |  | 11216.27 | 891521.53 | 9746361.45 | 10649099.25
5772 - IMPERIAL SUB | 5772 |  |  |  | 22376.61 | 142256.64 | 7867267.74 | 8031900.99
5773 - FUEL SUBSTATION | 5773 |  |  |  |  | 25825.45 | 282870.91 | 308696.36
5774 - LONGDON SUBSTATION | 5774 |  |  |  | 2942.93 | 301985.17 | 1340065.6 | 1644993.7
5775 - DOMHILL SUBSTATION | 5775 |  |  |  |  | 16316.55 | 238826.85 | 255143.4
5776 - JERSEY SUBSTATION | 5776 |  |  | 0 | 30304.78 | 274431.8 | 5055625.81 | 5360362.39
5777 - WOODRUFF SUBSTATION | 5777 |  |  |  | 12168.79 | 579157.83 | 3431085.25 | 4022411.87
5779 - DAVIDSON CITY | 5779 |  | 6957.1 |  | 4957.3 | 48937.99 | 741257 | 802109.39
5780 - NAOMI SUBSTATION | 5780 |  |  |  | 18551.61 | 61777.01 | 2708580.24 | 2788908.86
5781 - NEPTUNE SUBSTATION | 5781 |  |  |  | 52528.33 | 113781.74 | 3440398.73 | 3606708.8
5782 - DOUGOIL SUB | 5782 |  |  |  |  | 23526.53 | 1308214.56 | 1331741.09
5783 - ERIC SUBSTATION | 5783 |  |  | 0 | 49964.25 | 500771.16 | 2585251.11 | 3135986.52
5784 - HEDDA SUBSTATION | 5784 |  |  | 0 | 3772.94 | 1190231.5 | 1637019.9 | 2831024.34
5785 - SUNNYSIDE SUBSTATION | 5785 |  |  | 0 | 32118.03 | 518413.72 | 9896672.22 | 10447203.97
5787 - SOUTH GATE SUBSTATION | 5787 |  |  | 17255.4 | 4092.23 | 1484325.64 | 2460871.41 | 3966544.68
5788 - BOVINE SUBSTATION | 5788 |  |  | 17100.52 | 150722.83 | 103128.33 | 3353049.14 | 3624000.82
5789 - ARTESIA SUBSTATION | 5789 |  |  |  | 346.83 | 830719.56 | 1547955.02 | 2379021.41
5790 - SEABRIGHT SUBSTATION | 5790 |  |  |  | 3676.55 | 114827.42 | 3379586.83 | 3498090.8
5791 - GREENING SUBSTATION | 5791 |  |  | 0 | 23723.8 | 405591.84 | 9948426.32 | 10377741.96
5792 - WESTEX SUBSTATION | 5792 |  |  |  | 3119 | 7090.31 | 119423.07 | 129632.38
5794 - ATRICH SUBSTATION | 5794 |  |  |  | 2403.81 | 0 | 0 | 2403.81
5795 - CERTIFIED SUBSTATION | 5795 |  |  |  |  | 12972.78 | 161311.12 | 174283.9
5796 - STADIUM SUBSTATION | 5796 |  |  |  |  | 83070.02 | 7404717.18 | 7487787.2
5797 - CHERRY SUBSTATION | 5797 |  |  |  | 458083.12 | 665295.91 | 4487900.07 | 5611279.1
5798 - MOVIE SUBSTATION | 5798 |  | 1962.96 | 17658.29 | 1888137.56 | 1025678.68 | 3862878.22 | 6796315.71
5799 - PAPERMATE SUB | 5799 |  |  |  |  | 18899.08 | 466645.91 | 485544.99
5800 - SOUTHEAST DIVISION | 5800 | [5 empty] | 69255.51 | 69255.51
5801 - VERA SUBSTATION | 5801 |  |  | 0 | 50895.86 | 132233.5 | 5299612.94 | 5482742.3
5802 - MODENA SUBSTATION | 5802 |  |  |  | 31251.65 | 440332.68 | 6516509.52 | 6988093.85
5803 - SMITH TOOL SUBSTATION | 5803 |  |  |  | 5082.09 |  |  | 5082.09
5804 - ATWOOD SUBSTATION | 5804 |  |  |  | 9421.65 | 184522.91 | 4233982.61 | 4427927.17
5805 - BAYSIDE SUBSTATION | 5805 |  |  | 0 | 44427.69 | 58204.58 | 4395125.34 | 4497757.61
5806 - APOLLO SUBSTATION | 5806 |  |  |  | 596.93 | 169147.12 | 1089842.28 | 1259586.33
5807 - BOLSA SUBSTATION | 5807 |  |  | 0 | 34045.91 | 471244.94 | 4192671 | 4697961.85
5808 - BRYAN SUBSTATION | 5808 |  |  |  | 14864.98 | 156759.15 | 8890814.94 | 9062439.07
5809 - SLATER SUBSTATION | 5809 |  | 0 |  | 75818.17 | 387940.1 | 6158889.92 | 6622648.19
5810 - BRISTOL SUBSTATION | 5810 |  |  |  | 0 | 9955.04 | 457158.99 | 467114.03
5811 - CHIQUITA SUBSTATION | 5811 |  |  | 58206.58 | 648505.84 | 570540.26 | 8125982.45 | 9403235.13
5812 - MURPHY SUB | 5812 |  | 20469.19 | 0 | 61155.36 | 54309.82 | 2367534.11 | 2503468.48
5813 - CAROLINA SUBSTATION | 5813 |  |  |  | 30813.36 | 643844.83 | 6658082.78 | 7332740.97
5814 - CARMENITA SUBSTATION | 5814 |  | 14314.48 | 146426.97 | 6615.51 | 673276.39 | 9648680.58 | 10489313.93
5815 - PAPER SUBSTATION | 5815 |  |  |  | 1488.29 | 10364.84 | 435105.6 | 446958.73
5816 - PARKWOOD SUBSTATION | 5816 |  | 93280.11 |  | 58054.76 | 119031.88 | 5659256.66 | 5929623.41
5817 - COSTA MESA SUBSTATION | 5817 |  | 0 |  | 4078.3 | 178798.45 | 1656091.24 | 1838967.99
5818 - CROWN SUBSTATION | 5818 |  |  |  | 57928.73 | 582392.83 | 7332795.9 | 7973117.46
5819 - ELY SUBSTATION | 5819 |  |  |  | 52169.91 | 53016.63 | 7722456.2 | 7827642.74
5820 - DOWNEY SUB | 5820 |  |  |  | 8032.89 | 22467.15 | 3362581.01 | 3393081.05
5821 - FAIRVIEW SUBSTATION | 5821 |  |  |  | 1818.22 | 937523.12 | 11975456.43 | 12914797.77
5822 - FULLERTON SUBSTATION | 5822 |  |  |  | 20431.71 | 112326.38 | 10032177.99 | 10164936.08
5823 - GALLATIN SUB | 5823 |  |  |  | 19042.07 | 159383.93 | 3201212.36 | 3379638.36
5824 - WEICO SUBSTATION | 5824 | [5 empty] | 75.02 | 75.02
5825 - HAMILTON SUBSTATION | 5825 |  |  |  | 11052.84 | 1538306.85 | 8713036.08 | 10262395.77
5826 - CAMDEN SUBSTATION | 5826 |  |  |  | 183449.09 | 394886.22 | 4021821.48 | 4600156.79
5828 - WAVE SUBSTATION | 5828 |  |  | 0 | 1978.24 | 231529.49 | 6233981.36 | 6467489.09
5829 - IRVINE SUBSTATION | 5829 |  |  |  | 2643.32 | 340605.01 | 10153753.16 | 10497001.49
5830 - SOUTH PAC SUBSTATION | 5830 |  |  |  |  | 21986.02 | 135771.34 | 157757.36
5832 - LA HABRA SUBSTATION | 5832 |  |  | 17124.63 | 916.07 | 667205.8 | 12808670.67 | 13493917.17
5833 - GILBERT SUBSTATION | 5833 |  |  |  | 42323.72 | 96235.52 | 4735255.88 | 4873815.12
5834 - LA MIRADA SUBSTATION | 5834 |  |  |  | 52555.39 | 117526.13 | 2313750.88 | 2483832.4
5835 - LA VETA SUBSTATION | 5835 |  |  | 0 | 77254.35 | 102258.05 | 5755615.52 | 5935127.92
5836 - MORRO SUBSTATION | 5836 |  |  | 0 | 20035.87 | 134146.14 | 5688577.71 | 5842759.72
5837 - CYPRESS SUBSTATION | 5837 |  |  | 0 | 25204.38 | 256087.85 | 11394656.05 | 11675948.28
5838 - NARROWS SUB | 5838 |  |  |  | 30474.36 | 421195.8 | 6923645.14 | 7375315.3
5840 - SUNNYHILLS SUBSTATION | 5840 |  |  |  |  | 36412.28 | 332949.16 | 369361.44
5841 - LEANDRO SUBSTATION | 5841 |  |  |  |  | 466740.98 |  | 466740.98
5842 - OCEANVIEW SUBSTATION | 5842 |  |  | 58101.17 | 6908.91 | 346823.15 | 7689295.85 | 8101129.08
5843 - ORANGE SUBSTATION | 5843 |  | 423767.53 | 1592772.97 | 91402.09 | 2741309.48 | 17794547.76 | 22643799.83
5844 - WILSHIRE SUB | 5844 | [5 empty] | 39287.12 | 39287.12
5845 - MOULTON SUBSTATION | 5845 |  |  |  | 64266.46 | 811354.66 | 8564825.19 | 9440446.31
5846 - MERCURY SUB | 5846 |  |  |  | 503.06 | 0 | 0 | 503.06
5848 - RIVERA SUB | 5848 |  |  | 0 | 3355.84 | 1055264.57 | 6219187.66 | 7277808.07
5849 - SANTA ANA SUBSTATION | 5849 |  | 6881.79 |  | 19605.48 | 1817213.16 | 0 | 1843700.43
5850 - SANTA FE SPRINGS SUB | 5850 |  |  |  | 26233.02 | 264376.63 | 8274771.32 | 8565380.97
5851 - GISLER SUBSTATION | 5851 |  |  |  | 141655.82 | 466528.11 | 6688296.63 | 7296480.56
5852 - STEWART SUB | 5852 |  |  |  | 83294.78 | 93607.97 | 4025471.24 | 4202373.99
5853 - TALBERT SUBSTATION | 5853 |  |  | 24273.29 | 23620.07 | 185901.76 | 4112043.54 | 4345838.66
5854 - BROOKHURST SUBSTATION | 5854 |  |  |  | 118648.7 | 335948.3 | 5436021.67 | 5890618.67
5856 - WASHINGTON SUBSTATION | 5856 |  |  |  | 86491.88 | 149195.93 | 3562446.25 | 3798134.06
5857 - SPONGE SUB | 5857 |  |  |  |  | 10307.7 | 60307.1 | 70614.8
5859 - CEDARWOOD SUBSTATION | 5859 |  |  |  | 3885.63 | 69621.72 | 1136767.42 | 1210274.77
5860 - ALTON SUBSTATION | 5860 | 241261.67 |  |  | 62261.07 |  |  | 303522.74
5861 - CHESTNUT SUBSTATION | 5861 |  |  |  | 1680.85 | 226607.1 | 8977900.78 | 9206188.73
5862 - SULLIVAN SUBSTATION | 5862 |  |  | 230879.33 | 14328.16 | 463964 | 6201565.06 | 6910736.55
5863 - BARTOLO SUB | 5863 |  |  |  | 4276.75 | 84224.26 | 853905.48 | 942406.49
5864 - EDGEWATER SUBSTATION | 5864 |  |  |  | 3839.73 | 46384.57 | 1034517.85 | 1084742.15
5865 - ESTRELLA SUBSTATION | 5865 |  |  | 41147.7 | 130439.95 | 294435.22 | 10837824.52 | 11303847.39
5866 - MARION SUBSTATION | 5866 |  |  |  | 95573.38 | 58146.27 | 4570918.8 | 4724638.45
5867 - ARCH BEACH SUBSTATION | 5867 |  |  |  | 7596.16 | 94936.16 | 415140.42 | 517672.74
5869 - SHAWNEE SUBSTATION | 5869 | 0 |  | 17288.92 | 486283.51 | 141748.59 | 4904261.71 | 5549582.73
5870 - LAMPSON SUBSTATION | 5870 |  |  | 0 | 143290.49 | 297647.12 | 5905437.57 | 6346375.18
5871 - NORSEAL SUBSTATION | 5871 |  |  |  |  | 25437.19 | 597457.13 | 622894.32
5872 - LAFAYETTE SUBSTATION | 5872 |  |  |  | 109897.48 | 307656.17 | 5578004.13 | 5995557.78
5873 - LA PALMA SUBSTATION | 5873 |  |  | 0 | 8903.34 | 1810287.01 | 9979959.8 | 11799150.15
5874 - MAC ARTHUR SUBSTATION | 5874 |  |  |  | 100887.79 | 184556.89 | 7782141.87 | 8067586.55
5875 - EDINGER SUBSTATION | 5875 |  |  |  | 11499.14 | 391982.87 | 2388976.24 | 2792458.25
5878 - TUSTIN SUBSTATION | 5878 | 11308.24 |  |  |  | 84594.51 |  | 95902.75
5879 - CABRILLO SUBSTATION | 5879 |  |  |  | 72333.12 | 639289.69 | 11969116.47 | 12680739.28
5880 - YORBA LINDA SUBSTATION | 5880 |  | 0 |  | 109294.47 | 119657.69 | 5829629.57 | 6058581.73
5881 - JOHANNA SUBSTATION | 5881 |  | 14629.85 |  |  | 0 | 1874843.54 | 1889473.39
5883 - BASTA SUBSTATION | 5883 |  |  |  | 6540.15 | 295662.67 | 1872145.23 | 2174348.05
5884 - BURRIS PIT | 5884 |  |  |  |  | 17725.5 | 589360.24 | 607085.74
5885 - POWERINE SUB | 5885 |  |  |  |  | 14762.75 | 965826.18 | 980588.93
5886 - PIONEER SUB | 5886 |  | 6944.4 |  | 145164.11 | 306243.3 | 6174371.1 | 6632722.91
5887 - BORREGO SUBSTATION | 5887 |  |  | 0 | 40290.29 | 416807.87 | 6986243.17 | 7443341.33
5888 - WESTGATE SUB | 5888 |  | 0 |  | 23706.77 | 135828.21 | 1718604.26 | 1878139.24
5889 - PLACENTIA SUBSTATION | 5889 |  |  |  | 62827.53 | 543929.27 | 4554485.51 | 5161242.31
5890 - CANYON SUBSTATION | 5890 |  |  | 0 | 11184.76 | 475858.97 | 9898899.07 | 10385942.8
5891 - FRIENDLY HILLS SUB | 5891 |  |  |  | 11259.78 | 116118.21 | 2532288.35 | 2659666.34
5892 - TELEGRAPH SUB | 5892 |  | 12346.29 | 96987.23 | 5865.32 | 1672720.97 | 11587275.33 | 13375195.14
5893 - PASSONS SUB | 5893 |  | 3214.78 |  | 98244.34 | 129922.83 | 6362947.38 | 6594329.33
5894 - AMMONIA SUBSTATION | 5894 | [5 empty] | 1711.11 | 1711.11
5895 - PAULARINO SUBSTATION | 5895 |  |  |  | 8006.09 | 77246.47 | 1251119.84 | 1336372.4
5896 - NIGUEL SUBSTATION | 5896 |  |  | 21383.5 | 46880.41 | 287560.88 | 12141989.61 | 12497814.4
5897 - SOCO SUBSTATION | 5897 |  |  |  |  | 4229.06 | 696017.49 | 700246.55
5898 - FLORADAY SUB | 5898 |  |  |  | 11336.06 | 131104.34 | 3391250.83 | 3533691.23
5899 - TRASK SUBSTATION | 5899 |  |  |  | 16481.26 | 153627.93 | 6140082.02 | 6310191.21
5901 - HOPEFUL SUB | 5901 |  |  |  | 6998.56 | 28567.78 | 637845.34 | 673411.68
5902 - LAS LOMAS SUB | 5902 | 4664176.95 |  |  |  | 3202801.97 | 15031931.91 | 22898910.83
5903 - SKINWATER SUB | 5903 |  |  |  |  | 347631.75 | 1040879.84 | 1388511.59
6000 - CUSTOMER SERVICE DEPART. | 6000 |  |  |  | 42277754.69 | 3583850.41 | 96415.88 | 45958020.98
6002 - ORANGE COUNTY REGION | 6002 |  |  | 0 |  | 3931315.47 |  | 3931315.47
6003 - INLAND REGION | 6003 |  |  |  | 10165016.72 | 10841972.4 | 0 | 21006989.12
6004 - DESERT SPRINGS REGION | 6004 |  |  |  | 735.46 |  |  | 735.46
6005 - NORTH COAST REGION | 6005 |  |  |  | 404960.91 | 6621340.5 |  | 7026301.41
6011 - RIALTO COMB FAC. BLDG B&C | 6011 |  | 2769.62 |  | 30621.72 | 11428054.6 | 9724.37 | 11471170.31
6013 - REGIONAL OFFICE-SAN BERNA | 6013 |  |  |  |  | 360870.88 |  | 360870.88
6015 - REGIONAL OFFICE-VENTURA | 6015 |  |  |  |  | 104380.31 |  | 104380.31
6022 - MONTEBELLO DISTRICT OFFIC | 6022 |  |  |  | 252443.66 | 7726731.53 |  | 7979175.19
6026 - COVINA SERVICE CENTER | 6026 |  |  |  | 1162490.45 | 14523594.29 | 22924.09 | 15709008.83
6027 - MONROVIA SERVICE CENTER | 6027 |  |  |  | 639197.7 | 8563925.88 |  | 9203123.58
6029 - CENTRAL ORANGE COUNTY DIS | 6029 |  | 0 |  | 705829.13 | 16429144.15 | 1933986.43 | 19068959.71
6030 - FOOTHILL S/C | 6030 |  |  |  | 2189273.11 | 10259441.57 | 1217.15 | 12449931.83
6031 - REDLANDS S/C | 6031 |  |  |  | 209522.58 | 8319690.57 | 11131.95 | 8540345.1
6032 - COMPTON S/C | 6032 |  |  |  | 609708.25 | 20764587.66 |  | 21374295.91
6033 - ORANGE COAST S/C | 6033 |  |  |  | 520418.53 | 8005273.82 |  | 8525692.35
6034 - ONTARIO S/C | 6034 |  |  |  | 3049786.71 | 23122397.35 | 12298.6 | 26184482.66
6035 - THOUSAND OAKS S/C | 6035 |  |  |  | 1477148.82 | 12492117.88 | 0 | 13969266.7
6036 - ANTELOPE VALLEY S/C | 6036 |  |  |  | 914631.56 | 14807085.4 | 38523.88 | 15760240.84
6039 - VENTURA S/C | 6039 |  | 0 |  | 254809.4 | 14022154.1 | 0 | 14276963.5
6040 - ARROWHEAD S/C | 6040 |  |  |  | 108860.63 | 6536859.95 | 18681.21 | 6664401.79
6042 - STA. MONICA S/C | 6042 |  |  |  | 479748.25 | 7249506.07 |  | 7729254.32
6043 - SADDLEBACK S/C | 6043 |  |  |  | 5180175.71 | 14155657 | 11739.9 | 19347572.61
6044 - SOUTH BAY S/C | 6044 |  |  |  | 817808.13 | 11068232.14 |  | 11886040.27
6046 - LONG BEACH S/C | 6046 |  |  |  | 587413.4 | 6656721.62 |  | 7244135.02
6047 - WHITTIER S/C | 6047 |  |  |  | 4792946.8 | 8390319.29 | 13316 | 13196582.09
6048 - NO. ORANGE COUNTY S/C | 6048 |  | 0 |  | 407390.65 | 8790159.3 | 0 | 9197549.95
6049 - STA. BARBARA S/C | 6049 |  |  |  | 32872.43 | 10710329.53 |  | 10743201.96
6050 - BIG CREEK SERVICE CENTER | 6050 |  |  |  | 6613.93 | 10467226.52 | 10040.3 | 10483880.75
6051 - SAN JOAQUIN S/C | 6051 |  |  |  | 396889.93 | 18637797.36 | 2490.84 | 19037178.13
6052 - TEHACHAPI NO. REGION KERN | 6052 |  |  |  | 230774.12 | 13240299.55 | 5296.23 | 13476369.9
6053 - KERNVILLE S/C SUB-OFFICE | 6053 |  |  |  | 37117.52 | 3118913.34 | 1530.71 | 3157561.57
6054 - PORTERVILLE SC | 6054 |  |  |  | 254802.06 | 4760012.89 |  | 5014814.95
6059 - VALENCIA SERVICE CENTER | 6059 |  |  |  | 333435.45 | 6871027.5 | 10040.3 | 7214503.25
6061 - CATALINA SERVICE CENTER | 6061 | 0 |  |  | 69829.47 | 9830979.21 | 0 | 9900808.68
6072 - BARSTOW NO RGN-SAN BERDOO | 6072 |  | 7617.03 |  | 102585.32 | 4759071.25 |  | 4869273.6
6073 - HIGH DESERT S/C | 6073 |  |  |  | 903457.21 | 15039293.3 |  | 15942750.51
6077 - MENIFEE S/C | 6077 |  |  |  | 630483.94 | 32804739.55 | 477466.3 | 33912689.79
6079 - PALM SPRINGS S/C | 6079 |  |  |  | 1354244.4 | 9581841.33 | 9701.2 | 10945786.93
6084 - 29 PALMS SERVICE CENTER | 6084 |  |  |  | 120541.82 | 5021146.25 |  | 5141688.07
6085 - BISHOP SERVICE CENTER | 6085 |  |  |  | 25526.17 | 4797812.34 | 1050.32 | 4824388.83
6086 - RIDGECREST SERVICE CENTER | 6086 |  |  |  | 462030.78 | 2747311.43 | 5873.72 | 3215215.93
6087 - BLYTHE SERVICE CENTER | 6087 |  |  |  | 397022.66 | 3192956.87 | 0 | 3589979.53
6088 - WILDOMAR SERVICE CENTER | 6088 |  |  |  | 6330734.47 | 33349530.53 |  | 39680265
6090 - MOBILE TRANSFORMER -MONTEBELLO | 6090 | [5 empty] | 54469.61 | 54469.61
6108 - FRAZIER PARK FACILITY | 6108 |  |  |  | 6194.99 | 488423.34 |  | 494618.33
6112 - MAMMOTH LAKES SERVICE CTR | 6112 |  |  |  | 80671.69 | 4633601.89 |  | 4714273.58
6113 - 29 PALMS LOCAL OFFICE | 6113 |  |  |  | 2188.04 | 161359.26 |  | 163547.3
6114 - SANTA ANA CMB FAC-EDBU OF | 6114 |  |  |  |  | 3502903.83 |  | 3502903.83
6115 - CHINO YARD TRAINING FAC | 6115 |  |  |  |  | 883254.37 |  | 883254.37
6213 - RCRO-EMPIRE LAKES(LEASED) | 6213 |  |  |  |  | 6973739.14 |  | 6973739.14
7010 - FRESNO COUNTY | 7010 |  |  | 0 |  |  | 8811.59 | 8811.59
7013 - IMPERIAL COUNTY | 7013 |  |  | 1701.77 |  |  |  | 1701.77
7014 - INYO COUNTY | 7014 | [5 empty] | 12825.99 | 12825.99
7015 - KERN COUNTY | 7015 |  |  |  |  | 395128.21 |  | 395128.21
7019 - LOS ANGELES COUNTY | 7019 |  |  |  |  | 143479.75 |  | 143479.75
7033 - RIVERSIDE COUNTY | 7033 | [5 empty] | 327950.52 | 327950.52
7036 - SAN BERNARDINO COUNTY | 7036 |  |  |  |  | 0 | 8068917.33 | 8068917.33
7054 - TULARE COUNTY | 7054 |  |  |  | 367.9 |  | 65969.47 | 66337.37
7056 - VENTURA COUNTY | 7056 |  |  | 74797.93 |  |  |  | 74797.93
8000 - ROADWAY(CEP) | 8000 | 110642.68 | 741715.43 | 12982650.65 |  |  |  | 13835008.76
8003 - PAUBA(CEP) SUB | 8003 | 106824.87 | 764113.56 | 8411109.74 |  |  |  | 9282048.17
8004 - THORNHILL(CEP) SUB | 8004 | 25608.82 | 996192.8 | 9379205.28 |  |  | 0 | 10401006.9
8005 - STADLER(CEP) SUB | 8005 | 139611.32 | 786163.6 | 11193382.97 |  |  |  | 12119157.89
8006 - EL CASCO SUBSTATION | 8006 |  | 30221975.58 | 56892733.85 |  | 0 |  | 87114709.43
8007 - RIVERTEX SUBSTATION | 8007 | [5 empty] | 16324.34 | 16324.34
8009 - PAN AERO (CEP) SUB | 8009 |  |  | 641247.92 |  |  | 0 | 641247.92
8010 - PHELAN(CEP) SUB | 8010 | 154445.52 | 751071.72 | 7063295.97 |  |  | 0 | 7968813.21
8011 - BANWIND SUBSTATION | 8011 |  | 0 | 32028.16 | 0 |  | 6850.35 | 38878.51
8012 - MIRAGE(CEP) SUB | 8012 | 629540.58 | 4895811.64 | 57424477.77 |  | 0 | 0 | 62949829.99
8013 - APPLE VALLEY(CEP) SUB | 8013 |  | 1389452.25 | 10366981.7 |  |  | 0 | 11756433.95
8014 - BUNKER(CEP) SUB | 8014 | 969396.94 | 1477012.91 | 15118416.46 |  |  |  | 17564826.31
8016 - FARREL(CEP) SUB | 8016 |  | 663092.61 | 12051463.55 |  |  |  | 12714556.16
8017 - CONCHO(CEP) SUB | 8017 | 285201.15 | 672863.12 | 9265158.66 |  |  |  | 10223222.93
8018 - AULD(CEP) SUB | 8018 | 83537.66 | 1177450.39 | 18314311.02 |  |  | 0 | 19575299.07
8019 - MAXWELL(CEP) SUB | 8019 | 33940.49 | 479789.37 | 8777447.04 |  |  | 0 | 9291176.9
8020 - SAVAGE(CEP) SUB | 8020 | 29280.3 | 1477176.88 | 15652689.31 |  | 6417.44 | 334118.4 | 17499682.33
8021 - PEPPER(CEP) SUB | 8021 | 17578.51 | 483962.12 | 10204080.43 |  |  | 0 | 10705621.06
8022 - YUCCA(CEP) SUB | 8022 | 19474.34 | 645122.23 | 11737770.11 |  |  | 15177.71 | 12417544.39
8023 - BLACK MOUNTAIN(CEP) SUB | 8023 |  | 12013.64 | 912015.8 |  |  |  | 924029.44
8024 - ALESSANDRO(CEP) SUB | 8024 | 45513.59 | 2703528.34 | 23621759.1 |  | 0 | 0 | 26370801.03
8025 - BAKER(CEP) SUB | 8025 |  | 211975.55 | 2793347.19 |  |  | 0 | 3005322.74
8026 - BANNING(CEP) SUB | 8026 | 20209.57 | 1557931.06 | 16216179.89 |  |  | 8545.71 | 17802866.23
8027 - COTTONWOOD(CEP) SUB | 8027 | 22426 | 1796115.15 | 11231874.47 |  |  |  | 13050415.62
8028 - EDWARDS(CEP) SUB | 8028 |  | 37679.4 | 2862026.56 |  |  |  | 2899705.96
8029 - HI DESERT(CEP) SUB | 8029 | 1154541.33 | 1724369.64 | 19974853.14 |  |  | 7514.95 | 22861279.06
8030 - MOUNTAIN PASS(CEP) SUB | 8030 | 70286.32 | 26523.45 | 4666602.69 |  | 5567.15 | 72774.74 | 4841754.35
8031 - RANDSBURG(CEP) SUB | 8031 | 115.83 | 337116.17 | 6015295.75 |  |  | 57128.17 | 6409655.92
8032 - ROCKET TEST(CEP) SUB | 8032 |  | 18044.83 | 283935.26 |  | 0 |  | 301980.09
8033 - SEARLES(CEP) SUB | 8033 |  | 361472.74 | 6359540.35 |  | 12120.29 | 859602.78 | 7592736.16
8034 - VALLEY(CEP) SUB | 8034 |  | 7793490.61 | 17741.35 |  |  |  | 7811231.96
8035 - ZANJA(CEP) SUB | 8035 | 152558.87 | 1663455.3 | 10118084.39 |  |  |  | 11934098.56
8036 - SANTA ROSA(CEP) SUB | 8036 | 44689.06 | 464964.66 | 21490546.93 |  |  | 782187.23 | 22782387.88
8037 - TORTILLA(CEP) SUB | 8037 | 17113.75 | 1027694.24 | 11213200.94 |  |  | 0 | 12258008.93
8038 - NELSON(CEP) SUB | 8038 | 22819.48 | 712388.25 | 14308425.37 |  |  | 0 | 15043633.1
8039 - HOMART(CEP) SUB | 8039 | 174874.56 | 425577.4 | 5358685.69 |  |  |  | 5959137.65
8041 - HOLGATE(CEP) SUB | 8041 | 27166.5 | 347966.55 | 3252415.72 |  |  | 4488.5 | 3632037.27
8042 - CALECTRIC SUB (CEP) | 8042 | 27869.76 | 2639595 | 22394503.43 |  |  | 0 | 25061968.19
8044 - GARNET SUB | 8044 | 38080.77 | 1730513.9 | 13014415.38 |  |  | 135942.53 | 14918952.58
8045 - IID TIE SUB | 8045 | 39143.8 |  | 23872.93 |  |  |  | 63016.73
8046 - KRAMER-115 KV PORTION | 8046 | 0 | 0 | 34909.48 |  |  |  | 34909.48
8047 - TIEFORT SUB | 8047 |  | 218703.97 | 1530162.65 |  |  |  | 1748866.62
8048 - USBR BLYTHE SUB | 8048 |  | 64706.74 | 7818707.32 |  |  | 0 | 7883414.06
8049 - VICTOR SUB | 8049 | 22088.07 | 12172329.93 | 112484144.91 |  |  | 0 | 124678562.91
8055 - SN ONOFRE SWTHRK-100%SCE | 8055 |  | 1629530.45 | 10597913.23 |  | 0 | 0 | 12227443.68
8056 - LAKEVIEW SUB | 8056 | 100.29 | 33290.47 | 80197.15 |  |  |  | 113587.91
8058 - EASTWIND SUB | 8058 |  |  | 23429.9 |  |  |  | 23429.9
8059 - PUREWATER SUB | 8059 |  | 175506.18 | 1357311.83 |  |  | 31948.06 | 1564766.07
8060 - WHIRLWIND SUB | 8060 |  | 36283394.37 | 188631986.15 |  |  | 1434.48 | 224916815
8061 - SEAWIND T/S | 8061 | 2976.42 | 462.72 | 312726.85 |  |  |  | 316165.99
8063 - CHEVMAIN | 8063 |  | 376650.19 | 15382416.33 |  | 0 | 0 | 15759066.52
8064 - TIFFANYWIND SUB | 8064 |  |  | 11458.83 |  |  | 42100.99 | 53559.82
8071 - CLEMENTINE | 8071 |  | 41634.56 | 69694.89 |  |  |  | 111329.45
8072 - CARODEAN | 8072 |  | 562701.42 | 10062251.54 | 88408.77 |  | 0 | 10713361.73
8073 - IVYGLEN SUB | 8073 | 166697.32 | 1117641.46 | 9458907.44 |  |  | 21160.05 | 10764406.27
8074 - COOL WATER SWITCHRACK 1,2 | 8074 |  | 61761.66 | 1927047.77 |  |  |  | 1988809.43
8075 - HIGHGROVE SWITCHRCK | 8075 | 7138.56 | 178623.76 | 2016861.5 |  |  | 0 | 2202623.82
8076 - SN BRDNO SWTCHRCK | 8076 | 293069.47 | 4998148.59 | 47994532.83 |  | 0 | 0 | 53285750.89
8077 - NUSED RAILROAD CNYN(NEW) | 8077 | [5 empty] | 7661.7 | 7661.7
8078 - SUN CITY(NEW) | 8078 | 119512.7 | 1887933.91 | 7918227.76 |  |  | 0 | 9925674.37
8079 - AQUEDUCT SUB | 8079 | 2879.82 | 925852.91 | 10582219.93 | 4972.83 |  | 1016.98 | 11516942.47
8081 - BADLANDS SUB | 8081 | 0 | 21176.45 | 0 |  |  |  | 21176.45
8082 - MENTONE SUB | 8082 | 161883.11 | 788697.39 | 7266909.87 |  |  |  | 8217490.37
8084 - HIGH WIND SUB | 8084 |  | 5712270.68 | 4035891.84 |  |  |  | 9748162.52
8086 - CAJALCO SUB | 8086 | 25836.29 | 950321.02 | 11577227.43 |  |  | 0 | 12553384.74
8087 - HESPERIA SUB | 8087 | 22150.39 | 397908.01 | 7916356.76 |  |  | 10186.98 | 8346602.14
8088 - SKYLARK SUB | 8088 | 81206 | 403652.55 | 9802639.8 |  |  | 0 | 10287498.35
8089 - MAYBERRY SUB | 8089 | 23089.89 | 444857.17 | 13745283.87 |  |  | 0 | 14213230.93
8090 - PERMANENTE SUB | 8090 |  |  | 87113.34 |  |  |  | 87113.34
8091 - ELCENTRO TELEMTERING | 8091 |  |  | 15843.6 |  |  |  | 15843.6
8092 - NILAND TELEMETERING | 8092 |  |  | 6807.48 |  |  |  | 6807.48
8093 - SHANDIN SUB | 8093 | 42272.47 | 750746.54 | 11189235.55 |  | 118322.46 | 0 | 12100577.02
8094 - ARROWHEAD SUB | 8094 |  | 442875.33 | 5489262.56 |  | 10044.97 | 777296.51 | 6719479.37
8095 - STETSON SUB | 8095 | 23492.67 | 718411.64 | 7918884.48 |  |  |  | 8660788.79
8096 - MARSCHINO SUB | 8096 | 27809.47 | 1611970.39 | 9532365.21 |  |  | 6720.18 | 11178865.25
8097 - DUNN SIDING SUB | 8097 | 4912.76 | 99723.34 | 722245.67 |  | 0 | 0 | 826881.77
8098 - EISENHOWER SUB | 8098 | 189886.25 | 812071 | 12175308.59 |  |  | 372005.69 | 13549271.53
8099 - TAMARISK SUB | 8099 | 125966.68 | 379583.48 | 12561143.85 |  |  |  | 13066694.01
8102 - AMARGO SUB | 8102 |  |  | 0 | 735.47 | 19941.81 | 745313.9 | 765991.18
8103 - AMBOY SUB | 8103 | [5 empty] | 33698.95 | 33698.95
8104 - FARRELL SUB | 8104 |  | 0 |  | 55705.7 | 63285.02 | 416987.99 | 535978.71
8105 - APPLE VALLEY SUB | 8105 |  |  |  | 5647.58 | 29056.78 | 2870.77 | 37575.13
8110 - BARSTOW SUB | 8110 |  | 6894.33 | 59447.16 | 1279.15 | 33413.46 | 4097129.16 | 4198163.26
8113 - BLYTHE SUB | 8113 |  | 22510.77 | 440016.33 | 4124.09 | 1011323.51 | 7540780.29 | 9018754.99
8117 - BRYMAN SUB | 8117 |  |  | 7083.32 | 237.32 | 37061.59 | 956508.86 | 1000891.09
8118 - CABAZON SUB | 8118 |  |  |  | 46674.94 | 189738.71 | 1757525.88 | 1993939.53
8119 - CADY SUB | 8119 |  | 13561.23 |  | 202.59 | 54479.75 | 774526.77 | 842770.34
8120 - MILITARY SUB | 8120 |  | 15598.21 |  |  | 8386.94 | 707265.58 | 731250.73
8121 - CANTIL SUB | 8121 |  |  | 7293.09 | 97.65 |  | 216416.28 | 223807.02
8123 - CATHEDRAL CITY SUB | 8123 |  | 9939.18 |  | 660.72 | 27262.13 | 2641710.34 | 2679572.37
8124 - PALM SPRINGS SUB | 8124 |  | 0 |  | 3158.84 | 157114.8 | 2013496.6 | 2173770.24
8126 - CHASE 2 SUB | 8126 |  |  |  | 191175.81 | 0 | 6479.41 | 197655.22
8130 - CONVERSE FLATS SUB | 8130 |  |  |  |  | 52618.99 | 175813.13 | 228432.12
8132 - CAL CITY SUB | 8132 |  | 6894.33 | 0 | 29661.41 | 176760.93 | 6132829.24 | 6346145.91
8133 - DAGGETT SUB | 8133 |  |  |  | 258.71 |  | 99446.91 | 99705.62
8134 - THRIVE SUBSTATION | 8134 |  |  |  |  | 203895.18 | 560527.26 | 764422.44
8136 - DESERT OUTPOST SUB | 8136 |  | 13544.49 |  | 10453.81 | 28923.78 | 884859.76 | 937781.84
8137 - DOWNS SUB | 8137 | 82400.64 | 5781509.52 | 17032877.76 | 513493.96 | 241349.25 | 6017173.82 | 29668804.95
8138 - FORT IRWIN SUBSTATION | 8138 | [5 empty] | 80729.04 | 80729.04
8139 - DUNES SUB | 8139 |  |  |  |  | 9651.49 | 700886.18 | 710537.67
8140 - EAST BARSTOW SUB | 8140 |  | 12854.95 |  | 1367.88 | 7639.14 | 305000.73 | 326862.7
8141 - VENT SUB | 8141 |  |  |  | 0 | 0 | 8593.13 | 8593.13
8143 - EDGEMONT SUB | 8143 |  |  |  | 1172.53 | 0 | 6569.33 | 7741.86
8148 - FOREST HOME SUB | 8148 |  | 15134.62 | 0 |  | 4911.37 | 756998.36 | 777044.35
8149 - GEORGE AIR FORCE BASE SUB | 8149 |  |  |  | 13867.51 | 240.77 | 323009.68 | 337117.96
8150 - SUNSHINE SWITCHYARD SUB | 8150 |  |  |  |  | -959010.36 | 1231715.66 | 272705.3
8151 - GLEN AVON SUB | 8151 |  |  |  | 94930.03 | 816532.57 | 9698558.07 | 10610020.67
8152 - GLEN IVY SUB | 8152 |  | 15641.91 | 27224.54 | 2657.77 | 243.3 | 255499.52 | 301267.04
8154 - GOLDSTONE SUB | 8154 | [5 empty] | 168244.38 | 168244.38
8156 - NUGGET SUB | 8156 |  |  |  | 12401.98 | 726659.15 | 7331217.35 | 8070278.48
8159 - EL SOBRANTE SUB | 8159 |  | 4126.29 | 0 | 13383.61 | 1368598.18 | 7879861.62 | 9265969.7
8160 - HARPER LAKE SUB | 8160 |  |  |  | 72.81 | 13909.17 | 0 | 13981.98
8161 - HARVARD SUB | 8161 |  |  | 8458.31 | 853.62 | 14232.91 | 88461.91 | 112006.75
8162 - DEFRAIN SUB | 8162 |  |  |  | 9916.23 | 111814.54 | 1897765.27 | 2019496.04
8163 - HELENDALE SUB | 8163 |  | 15110.49 | 81054.11 | 277.31 | 13948.13 | 2013951.66 | 2124341.7
8164 - HEMET SUB | 8164 |  |  |  | 2925.23 | 602461.8 | 3251895.7 | 3857282.73
8167 - HINKLEY SUB | 8167 |  |  | 0 | 286.16 | 68407.25 | 2777681.03 | 2846374.44
8168 - IDYLLWILD SUB | 8168 |  |  | 0 | 833.67 | 42485.64 | 1488785.21 | 1532104.52
8170 - INYOKERN TOWN SUB | 8170 |  |  | 7735.37 | 673.69 |  | 323541.19 | 331950.25
8171 - COFFEE SUB | 8171 |  |  |  | 27719.14 | 308603.51 | 9131870.79 | 9468193.44
8172 - JOSHUA TREE SUB | 8172 |  | 9177.05 |  | 320.32 | 49102.82 | 1178928.42 | 1237528.61
8175 - INDIAN WELLS SUB | 8175 |  | 103197.01 |  |  |  |  | 103197.01
8176 - KEMPSTER SUB | 8176 |  |  |  | 5029.16 | 1940.49 | 415648.25 | 422617.9
8179 - LAKEVIEW SUB | 8179 | 1488304.59 |  |  | 491099.83 |  |  | 1979404.42
8182 - BOTTLE SUB | 8182 |  | 158075.4 | 1283195.28 |  |  |  | 1441270.68
8190 - MINNEOLA SUB | 8190 |  |  | 5724.72 | 198.36 | 28867.45 | 1359597.81 | 1394388.34
8193 - MORENO SUB | 8193 | 104923.45 | 760684.74 | 5212267.45 | 4351.78 | 88390.57 | 2434084.64 | 8604702.63
8195 - MURRIETA 2 SUB | 8195 |  |  | 21910.82 | 549.52 | 23819.32 | 1254354.8 | 1300634.46
8196 - MURRIETA SUB | 8196 | 0 |  |  |  | 0 | 2411588.25 | 2411588.25
8197 - SOUTHCAP SUB. | 8197 |  |  | 942250.42 |  | 84972.44 | 192573.66 | 1219796.52
8198 - MUSCOY SUB | 8198 |  |  | 132415.95 | 13.1 | 66705.38 | 415637.23 | 614771.66
8199 - SOUTHDOWN SUBSTATION | 8199 |  |  |  |  | 34000.09 | 563603.96 | 597604.05
8204 - BELDING SUB | 8204 |  | 42108.55 |  |  | 1128492.73 | 1512043.18 | 2682644.46
8205 - NORTH INTAKE SUB | 8205 |  |  |  |  | 71001.41 | 1523996.19 | 1594997.6
8206 - NORTH MUROC SUB | 8206 |  |  | 0 | 130.21 |  | 271250.37 | 271380.58
8207 - HOLIDAY SUB | 8207 |  | 19356.1 |  | 1030.64 | 88467.83 | 2770530.82 | 2879385.39
8209 - NUEVO SUB | 8209 |  |  |  | 878.58 | 8846.39 | 367689.5 | 377414.47
8210 - OLIVE LAKE SUB | 8210 |  | 558.36 |  | 492.39 | 23285.56 | 2948260.44 | 2972596.75
8211 - ORDWAY SUB | 8211 |  | 15610.03 | 0 | 626.39 | 43313.02 | 2644487.2 | 2704036.64
8212 - ORO GRANDE SUB | 8212 |  |  | 7994.21 |  | 538.23 | 533668.48 | 542200.92
8214 - PALM CANYON SUB | 8214 |  | 30643.76 | 0 | 47783.43 | 672843.62 | 3537012.77 | 4288283.58
8215 - PALM VILLAGE SUB | 8215 |  |  | 0 | 791.84 | 179742.37 | 3917763.16 | 4098297.37
8216 - PEERLESS SUB | 8216 |  |  | 7635.16 |  | 2690.31 | 411949.92 | 422275.39
8219 - GAVILAN SUB | 8219 |  |  |  | 19369.74 | 76655.34 | 2884180.33 | 2980205.41
8220 - LUCERNE SUB | 8220 |  | 13167.4 | 0 | 5113.45 | 18978.62 | 3503287.53 | 3540547
8221 - RAILROAD CANYON (OLD) SUB | 8221 |  |  |  | 541.76 | 0 | 0 | 541.76
8222 - RANCHO SUB | 8222 |  | 6894.33 | 2106.53 | 18851.23 | 180218.95 | 3683257.74 | 3891328.78
8225 - RIALTO SUB | 8225 |  | 17716.17 | 30776.31 | 1321.59 | 1386353.71 | 1908086.75 | 3344254.53
8226 - RIDGECREST SUB | 8226 |  |  | 17438.31 | 1642.02 | 39464.46 | 453960.85 | 512505.64
8227 - RIPLEY SUB | 8227 |  |  |  | 14356.13 | 57249.22 | 741432.11 | 813037.46
8228 - CANYON LAKE SUBSTATION | 8228 |  |  |  |  | 36038.38 | 1839122.81 | 1875161.19
8231 - RUBIDOUX SUB | 8231 |  | 6317.17 |  | 7369.71 | 88068.22 | 1495755.08 | 1597510.18
8234 - SAN JACINTO SUB | 8234 |  |  | 0 | 1500.67 | 522935.47 | 133173.13 | 657609.27
8235 - SECOND AVENUE SUB | 8235 |  |  |  | 1404.49 | 53685.62 | 606399.73 | 661489.84
8238 - SILVER SPUR SUB | 8238 |  | 8994.38 |  | 6198.17 | 49051.13 | 2295447.59 | 2359691.27
8239 - SIXTEENTH STREET SUB | 8239 |  |  |  | 7366.87 | 118332.89 | 1767852.95 | 1893552.71
8243 - SUN CITY SUB | 8243 |  | 0 | 0 |  | 672.27 | 8 | 680.27
8244 - SUNNY DUNES SUB | 8244 |  | 13258.54 |  | 22641.76 | 28166.46 | 1557905.43 | 1621972.19
8250 - TEMESCAL SUB | 8250 |  |  | 4235.93 | 38511.25 | 2562.03 | 64718.24 | 110027.45
8251 - THUNDERBIRD SUB | 8251 |  |  | 0 | 2201.4 | 24756.86 | 680995.32 | 707953.58
8252 - TRONA SUB | 8252 |  | 6498.56 | 7863.56 |  | 981.44 | 124828.09 | 140171.65
8255 - TWENTYNINE PALMS SUB | 8255 |  | 11479.81 |  | 729.35 | 58832.83 | 2169660.68 | 2240702.67
8259 - VERDANT SUB | 8259 |  |  |  | 1067.48 | 13707.09 | 548051.73 | 562826.3
8260 - VICTORVILLE SUB | 8260 |  | 18134.95 | 22159.02 | 4212.48 | 1131648.47 | 4911569.58 | 6087724.5
8262 - WEST BARSTOW SUB | 8262 |  |  |  |  | 160466.5 | 1123175.22 | 1283641.72
8263 - PEREZ SUB | 8263 |  | 29218.54 |  | 1361.77 | 38239.18 | 861435.68 | 930255.17
8265 - WEST RIVERSIDE SUB | 8265 |  |  |  | 470.65 | 149128.42 | 1869706.01 | 2019305.08
8266 - WHITEWATER SUB | 8266 |  |  |  | 367.53 |  | 411261.54 | 411629.07
8267 - WILDE SUB | 8267 |  |  | 0 | 564.65 | 0 | 0 | 564.65
8268 - YERMO SUB | 8268 |  | 23194.66 | 0 | 1071.85 | 20228.39 | 1514774.3 | 1559269.2
8269 - CLEARGEN SUB | 8269 |  |  |  |  | 13363.05 | 31847.68 | 45210.73
8270 - TENAJA SUBSTATION | 8270 |  | 0 | 21919.15 |  | 2018400.21 | 8733858.81 | 10774178.17
8273 - IRON MOUNTAIN SUB | 8273 |  | 8650.53 |  |  | 70756.47 | 1120154.04 | 1199561.04
8275 - JEFFERSON SUB | 8275 |  |  | 0 | 62251.45 | 665228.85 | 15401528.33 | 16129008.63
8279 - CORONA SUB | 8279 |  | 5854.99 | 0 | 10198.66 | 2518547.14 | 18351360.22 | 20885961.01
8283 - GALE SUB | 8283 |  | 9847.66 | 5876497.27 | 1974.83 | 151595.22 | 788083.36 | 6827998.34
8294 - GOLD HILL SUB | 8294 |  | 6894.33 | 0 |  | 22777.96 | 1060452.13 | 1090124.42
8295 - TORTILLA SUB | 8295 |  | 48114.31 |  |  | 54861.68 |  | 102975.99
8296 - NELSON SUB | 8296 |  |  |  | 631.67 |  |  | 631.67
8297 - FORGE SUB | 8297 |  |  | 0 | 2300.55 | 78245.97 | 543313.91 | 623860.43
8299 - METALCAN SUB | 8299 |  |  |  | 18384.34 |  | 124385.51 | 142769.85
8301 - BUCKWIND | 8301 |  | 25207.57 | 751981.48 |  |  | 0 | 777189.05
8302 - CAPWIHND | 8302 |  | 29826.57 | 78542 |  |  | 3088.34 | 111456.91
8303 - RENWIND | 8303 |  | 15102.37 | 827522.16 |  |  |  | 842624.53
8304 - SANWIND | 8304 |  |  | 371041.17 |  |  |  | 371041.17
8305 - TRANSWIND | 8305 |  | 25365.89 | 1061135.51 |  |  | 28182.95 | 1114684.35
8306 - VENWIND | 8306 |  | 21039.47 | 2287437.47 |  |  | 114209.7 | 2422686.64
8308 - ALTWIND | 8308 |  | 1022.11 | 25028.37 |  |  | 8980.19 | 35030.67
8310 - TERAWIND | 8310 |  | 5398.48 | 226460.04 |  |  |  | 231858.52
8311 - INDIGO SUBSTATION | 8311 |  | 4899.46 | 229184.55 |  |  |  | 234084.01
8312 - CALGEN | 8312 | 532.24 | 1599.85 | 12970.05 |  |  | 0 | 15102.14
8314 - MCGEN | 8314 |  | 112387.92 | 2464390.93 |  |  |  | 2576778.85
8320 - SEGS II | 8320 |  |  | 45594.34 |  |  | 15875.15 | 61469.49
8321 - SEGS III | 8321 |  |  | 11754.55 |  |  |  | 11754.55
8322 - SEGS IV | 8322 |  |  | 41025.07 |  |  |  | 41025.07
8323 - SEGS V | 8323 |  |  | 8814.14 |  |  | 0 | 8814.14
8324 - SEGS VI | 8324 |  |  | 39130.43 |  |  | 0 | 39130.43
8325 - SEGS VII | 8325 |  |  | 119703.79 |  |  |  | 119703.79
8326 - SEGS VIII | 8326 |  |  | 83149.77 |  |  |  | 83149.77
8327 - SEGS IX | 8327 |  |  | 74084.9 |  |  |  | 74084.9
8339 - STENT SUBSTATION | 8339 |  | 10350.49 | 8151.58 |  |  |  | 18502.07
8340 - SOPORT | 8340 |  | 42538.11 | 654011.69 |  | 0 |  | 696549.8
8342 - NEWCOMB | 8342 | 51171.62 | 1223084.83 | 10876323.64 |  |  | 359006.03 | 12509586.12
8343 - ELSINORE | 8343 | 20960.51 | 1295574.83 | 16173022.02 |  |  | 165756.2 | 17655313.56
8344 - SOUTH BASE SUB | 8344 | 12178.56 | 143764.33 | 2017154.23 |  |  | 6599.11 | 2179696.23
8345 - INDIAN WELLS SUB | 8345 | 222599.95 | 930666.23 | 12795163.79 |  | 0 | 5940.9 | 13954370.87
8346 - FOGARTY SUB | 8346 |  | 4398451.51 | 16236483.11 |  |  |  | 20634934.62
8347 - PECHANGA SUB | 8347 | 560578.85 | 844656.49 | 11267214.08 |  |  | 20876.4 | 12693325.82
8348 - MORAGA | 8348 | 40719.87 | 307859.23 | 17249029.9 | 2413.95 | 52479.84 | 1377727.54 | 19030230.33
8351 - TANKER SUBSTATION | 8351 | 119.93 | 4439.62 | 696181.35 |  |  |  | 700740.9
8353 - PLUESS SUBSTATION | 8353 |  |  | 151192.72 |  |  |  | 151192.72
8354 - AFG SUBSTATION | 8354 |  | 78654.66 | 1082685.75 |  |  |  | 1161340.41
8357 - RECTIFIER SUB | 8357 |  | 5169.82 | 1098303.85 |  |  | 0 | 1103473.67
8359 - MOUNTWIND SUBSTATION | 8359 |  | 0 | 53697.98 |  |  |  | 53697.98
8361 - COSO SUB | 8361 | 91119.23 | 1641130.56 | 4788018.87 |  | 109789.79 |  | 6630058.45
8362 - MOVAL SUBSTATION | 8362 |  | 128639.84 | 491674.41 |  |  |  | 620314.25
8363 - IVANPAH SUB | 8363 |  | 13019050.76 | 33195621.57 |  |  |  | 46214672.33
8366 - LEATHERNECK SUB | 8366 |  | 38734.33 | 12643.64 |  |  |  | 51377.97
8367 - COLORADO RIVER SUBSTATION | 8367 |  | 39961276.19 | 135820363.98 |  |  |  | 175781640.17
8369 - RED BLUFF SUBSTATION | 8369 |  | 93373929.02 | 111627932.71 |  |  |  | 205001861.73
8370 - SANDLOT SUB | 8370 |  | 790435.74 | 4014370.61 |  |  |  | 4804806.35
8372 - PRIMM SUBSTATION | 8372 |  | 11876357.88 | 19288758.01 |  |  |  | 31165115.89
8373 - BLAST SUBSTATION | 8373 |  | 471546.28 | 69402.38 |  |  |  | 540948.66
8502 - TAYSHELL SUB | 8502 |  |  |  |  | 2408.94 | 79690.23 | 82099.17
8503 - GETTY SUB | 8503 |  |  |  |  | 50768.23 | 247440.36 | 298208.59
8504 - RITTER RANCH SUB | 8504 | 942487.09 |  | 0 |  | 610402.43 | 9120035.42 | 10672924.94
8505 - FRAZIER PARK SUB | 8505 |  |  | 0 | 9273.31 | 315960.22 | 1532871.22 | 1858104.75
8507 - RINGMILL SUB | 8507 |  |  |  | 7866.9 | 7027.56 | 379385.89 | 394280.35
8509 - PHARMACY SUBSTATION | 8509 |  |  | 43288.94 |  | 11860.16 | 1294904.26 | 1350053.36
8510 - HAAGEN DAZS SUBSTATION | 8510 |  |  |  |  | 5308.61 | 341042.21 | 346350.82
8511 - GLOW SUBSTATION | 8511 |  |  | 128971.73 |  |  | 87985.94 | 216957.67
8513 - SPARKLE SUBSTATION | 8513 | [5 empty] | -24676.98 | -24676.98
8550 - SERRFGEN SUBSTATION | 8550 |  |  |  |  | 2990.62 | 1449268.53 | 1452259.15
8553 - ICEGEN SUBSTATION | 8553 |  |  |  |  | 7504.5 | 72781.68 | 80286.18
8555 - THREE M SUB | 8555 |  |  |  | 2627.53 | 0 | 0 | 2627.53
8556 - NORTHROP SUB | 8556 |  |  |  | 8184.45 | 33628.09 | 2352067.94 | 2393880.48
8557 - CARBONIC SUBSTATION | 8557 |  |  |  | 5964.82 | 19739.81 | 305634.16 | 331338.79
8558 - PLASTER SUBSTATION | 8558 | 4670.97 |  |  |  | 22382.28 | 368969.9 | 396023.15
8559 - VAPOR SUBSTATION | 8559 | [5 empty] | 128111.88 | 128111.88
8560 - CANINE PT | 8560 |  |  |  |  | 6221.16 |  | 6221.16
8567 - NIAGARA SUB | 8567 |  |  |  | 16832.24 | 18347.38 | 2152640.31 | 2187819.93
8801 - RECOVERY SUBSTATION | 8801 |  |  |  |  | 13247.06 | 500605.43 | 513852.49
8802 - BREA SUBSTATION | 8802 |  |  | 0 | 308987.93 | 501675.94 | 8111527.62 | 8922191.49
8803 - SAFARI SUBSTATION | 8803 |  |  |  | 6393590.33 |  |  | 6393590.33
8804 - LIMESTONE | 8804 |  |  |  | 60389.31 | 277327.93 | 11822301.72 | 12160018.96
8805 - CHIP SUB | 8805 |  |  |  |  | 15163.28 | 309807.49 | 324970.77
8807 - NORWELD SUBSTATION | 8807 |  |  |  |  | 17703.25 | 126572.24 | 144275.49
8808 - TEAM SUBSTATION | 8808 |  |  |  |  | 32070.51 | 3556677.15 | 3588747.66
8810 - ONEIL SUBSTATION | 8810 | 1188141.79 |  |  | 12955.66 | 777904.88 | 8016272.82 | 9995275.15
8811 - COYGEN SUBSTATION | 8811 |  |  |  |  | 21202.05 | 493798.92 | 515000.97
8812 - ORCOGEN SUBSTATION | 8812 |  |  |  | 191.86 | 10151.54 | 245774.95 | 256118.35
8813 - SHELL WESTERN(BREA) SUB | 8813 |  |  |  |  | 6771.37 | 242457.84 | 249229.21
8814 - JOHNAIR SUBSTATION | 8814 |  |  |  | 6049.56 | 7562.73 | 610579.21 | 624191.5
8817 - UNIVERSITY SUBSTATION | 8817 |  |  |  | 10270.56 | 2311.84 | 574395.53 | 586977.93
8818 - COMPRESS SUB | 8818 |  |  |  |  | 34558.67 | 891285.03 | 925843.7
8820 - WESBASIN SUB | 8820 |  |  |  |  | 6862.91 | 451785.14 | 458648.05
8822 - REYNOLDS ALUM SUB | 8822 |  |  |  | 9319.27 | 0 | 0 | 9319.27
8824 - TITAN SUBSTATION | 8824 |  |  |  |  | 3354.06 | 692172.52 | 695526.58
8825 - FINANCE SUB-METRO RGN | 8825 |  |  |  | 14155 |  | 293909.22 | 308064.22
8827 - DUCTILE SUBSTATION | 8827 |  |  |  |  | 12626.38 | 37201.15 | 49827.53
8829 - ORCOSAN SUB | 8829 |  |  |  |  | 46704.53 | 722545.9 | 769250.43
8830 - PIER SUBSTATION | 8830 |  |  |  |  | 289007.66 | 2697952.76 | 2986960.42
8831 - STEVEDORE SUBSTATION | 8831 |  |  |  |  | 72649.9 | 936756.34 | 1009406.24
8832 - SHIP SUBSTATION | 8832 |  |  |  |  | 153062.56 | 2966929.35 | 3119991.91
8833 - WHARF SUBSTATION | 8833 |  |  |  |  | 331030.35 | 2103878.92 | 2434909.27
8836 - HOLLYWOOD PARK | 8836 | [5 empty] | 473723.67 | 473723.67
8860 - EAST TRANSITION | 8860 |  | 8110556.42 | 7540227.06 |  |  |  | 15650783.48
8932 - MIDWAY-PAC INTERTIE | 8932 |  | 162585.25 | 13930692.69 |  |  |  | 14093277.94
8950 - PARDEE-PAC INTERTIE | 8950 |  | 55268.53 | 942130.02 |  |  |  | 997398.55
8954 - VINCENT-PAC INTERTIE | 8954 | 134360.2 | 901778.93 | 36901327.59 |  |  |  | 37937466.72
8956 - MWD EASTSIDE RES | 8956 |  |  | 0 |  |  | 26094.15 | 26094.15
8958 - SYLMAR-PAC INTERTIE | 8958 | 51663.37 | 7758498.28 | 120773732.88 |  |  |  | 128583894.53
8960 - WEST TRANSITION | 8960 |  | 9080688.96 | 5795943.44 |  |  |  | 14876632.4
9009 - CONSTR FIELD FORCES | 9009 |  |  | 527315.98 |  |  | 0 | 527315.98
9010 - B&A-T/S 3RD FLOOR-GO3 | 9010 |  |  | 823.26 |  |  |  | 823.26
9024 - CHINO OFC BLDG (FACILITY) | 9024 |  | 373557.62 |  |  |  |  | 373557.62
9033 - PROPERTY SVCS-GO1 | 9033 |  |  |  |  | 8380.41 |  | 8380.41
9047 - CPUC - SPARE PARTS | 9047 |  |  | 74775490.39 |  |  | 27426.14 | 74802916.53
9077 - INFO TECH-GO2 | 9077 |  |  | 0 |  | 6298.58 |  | 6298.58
9078 - IRVINE OPER CENTER | 9078 |  | 8245.08 |  |  | 9025.44 |  | 17270.52
9135 - VENTURA CORP WH | 9135 |  |  |  |  | 6953.06 |  | 6953.06
9188 - IRWINDALE BUSINESS CENTER | 9188 |  |  |  |  | 8867.11 |  | 8867.11
9203 - FUELS | 9203 |  |  | 341890.03 |  |  |  | 341890.03
9219 - RP&AS,LND&ESMNT REQUIS | 9219 | 8633705.8 | 45882.73 |  | 0 |  |  | 8679588.53
9221 - INNOVATION VILLAGE 1 | 9221 |  |  | 1509814.62 |  |  |  | 1509814.62
9231 - PROP SVCS-SIERRA REGION | 9231 |  |  |  |  | 9257.05 | 85363.03 | 94620.08
9235 - RP&AS-NRTHSHRE REC AREA | 9235 |  |  |  |  | 184314.51 |  | 184314.51
9243 - CONTROL SYS SEC-ALHAMBRA | 9243 |  | 375557.59 | 2962531.52 |  |  |  | 3338089.11
9287 - REAL PROP-LAND SVCS-STHRN | 9287 |  | 12868.55 |  |  |  |  | 12868.55
9297 - ALHAMBRA COMBO FACILITY | 9297 |  |  |  |  | 384078.79 |  | 384078.79
9300 - ALHAMBRA COMM SITE | 9300 |  |  | 9775.46 |  |  | 51730.04 | 61505.5
9304 - TECOPA PEAK COMM SITE | 9304 | [5 empty] | 8043.74 | 8043.74
9310 - TELCOMM-ALHAMBRA | 9310 | 327843.66 |  |  | 89785.99 |  | -12896.77 | 404732.88
9330 - TELECOMM-ALHAMBRA | 9330 |  |  | 108737.06 |  |  | 229402.23 | 338139.29
9339 - CONWAY SUMMIT COMM SITE | 9339 |  |  | 14912.55 |  |  |  | 14912.55
9430 - METERING/METROLOGY/ADMIN | 9430 |  |  |  |  | 10623.3 |  | 10623.3
9440 - WESTMINSTER FENWICK BLDG | 9440 |  | 8929.19 |  |  | 3179.01 |  | 12108.2
9522 - BLACK JACK COMM SITE | 9522 | [5 empty] | 3047.11 | 3047.11
9557 - BLUE MTN COMM SITE | 9557 | [5 empty] | 12709.01 | 12709.01
9621 - BIG CRK NO.1 GARAGE | 9621 |  |  |  |  | 137972.56 |  | 137972.56
9651 - SAN JOAQUIN VALLEY GARAGE | 9651 |  |  |  |  | 65408.06 |  | 65408.06
9679 - PALM SPRGS GARAGE | 9679 |  |  |  |  | 35107.24 |  | 35107.24
9805 - CATALINA COMMON UTIL PLNT | 9805 |  |  |  |  | 75708.13 |  | 75708.13
9900 - PLANT ACCTG-MISC. LEDGER | 9900 | 631.39 |  |  | 4313.29 |  |  | 4944.68
INTERNAL ORDER | INTERNALORDER |  |  | 1867.72 | 0 |  |  | 1867.72
Grand Total |  | 343230095.29 | 983751072.65 | 6072137167.21 | 126028197.32 | 696502261.59 | 2727819402.23 | 10949468196.29

## Lines Study_Loc_Summary
SOUTHERN CALIFORNIA EDISON COMPANY
Transmission Study Results
As of December 2018
[11 empty] | 343230095.29 | 983751072.65 | 6072137167.21 | 2355779001.33 | 1500195880.66 | 1653093431.11 | 271487039.29 | 399339545.29 | 195497057.65 |  | 252712233.7683 | 596784595.8022 | 3460554133.9744 | 2284709794.5615 | 386542291.4989 | 1311509387.2982 | 190891202.2258 | 83989219.4172 | 173783602.5068
[5 empty] | Circuit Miles | [5 empty] | Balance by FERC Account (Total Transmission) Current Study | [9 empty] | Balance by FERC Account (ISO Transmission) Current Study | [8 empty] | Non ISO Account Balances
Location | Description | Voltage | Study | x | UG Total | UG ISO | OH Total | OH ISO | Total Miles | Total ISO | 350 | 352 | 353 | 354 | 355 | 356 | 357 | 358 | 359 |  | 350 | 352 | 353 | 354 | 355 | 356 | 357 | 358 | 359 | 350 | 352 | 353
4026 | MIDWAY-VINCENT LINES 1&2 | 500 | Lines |  | 0 | 0 | 225.4945 | 225.4945 | 225.4945 | 225.4945 | 2910822.12 | 8464.15 | 27104.88 | 22393506.11 | 741657.91 | 22941424.84 | 0 | 0 | 795535.38 |  | 2910822.12 | 8464.15 | 27104.88 | 22393506.11 | 741657.91 | 22941424.84 | 0 | 0 | 795535.38 | 0 | 0 | 0
4031 | DWP-EDSN CELILO-SYLMR CA | 1000 | Lines |  | 8.5939 | 8.5939 | 327.5836 | 327.5836 | 336.1775 | 336.1775 | 0 | 95840.85 | 0 | 30893739.37 | 0 | 34499117.67 | 0 | 0 | 136840.9 |  | 0 | 95840.85 | 0 | 30893739.37 | 0 | 34499117.67 | 0 | 0 | 136840.9 | 0 | 0 | 0
4034 | DWP-EDSN CELILO-SYLMR NV | 1000 | Lines |  | 0 | 0 | 289.725 | 289.725 | 289.725 | 289.725 | 0 | 540.83 | 0 | 9244970.71 | 0 | 5631427.23 | 0 | 0 | 668870.63 |  | 0 | 540.83 | 0 | 9244970.71 | 0 | 5631427.23 | 0 | 0 | 668870.63 | 0 | 0 | 0
4045 | PARDEE-SYLMAR LNES 1&2 | 220 | Lines |  | 0 | 0 | 12.9963 | 12.9963 | 12.9963 | 12.9963 | 187212.85 | 106088.99 | 0 | 701607.26 | 0 | 453191.93 | 0 | 0 | 38005.61 |  | 187212.85 | 106088.99 | 0 | 701607.26 | 0 | 453191.93 | 0 | 0 | 38005.61 | 0 | 0 | 0
4046 | EAGLE ROCK-SYLMAR LNE | 220 | Lines |  | 0 | 0 | 1.79 | 1.79 | 1.79 | 1.79 | 186657 | 0 | 0 | 214408.72 | 0 | 62108.41 | 0 | 0 | 0 |  | 186657 | 0 | 0 | 214408.72 | 0 | 62108.41 | 0 | 0 | 0 | 0 | 0 | 0
4051 | PARDEE-VINCENT LN 1 | 220 | Lines |  | 0 | 0 | 32.325 | 32.325 | 32.325 | 32.325 | 0 | 0 | 0 | 316356.16 | 0 | 204877.57 | 0 | 0 | 145317.42 |  | 0 | 0 | 0 | 316356.16 | 0 | 204877.57 | 0 | 0 | 145317.42 | 0 | 0 | 0
4059 | PARDEE-VINCENT LINE CONST | 220 | Lines |  | 0 | 0 | 2.739 | 2.739 | 2.739 | 2.739 | 13001.63 | 0 | 0 | 966736.94 | 0 | 202342.84 | 0 | 0 | 20952.76 |  | 13001.63 | 0 | 0 | 966736.94 | 0 | 202342.84 | 0 | 0 | 20952.76 | 0 | 0 | 0
4070 | RIO HONDO-VINCENT LN 2 | 220 | Lines |  | 0 | 0 | 4.424 | 4.424 | 4.424 | 4.424 | 61040.14 | 0 | 0 | 436317.47 | 0 | 1468658.03 | 0 | 0 | 11892.08 |  | 61040.14 | 0 | 0 | 436317.47 | 0 | 1468658.03 | 0 | 0 | 11892.08 | 0 | 0 | 0
4101 | MANY TRANSMISSION LINES | 220 | Lines |  | 0 | 0 | 352.2007 | 344.5212 | 352.2007 | 344.5212 | 1539567.6 | 654538.95 | 98474.79 | 25388541.95 | 2072856.18 | 31413942.23 | 0 | 0 | 1151848.94 |  | 1505998.3613 | 640267.1673 | 96327.6133 | 24834961.8239 | 2027658.9415 | 30728982.2928 | 0 | 0 | 1126733.6465 | 33569.2387 | 14271.7827 | 2147.1767
4102 | COGEN/RENEWABLE ENERGY SO | 220 | Lines |  | 0 | 0 | 8.4268 | 4.7799 | 8.4268 | 4.7799 | 1466127.54 | 0 | 0 | 2912572.59 | 342738.65 | 4426542.07 | 0 | 0 | 824323.54 |  | 831623.8048 | 0 | 0 | 1652083.2145 | 194409.8398 | 2510844.1511 | 0 | 0 | 467576.7012 | 634503.7352 | 0 | 0
4104 | DEVERS-HINS LN, OTHERS | 220 | Lines |  | 0.0415 | 0.0415 | 158.667 | 150.2931 | 158.7085 | 150.3346 | 1331368.26 | 82149.24 | 51006.07 | 16666212.86 | 16304327.44 | 31428654.53 | 1479.86 | 260160.02 | 2586970.42 |  | 1261121.9208 | 77814.8394 | 48314.8614 | 15786631.5381 | 15443845.0975 | 29769965.9167 | 1479.86 | 260160.02 | 2450475.3516 | 70246.3392 | 4334.4006 | 2691.2086
4105 | 33 AND 66 KV LINES | 66 | Lines |  | 338.8081 | 0 | 4642.548 | 33.7448 | 4981.3561 | 33.7448 | 33389732.25 | 11336398.41 | 2506832.75 | 19151290.8 | 912480784.81 | 260066771.97 | 69324183.57 | 286510364.14 | 17873846.13 |  | 226189.6012 | 76795.3279 | 16981.8523 | 139203.1092 | 6632459.5897 | 1890321.8396 | 0 | 0 | 121081.4779 | 33163542.6488 | 11259603.0821 | 2489850.8977
4107 | ANTELOPE/MESA LINE, OTHER | 220 | Lines |  | 0 | 0 | 185.6596 | 185.6596 | 185.6596 | 185.6596 | 4267463.06 | 1173406.54 | 0 | 142961324.44 | 12130547.39 | 61857731.09 | 0 | 0 | 88022589.44 |  | 4267463.06 | 1173406.54 | 0 | 142961324.44 | 12130547.39 | 61857731.09 | 0 | 0 | 88022589.44 | 0 | 0 | 0
4108 | CHINO-SERRANO/SN ONFRE LN | 220 | Lines |  | 0 | 0 | 169.562 | 169.5582 | 169.562 | 169.5582 | 8072177.94 | 4334974.58 | 0 | 15266828.32 | 1552074.96 | 14496784.69 | 0 | 0 | 733300.05 |  | 8071997.037 | 4334877.4303 | 0 | 15266486.18 | 1552040.1769 | 14496459.8072 | 0 | 0 | 733283.6162 | 180.903 | 97.1497 | 0
4109 | COACHELLA VALLEY-DEVERS (SCE PORTION) | 220 | Lines |  | 0 | 0 | 0.3826 | 0.3826 | 0.3826 | 0.3826 | 0 | 25255.18 | 0 | 0 | 0 | 467284.66 | 0 | 0 | 0 |  | 0 | 25255.18 | 0 | 0 | 0 | 467284.66 | 0 | 0 | 0 | 0 | 0 | 0
4111 | BIG CRK 3-BIG CRK 4 | 220 | Lines |  | 0 | 0 | 5.7906 | 5.7906 | 5.7906 | 5.7906 | 1943.63 | 0 | 0 | 133733.62 | 0 | 284486.75 | 0 | 0 | 29428.59 |  | 1943.63 | 0 | 0 | 133733.62 | 0 | 284486.75 | 0 | 0 | 29428.59 | 0 | 0 | 0
4113 | BIGCRK-SPRGVL, MGDN-SPRGV | 220 | Lines |  | 0 | 0 | 99.2975 | 99.2883 | 99.2975 | 99.2883 | 874871.71 | 23988.55 | 0 | 20160069.76 | 77664280.47 | 16574376.83 | 0 | 0 | 631017.85 |  | 874790.6524 | 23986.3274 | 0 | 20158201.9119 | 77657084.8067 | 16572841.1995 | 0 | 0 | 630959.3856 | 81.0576 | 2.2226 | 0
4114 | ALAMITOS-MESA LN, OTHERS | 220 | Lines |  | 0 | 0 | 129.5531 | 123.6284 | 129.5531 | 123.6284 | 3210534.23 | 1087162.93 | 661181.77 | 14597492.05 | 2750255.87 | 11695111.87 | 0 | 0 | 304171.08 |  | 3063710.6329 | 1037444.9826 | 630944.7195 | 13929922.064 | 2624481.6434 | 11160273.0333 | 0 | 0 | 290260.7807 | 146823.5971 | 49717.9474 | 30237.0505
4115 | HINSON-LIGHTHIPE 1&2 | 220 | Lines |  | 0 | 0 | 27.0668 | 27.0668 | 27.0668 | 27.0668 | 1607024.14 | 616675.2 | 2148.68 | 4183106.92 | 498077.2 | 2127312.79 | 0 | 0 | 27417.1 |  | 1607024.14 | 616675.2 | 2148.68 | 4183106.92 | 498077.2 | 2127312.79 | 0 | 0 | 27417.1 | 0 | 0 | 0
4116 | HINSON-LAFRESA, OTHERS | 220 | Lines |  | 0.9526 | 0.9526 | 90.4527 | 90.4527 | 91.4053 | 91.4053 | 3594552.46 | 341590.39 | 2064.92 | 3216620.47 | 11407260.19 | 7799424.91 | 180588.95 | 456827.96 | 13557.96 |  | 3594552.46 | 341590.39 | 2064.92 | 3216620.47 | 11407260.19 | 7799424.91 | 180588.95 | 456827.96 | 13557.96 | 0 | 0 | 0
4117 | ELDRDO-CIMA-PISGAH LN1,2 | 220 | Lines |  | 0 | 0 | 334.2649 | 334.2649 | 334.2649 | 334.2649 | 1004388.72 | 56361.92 | 12857.19 | 25552508.93 | 4938337.39 | 12076606.61 | 0 | 0 | 151161.8 |  | 1004388.72 | 56361.92 | 12857.19 | 25552508.93 | 4938337.39 | 12076606.61 | 0 | 0 | 151161.8 | 0 | 0 | 0
4119 | CENTER-MESA LN, OTHERS | 220 | Lines |  | 0 | 0 | 131.2963 | 104.4646 | 131.2963 | 104.4646 | 2101336.62 | 237690.57 | 100.89 | 31662990.15 | 85176.26 | 25907670.69 | 0 | 0 | 2830219.6 |  | 1671907.6583 | 189116.1466 | 80.2721 | 25192344.345 | 67769.6472 | 20613181.4496 | 0 | 0 | 2251836.1784 | 429428.9617 | 48574.4234 | 20.6179
4120 | ALAMITOS-CENTER, OTHERS | 220 | Lines |  | 0 | 0 | 150.0926 | 133.3063 | 150.0926 | 133.3063 | 4271232.36 | 506234.71 | 29997.5 | 8621812.03 | 880665.23 | 7044159.29 | 256.07 | 0 | 33420.09 |  | 3793539.3374 | 449617.6102 | 26642.5909 | 7657551.8114 | 782171.9615 | 6256343.1612 | 227.4312 | 0 | 29682.3997 | 477693.0226 | 56617.0998 | 3354.9091
4121 | BIG CREEK 4-SPRNGVLL-MGDN | 220 | Lines |  | 0 | 0 | 135.4137 | 135.4137 | 135.4137 | 135.4137 | 353928.47 | 55313.69 | 1.38 | 17120949.6 | 3369976.71 | 9010570.33 | 0 | 0 | 251148.47 |  | 353928.47 | 55313.69 | 1.38 | 17120949.6 | 3369976.71 | 9010570.33 | 0 | 0 | 251148.47 | 0 | 0 | 0
4123 | LUGO-VINCENT LNES 1&2 | 500 | Lines |  | 0 | 0 | 94.3868 | 94.3868 | 94.3868 | 94.3868 | 1749466.44 | 0 | 16632.95 | 13081444.38 | 103493.67 | 8112442.79 | 0 | 0 | 1890.59 |  | 1749466.44 | 0 | 16632.95 | 13081444.38 | 103493.67 | 8112442.79 | 0 | 0 | 1890.59 | 0 | 0 | 0
4124 | BIG CRK 1-CMP TEN-..-PRTL | 66 | Lines |  | 0 | 0 | 0 | 0 | 0 | 0 | 485.44 | 0 | 0 | 48889.82 | 312250.51 | 202021.82 | 1342.72 | 68591.12 | 0 |  | 0 | 0 | 0 | 0 | 0 | 0 | 0 | 0 | 0 | 485.44 | 0 | 0
4125 | GOLETA-SNTA CLARA, OTHERS | 220 | Lines |  | 0 | 0 | 414.7472 | 308.5866 | 414.7472 | 308.5866 | 11507440.97 | 1182282.58 | 1918.11 | 32302381.31 | 3123663.34 | 18242304.59 | 0 | 0 | 1781163.24 |  | 8561943.477 | 879660.0956 | 1427.1417 | 24034115.2884 | 2324116.1113 | 13572920.4431 | 0 | 0 | 1325248.5087 | 2945497.493 | 302622.4844 | 490.9683
4127 | NORTH BOULDER-MEAD, OTHER | 220 | Lines |  | 0 | 0 | 85.0888 | 53.9521 | 85.0888 | 53.9521 | 19842.47 | 0 | 0 | 647655.18 | 462056.66 | 549802.78 | 0 | 0 | 5205.42 |  | 12581.4787 | 0 | 0 | 410657.537 | 292975.4225 | 348612.4445 | 0 | 0 | 3300.5912 | 7260.9913 | 0 | 0
4128 | LYTLE CREEK-POLE 534694E | 66 | Lines |  | 0 | 0 | 0 | 0 | 0 | 0 | 0 | 0 | 0 | 0 | 1240.39 | 1276.89 | 0 | 0 | 0 |  | 0 | 0 | 0 | 0 | 0 | 0 | 0 | 0 | 0 | 0 | 0 | 0
4129 | KERN RIVER3-VESTAL 66 KV | 66 | Lines |  | 0 | 0 | 88.6022 | 0 | 88.6022 | 0 | 38460.07 | 0 | 0 | 345086.64 | 1489401.36 | 931818.12 | 0 | 0 | 0 |  | 0 | 0 | 0 | 0 | 0 | 0 | 0 | 0 | 0 | 38460.07 | 0 | 0
4130 | MOHAVE-LUGO 500KV | 500 | Lines |  | 0 | 0 | 9.853 | 9.853 | 9.853 | 9.853 | 157989.61 | 0 | 0 | 1471681.59 | 0 | 517455.16 | 0 | 0 | 19050.7 |  | 157989.61 | 0 | 0 | 1471681.59 | 0 | 517455.16 | 0 | 0 | 19050.7 | 0 | 0 | 0
4132 | CUMMINGS-KERBN RIV1, OTHE | 66 | Lines |  | 0 | 0 | 3.7956 | 0 | 3.7956 | 0 | 3146.16 | 0 | 0 | 60500.2 | 175424.15 | 100414.06 | 0 | 0 | 40795.49 |  | 0 | 0 | 0 | 0 | 0 | 0 | 0 | 0 | 0 | 3146.16 | 0 | 0
4133 | BOREL-...-WALKER 66KV LN | 66 | Lines |  | 0 | 0 | 38.4756 | 0 | 38.4756 | 0 | 53165.17 | 0 | 0 | 7515.75 | 11731668.12 | 661129.02 | 0 | 0 | 11454.69 |  | 0 | 0 | 0 | 0 | 0 | 0 | 0 | 0 | 0 | 53165.17 | 0 | 0
4136 | LUGO-ELDORADO LN | 500 | Lines |  | 0 | 0 | 150.6686 | 150.6686 | 150.6686 | 150.6686 | 1330373 | 0 | 0 | 17938062.14 | 2050362.71 | 10609935.8 | 0 | 0 | 117747.17 |  | 1330373 | 0 | 0 | 17938062.14 | 2050362.71 | 10609935.8 | 0 | 0 | 117747.17 | 0 | 0 | 0
4137 | LUGO-ELDORADO LN | 500 | Lines |  | 0 | 0 | 26.509 | 26.509 | 26.509 | 26.509 | 16589.08 | 0 | 0 | 3643442.63 | 0 | 4529048.97 | 0 | 0 | 20088.12 |  | 16589.08 | 0 | 0 | 3643442.63 | 0 | 4529048.97 | 0 | 0 | 20088.12 | 0 | 0 | 0
4138 | LUGO-MIRA LOMA 2&3 | 500 | Lines |  | 0 | 0 | 97.511 | 97.511 | 97.511 | 97.511 | 9588512.04 | 3063534.34 | 567799.4 | 29110208.84 | 118239.71 | 18451744.82 | 0 | 0 | 591463.58 |  | 9588512.04 | 3063534.34 | 567799.4 | 29110208.84 | 118239.71 | 18451744.82 | 0 | 0 | 591463.58 | 0 | 0 | 0
4139 | SPRGVLL-TULE 66KV LN | 66 | Lines |  | 0 | 0 | 2.3883 | 0 | 2.3883 | 0 | 516.81 | 0 | 0 | 0 | 984559.67 | 157660.05 | 0 | 0 | 0 |  | 0 | 0 | 0 | 0 | 0 | 0 | 0 | 0 | 0 | 516.81 | 0 | 0
4140 | MOHAVE-LUGO 500 KV LN | 500 | Lines |  | 0 | 0 | 165.9571 | 165.9571 | 165.9571 | 165.9571 | 278111.81 | 7295.8 | 0 | 17293734.43 | 1513720.74 | 10310625.19 | 0 | 0 | 329332.83 |  | 278111.81 | 7295.8 | 0 | 17293734.43 | 1513720.74 | 10310625.19 | 0 | 0 | 329332.83 | 0 | 0 | 0
4141 | MOHAVE-ELDORADO LN | 500 | Lines |  | 0 | 0 | 59.3947 | 59.3947 | 59.3947 | 59.3947 | 76199.12 | 0 | 0 | 4434062.15 | 0 | 1251359.25 | 0 | 0 | 55916.25 |  | 76199.12 | 0 | 0 | 4434062.15 | 0 | 1251359.25 | 0 | 0 | 55916.25 | 0 | 0 | 0
4142 | BOREL-WELDON 66KV LN | 66 | Lines |  | 0 | 0 | 31.4965 | 0 | 31.4965 | 0 | 25409.4 | 0 | 0 | 0 | 5013515.76 | 1239280.28 | 0 | 0 | 0 |  | 0 | 0 | 0 | 0 | 0 | 0 | 0 | 0 | 0 | 25409.4 | 0 | 0
4143 | ELDORADO-BORDER 500 KV LN | 500 | Lines |  | 0 | 0 | 29.6458 | 29.6458 | 29.6458 | 29.6458 | 6166.88 | 0 | 0 | 4052184.93 | 0 | 1880705.48 | 0 | 0 | 145064.49 |  | 6166.88 | 0 | 0 | 4052184.93 | 0 | 1880705.48 | 0 | 0 | 145064.49 | 0 | 0 | 0
4144 | ELDORADO-MEAD LNS 1&2 | 220 | Lines |  | 0 | 0 | 30.6359 | 30.6359 | 30.6359 | 30.6359 | 9993.51 | 0 | 0 | 473674.37 | 358193.62 | 429215.12 | 0 | 0 | 1023.29 |  | 9993.51 | 0 | 0 | 473674.37 | 358193.62 | 429215.12 | 0 | 0 | 1023.29 | 0 | 0 | 0
4147 | VINCENT-PARDEE LN 2 | 220 | Lines |  | 0 | 0 | 29.6943 | 29.6943 | 29.6943 | 29.6943 | 3884037.46 | 0 | 1880.02 | 2765700.05 | 0 | 12521227.37 | 0 | 0 | 145186.74 |  | 3884037.46 | 0 | 1880.02 | 2765700.05 | 0 | 12521227.37 | 0 | 0 | 145186.74 | 0 | 0 | 0
4148 | MIRA LOMA-SERRANO LN | 500 | Lines |  | 0 | 0 | 39.46 | 39.46 | 39.46 | 39.46 | 1700239.66 | 0 | 0 | 22356622.59 | 0 | 7820620.15 | 0 | 0 | 761200.56 |  | 1700239.66 | 0 | 0 | 22356622.59 | 0 | 7820620.15 | 0 | 0 | 761200.56 | 0 | 0 | 0
4149 | SANTA ANA LNS 1,2,3 | 66 | Lines |  | 0 | 0 | 3.9924 | 0 | 3.9924 | 0 | 232 | 0 | 0 | 0 | 60362.97 | 26752.44 | 0 | 0 | 1092.91 |  | 0 | 0 | 0 | 0 | 0 | 0 | 0 | 0 | 0 | 232 | 0 | 0
4153 | VINCENT-PEARBLOSSOM LN | 220 | Lines |  | 0 | 0 | 13.1274 | 0 | 13.1274 | 0 | 309032.19 | 0 | 0 | 60375.01 | 1200429.58 | 308138.48 | 0 | 0 | 23687.21 |  | 0 | 0 | 0 | 0 | 0 | 0 | 0 | 0 | 0 | 309032.19 | 0 | 0
4154 | LUGO-VICTORVLL EDSON-DWP | 500 | Lines |  | 0 | 0 | 7.5735 | 7.5735 | 7.5735 | 7.5735 | 748911.72 | 51477.57 | 0 | 1527712.97 | 0 | 759625.13 | 0 | 0 | 0 |  | 748911.72 | 51477.57 | 0 | 1527712.97 | 0 | 759625.13 | 0 | 0 | 0 | 0 | 0 | 0
4155 | MIDWAY-VINCENT LN 3 | 500 | Lines |  | 0 | 0 | 60.2449 | 60.2449 | 60.2449 | 60.2449 | 5825616.03 | 0 | 0 | 20953605.86 | 1757685.56 | 7511408.45 | 0 | 0 | 187772.25 |  | 5825616.03 | 0 | 0 | 20953605.86 | 1757685.56 | 7511408.45 | 0 | 0 | 187772.25 | 0 | 0 | 0
4156 | ELLIS-SANTIAGO LNS 1,2 | 220 | Lines |  | 0 | 0 | 29.493 | 29.493 | 29.493 | 29.493 | 12019807.72 | 0 | 0 | 2262699.96 | 6476819.39 | 2971325.74 | 0 | 0 | 38262.09 |  | 12019807.72 | 0 | 0 | 2262699.96 | 6476819.39 | 2971325.74 | 0 | 0 | 38262.09 | 0 | 0 | 0
4157 | RIO HONDO-VINCENT NO. 2 220/500KV | 220 | Lines |  | 0 | 0 | 48.1822 | 48.1822 | 48.1822 | 48.1822 | 105605.4 | 18610.49 | 0 | 266387838.13 | 17174186.02 | 65308263.78 | 0 | 0 | 538932.48 |  | 105605.4 | 18610.49 | 0 | 266387838.13 | 17174186.02 | 65308263.78 | 0 | 0 | 538932.48 | 0 | 0 | 0
4158 | LUCERNE-LUGO/MIRA LOMA LN | 500 | Lines |  | 0 | 0 | 1 | 1 | 1 | 1 | 498252.05 | 0 | 0 | 0 | 0 | 0 | 0 | 0 | 0 |  | 498252.05 | 0 | 0 | 0 | 0 | 0 | 0 | 0 | 0 | 0 | 0 | 0
4166 | BIG CRK 2-BIG CRK 8 | 220 | Lines |  | 0 | 0 | 9.0272 | 9.0272 | 9.0272 | 9.0272 | 9034.39 | 0 | 0 | 164050.6 | 0 | 136430.68 | 0 | 0 | 0 |  | 9034.39 | 0 | 0 | 164050.6 | 0 | 136430.68 | 0 | 0 | 0 | 0 | 0 | 0
4168 | BIG CRK 3-MAMMOTH POOL | 220 | Lines |  | 0 | 0 | 6.504 | 0 | 6.504 | 0 | 4331.19 | 523514.51 | 0 | 262365.32 | 0 | 526630.69 | 0 | 0 | 37889.78 |  | 0 | 0 | 0 | 0 | 0 | 0 | 0 | 0 | 0 | 4331.19 | 523514.51 | 0
4169 | BIG CRK 1-RECTOR, OTHER | 220 | Lines |  | 0 | 0 | 372.2228 | 362.8048 | 372.2228 | 362.8048 | 11554667.01 | 692659.96 | 2701.36 | 14673088.13 | 17894740.37 | 49964736.58 | 0 | 0 | 1543646.13 |  | 11262310.2444 | 675134.2429 | 2633.0101 | 14301828.9164 | 17441966.7495 | 48700526.303 | 0 | 0 | 1504588.718 | 292356.7656 | 17525.7171 | 68.3499
4185 | DEVERS-PALO VERDE | 500 | Lines |  | 0 | 0 | 243.1 | 243.1 | 243.1 | 243.1 | 14776949.75 | 0 | 0 | 294481783.35 | 2866725.87 | 138418319.71 | 0 | 1151660.45 | 467228.4 |  | 14776949.75 | 0 | 0 | 294481783.35 | 2866725.87 | 138418319.71 | 0 | 1151660.45 | 467228.4 | 0 | 0 | 0
4186 | DEVERS-PALO VERDE | 500 | Lines |  | 0 | 0 | 112.0458 | 112.0458 | 112.0458 | 112.0458 | 1193710.35 | 0 | 0 | 22930180.4 | 0 | 24561685.16 | 0 | 0 | 147244.76 |  | 1193710.35 | 0 | 0 | 22930180.4 | 0 | 24561685.16 | 0 | 0 | 147244.76 | 0 | 0 | 0
4187 | DEVERS-VALLEY LNS 1,2 | 500 | Lines |  | 0 | 0 | 83.2024 | 83.2024 | 83.2024 | 83.2024 | 10441138.91 | 192106.47 | 0 | 222122577.64 | 306069.8 | 48902439.73 | 0 | 0 | 18238694 |  | 10441138.91 | 192106.47 | 0 | 222122577.64 | 306069.8 | 48902439.73 | 0 | 0 | 18238694 | 0 | 0 | 0
4188 | SERRANO-VALLEY LN | 500 | Lines |  | 0 | 0 | 40.8 | 40.8 | 40.8 | 40.8 | 2855109.31 | 267678.46 | 0 | 25551539.37 | 514983.54 | 14833343.11 | 0 | 0 | 2640525.26 |  | 2855109.31 | 267678.46 | 0 | 25551539.37 | 514983.54 | 14833343.11 | 0 | 0 | 2640525.26 | 0 | 0 | 0
4189 | SERRANO-VILLA PK LN 1,2,3 | 220 | Lines |  | 0 | 0 | 6.4975 | 6.4975 | 6.4975 | 6.4975 | 78247.82 | 37273.5 | 0 | 1521458.25 | 0 | 1397143.66 | 0 | 0 | 0 |  | 78247.82 | 37273.5 | 0 | 1521458.25 | 0 | 1397143.66 | 0 | 0 | 0 | 0 | 0 | 0
4191 | VALLEY-INLAND 500KV TL | 500 | Lines |  | 0 | 0 | 0 | 0 | 0 | 0 | 0 | 0 | 0 | 3058.3 | 12338.3 | 4980.02 | 0 | 0 | 0 |  | 0 | 0 | 0 | 0 | 0 | 0 | 0 | 0 | 0 | 0 | 0 | 0
4193 | BIG CRK 1-EASTWOOD | 220 | Lines |  | 0 | 0 | 4.6568 | 0 | 4.6568 | 0 | 0 | 0 | 0 | 4152835.97 | 64888.06 | 2461080.46 | 0 | 0 | 0 |  | 0 | 0 | 0 | 0 | 0 | 0 | 0 | 0 | 0 | 0 | 0 | 0
4207 | E.MAGUNDEN-ANTELOPE 220KV | 220 | Lines |  | 0 | 0 | 0 | 0 | 0 | 0 | 0 | 25798.08 | 0 | 11981275.79 | 382192.51 | 0 | 0 | 0 | 0 |  | 0 | 0 | 0 | 0 | 0 | 0 | 0 | 0 | 0 | 0 | 25798.08 | 0
4211 | BIG CREEK #3/#4 220KV LIN | 220 | Lines |  | 0 | 0 | 5.7906 | 5.7906 | 5.7906 | 5.7906 | 0 | 3150.43 | 0 | 0 | 0 | 0 | 0 | 0 | 0 |  | 0 | 3150.43 | 0 | 0 | 0 | 0 | 0 | 0 | 0 | 0 | 0 | 0
4300 | MET T/S REGION | 66 | Lines |  | 0 | 0 | 0 | 0 | 0 | 0 | 0 | 131348.09 | 14695.55 | 0 | 212588.5 | 0 | 103541.14 | 439317.32 | 0 |  | 0 | 0 | 0 | 0 | 0 | 0 | 0 | 0 | 0 | 0 | 131348.09 | 14695.55
4360 | MIRA LOMA - VINCENT 500 kV LINE | 500 | Lines |  | 3.5 | 3.5 | 93.9297 | 93.9297 | 97.4297 | 97.4297 | 25733773.96 | 2467564.21 | 0 | 381010048.73 | 75786919.29 | 164694097.12 | 190597927.6 | 66846572.49 | 36489378.54 |  | 25733773.96 | 2467564.21 | 0 | 381010048.73 | 75786919.29 | 164694097.12 | 190597927.6 | 66846572.49 | 36489378.54 | 0 | 0 | 0
4400 | COASTAL T/S REGION | 66 | Lines |  | 0 | 0 | 0 | 0 | 0 | 0 | 3127.1 | 433987.69 | 92729.05 | 0 | 15952357.8 | 96096.46 | 1437203.87 | 2604820.13 | 0 |  | 0 | 0 | 0 | 0 | 0 | 0 | 0 | 0 | 0 | 3127.1 | 433987.69 | 92729.05
4500 | EASTERN T/S REGION | 66 | Lines |  | 0 | 0 | 0 | 0 | 0 | 0 | 0 | 1650040.54 | 916890.8 | 521866.86 | 596898.79 | 1526136.6 | 0 | 0 | 0 |  | 0 | 0 | 0 | 0 | 0 | 0 | 0 | 0 | 0 | 0 | 1650040.54 | 916890.8
4600 | NRTHN T/S REGION | 66 | Lines |  | 0 | 0 | 0 | 0 | 0 | 0 | 0 | 1987423.55 | 0 | 0 | 600851.09 | 128.9 | 0 | 0 | 0 |  | 0 | 0 | 0 | 0 | 0 | 0 | 0 | 0 | 0 | 0 | 1987423.55 | 0
4644 | ANTELOPE-PARDEE | 220 | Lines |  | 0 | 0 | 26.39 | 26.39 | 26.39 | 26.39 | 3934890 | 0 | 0 | 86011136.15 | 7668801.14 | 39491898.13 | 0 | 0 | 3941301.64 |  | 3934890 | 0 | 0 | 86011136.15 | 7668801.14 | 39491898.13 | 0 | 0 | 3941301.64 | 0 | 0 | 0
4700 | EASTERN T/S REG | 66 | Lines |  | 0 | 0 | 0 | 0 | 0 | 0 | 33304.81 | 522260.43 | 591382.48 | 47.99 | 331045.12 | 47.96 | 290839.83 | 784929.08 | 47.96 |  | 0 | 0 | 0 | 0 | 0 | 0 | 0 | 0 | 0 | 33304.81 | 522260.43 | 591382.48
4705 | CORONA-JEFFERSON 66 KV LN | 55 | Lines |  | 0.2192 | 0 | 105.292 | 60.0758 | 105.5112 | 60.0758 | 243214.84 | 2111150.45 | 0 | 0 | 16724756.88 | 2896288.06 | 0 | 0 | 35849.15 |  | 138481.2805 | 1202043.5006 | 0 | 0 | 9542540.263 | 1652517.0216 | 0 | 0 | 20411.7323 | 104733.5595 | 909106.9494 | 0
4708 | ANTELOPE-WINDHUB 500KV LN | 500 | Lines |  | 0 | 0 | 25.45 | 25.45 | 25.45 | 25.45 | 16796780.01 | 0 | 0 | 14032499.66 | 30806236.27 | 20048113.23 | 0 | 0 | 0 |  | 16796780.01 | 0 | 0 | 14032499.66 | 30806236.27 | 20048113.23 | 0 | 0 | 0 | 0 | 0 | 0
4709 | WINDHUB-HIGHWIND 230KV LN | 220 | Lines |  | 0 | 0 | 9.6 | 9.6 | 9.6 | 9.6 | 3268654.64 | 0 | 0 | 33222664.78 | 0 | 12112068.12 | 0 | 15046585.6 | 0 |  | 3268654.64 | 0 | 0 | 33222664.78 | 0 | 12112068.12 | 0 | 15046585.6 | 0 | 0 | 0 | 0
4710 | ANTELOPE-WHIRLWIND 500KV LN | 500 | Lines |  | 0 | 0 | 14.49 | 14.49 | 14.49 | 14.49 | 15917279.04 | 0 | 0 | 41810446.55 | 0 | 38660688.78 | 0 | 0 | 2227207.66 |  | 15917279.04 | 0 | 0 | 41810446.55 | 0 | 38660688.78 | 0 | 0 | 2227207.66 | 0 | 0 | 0
4711 | WHIRLWIND-WINDHUB 500KV L | 500 | Lines |  | 0 | 0 | 16.13 | 16.13 | 16.13 | 16.13 | 71262.25 | 0 | 0 | 56720609.22 | -10508.55 | 20121886.44 | 0 | 0 | 0 |  | 71262.25 | 0 | 0 | 56720609.22 | -10508.55 | 20121886.44 | 0 | 0 | 0 | 0 | 0 | 0
4712 | ANTELOPE - VINCENT #2 500KV | 500 | Lines |  | 0 | 0 | 34.82 | 34.82 | 34.82 | 34.82 | 11885451.74 | 0 | 0 | 167665138.37 | 6874070.06 | 50353456.29 | 0 | 0 | 0 |  | 11885451.74 | 0 | 0 | 167665138.37 | 6874070.06 | 50353456.29 | 0 | 0 | 0 | 0 | 0 | 0
4716 | ANTELOPE-VINCENT #1 500 kV | 500 | Lines |  | 0 | 0 | 0 | 0 | 0 | 0 | 0 | 0 | 0 | 237004 | 0 | 0 | 0 | 0 | 0 |  | 0 | 0 | 0 | 0 | 0 | 0 | 0 | 0 | 0 | 0 | 0 | 0
4730 | LEE VINING-LUNDY 55K 4771 | 55 | Lines |  | 0 | 0 | 7.2159 | 0 | 7.2159 | 0 | 10584.86 | 0 | 0 | 159885.03 | 461329.05 | 298966.5 | 0 | 0 | 0 |  | 0 | 0 | 0 | 0 | 0 | 0 | 0 | 0 | 0 | 10584.86 | 0 | 0
4731 | POOLE-LEE VINING 115KV LI | 115 | Lines |  | 0 | 0 | 6.3408 | 0 | 6.3408 | 0 | 0 | 0 | 0 | 0 | 206907.15 | 40738.64 | 0 | 0 | 0 |  | 0 | 0 | 0 | 0 | 0 | 0 | 0 | 0 | 0 | 0 | 0 | 0
4732 | RUSH CRK-LEE VINING 115KV | 115 | Lines |  | 0 | 0 | 15.246 | 0 | 15.246 | 0 | 0 | 0 | 0 | 0 | 481187.27 | 217972.49 | 0 | 0 | -37.92 |  | 0 | 0 | 0 | 0 | 0 | 0 | 0 | 0 | 0 | 0 | 0 | 0
4733 | ELDORADO-IVANPAH NO 1&2 - CA | 220 | Lines |  | 0 | 0 | 10.32 | 10.32 | 10.32 | 10.32 | 0 | 0 | 0 | 25282715.2 | 1219314.08 | 20581574.28 | 0 | 0 | 0 |  | 0 | 0 | 0 | 25282715.2 | 1219314.08 | 20581574.28 | 0 | 0 | 0 | 0 | 0 | 0
4734 | ELDORADO-IVANPAH NO 1&2 - NV | 220 | Lines |  | 0 | 0 | 58.48 | 58.48 | 58.48 | 58.48 | 352196.33 | 0 | 0 | 49174369.21 | 666767.78 | 164308741.11 | 0 | 0 | 2178685.26 |  | 352196.33 | 0 | 0 | 49174369.21 | 666767.78 | 164308741.11 | 0 | 0 | 2178685.26 | 0 | 0 | 0
4755 | WHIRLWIND--VINCENT&MIDWAY 500KV | 500 | Lines |  | 0 | 0 | 0 | 0 | 0 | 0 | 0 | 0 | 0 | -94836.57 | 0 | 0 | 0 | 0 | 0 |  | 0 | 0 | 0 | 0 | 0 | 0 | 0 | 0 | 0 | 0 | 0 | 0
4756 | DEVERS-SN BRDNO 220 KV LN | 220 | Lines |  | 0 | 0 | 120.3068 | 120.3068 | 120.3068 | 120.3068 | 1079237.55 | 16401.19 | 0 | 6958865.29 | 568180.1 | 4604528.13 | 0 | 0 | 119281.33 |  | 1079237.55 | 16401.19 | 0 | 6958865.29 | 568180.1 | 4604528.13 | 0 | 0 | 119281.33 | 0 | 0 | 0
4759 | BLYTHE-EAGLE MT 161 KV LN | 161 | Lines |  | 0 | 0 | 52.883 | 52.883 | 52.883 | 52.883 | 33310 | 0 | 0 | 0 | 2769999.74 | 331263.41 | 0 | 0 | 4845.05 |  | 33310 | 0 | 0 | 0 | 2769999.74 | 331263.41 | 0 | 0 | 4845.05 | 0 | 0 | 0
4781 | HOOVER-CLWTR 115 KV LN | 115 | Lines |  | 0 | 0 | 20.9978 | 20.6228 | 20.9978 | 20.6228 | 1277.33 | 0 | 0 | 98306.88 | 43204.47 | 94967.69 | 0 | 0 | 1376.41 |  | 1254.5181 | 0 | 0 | 96551.2161 | 42432.8808 | 93271.6607 | 0 | 0 | 1351.8287 | 22.8119 | 0 | 0
4782 | HOOVER-CLWTER 115 KV LN | 115 | Lines |  | 0 | 0 | 72.7366 | 72.7366 | 72.7366 | 72.7366 | 165196.31 | 0 | 0 | 327794.67 | 1746963.64 | 811370.75 | 0 | 0 | 21669.13 |  | 165196.31 | 0 | 0 | 327794.67 | 1746963.64 | 811370.75 | 0 | 0 | 21669.13 | 0 | 0 | 0
4792 | COGEN/RENW ENERGY 220KV & ABOVE NV | 220 | Lines |  | 0 | 0 | 0 | 0 | 0 | 0 | 0 | 0 | 0 | 0 | 0 | 106127.08 | 0 | 0 | 0 |  | 0 | 0 | 0 | 0 | 0 | 0 | 0 | 0 | 0 | 0 | 0 | 0
4799 | HUMAN EXTERNAL CARGO TRAINING SITE | 66 | Lines |  | 0 | 0 | 0 | 0 | 0 | 0 | 0 | 321804.63 | 0 | 2640368.56 | 0 | 548749.19 | 0 | 0 | 0 |  | 0 | 0 | 0 | 0 | 0 | 0 | 0 | 0 | 0 | 0 | 321804.63 | 0
4800 | VAR. TRANS. LINES-S/E DIV | 66 | Lines |  | 0 | 0 | 0 | 0 | 0 | 0 | 2930.68 | 1534075.27 | 711669.91 | 559885.46 | 1166678.21 | 1226841.87 | 3783979.44 | 6890890 | 0 |  | 0 | 0 | 0 | 0 | 0 | 0 | 0 | 0 | 0 | 2930.68 | 1534075.27 | 711669.91
4900 | NORTHEASTERN T/S DIV. | 66 | Lines |  | 0 | 0 | 0 | 0 | 0 | 0 | 0 | 70.69 | 0 | 0 | 1551238.66 | 205618.19 | 0 | 0 | 0 |  | 0 | 0 | 0 | 0 | 0 | 0 | 0 | 0 | 0 | 0 | 70.69 | 0
4106 | COGEN/RENEW ENGY SOURCES | 115 | Lines |  | 0 | 0 | 20.5017 | 0 | 20.5017 | 0 | 195038.279 | 0 | 0 | 0 | 5598768.9521 | 1751494.1056 | 336087.4307 | 1311206.7186 | 241765.2128 |  | 0 | 0 | 0 | 0 | 0 | 0 | 0 | 0 | 0 | 195038.279 | 0 | 0
4106 | COGEN/RENEW ENGY SOURCES | 66 | Lines |  | 5.7081 | 0 | 32.9834 | 0 | 38.6915 | 0 | 368082.821 | 0 | 0 | 0 | 10566185.6779 | 3305478.7744 | 634275.5393 | 2474553.5614 | 456267.4672 |  | 0 | 0 | 0 | 0 | 0 | 0 | 0 | 0 | 0 | 368082.821 | 0 | 0
4118 | MRA LMA-VLL PK LNS, OTHR | 220 | Lines |  | 0 | 0 | 155.7535 | 132.05 | 155.7535 | 132.05 | 5473685.3102 | 774148.5543 | 2204.3148 | 18840608.01 | 506655.2963 | 14461765.3832 | 0 | 0 | 175735.3629 |  | 4640667.1131 | 656333.9931 | 1868.849 | 15973331.4996 | 429549.4604 | 12260887.3563 | 0 | 0 | 148990.9033 | 833018.197 | 117814.5612 | 335.4658
4118 | MRA LMA-VLL PK LNS, OTHR | 66 | Lines |  | 0 | 0 | 3.9205 | 0 | 3.9205 | 0 | 137779.1398 | 19486.2357 | 55.4852 | 474240.41 | 12753.1137 | 364019.7568 | 0 | 0 | 4423.4671 |  | 0 | 0 | 0 | 0 | 0 | 0 | 0 | 0 | 0 | 137779.1398 | 19486.2357 | 55.4852
4135 | LUGO-VICTOR LNS, OTHER | 220 | Lines |  | 0 | 0 | 206.1454 | 117.41 | 206.1454 | 117.41 | 1778456.2046 | 110669.3374 | 0 | 7988304.3987 | 1225344.5975 | 9219140.9951 | 0 | 0 | 102878.6764 |  | 1012918.7602 | 63031.6607 | 0 | 4549734.4081 | 697894.3464 | 5250756.7194 | 0 | 0 | 58594.494 | 765537.4444 | 47637.6767 | 0
4135 | LUGO-VICTOR LNS, OTHER | 115 | Lines |  | 0 | 0 | 49.4757 | 49.4757 | 49.4757 | 49.4757 | 426836.4254 | 26561.0726 | 0 | 1917224.2113 | 294087.4825 | 2212629.7949 | 0 | 0 | 24691.2836 |  | 426836.4254 | 26561.0726 | 0 | 1917224.2113 | 294087.4825 | 2212629.7949 | 0 | 0 | 24691.2836
4735 | BISHOP CRK55&115KV LINES | 115 | Lines |  | 0 | 0 | 4.4585 | 0 | 4.4585 | 0 | -3.8136 | 173598.5349 | 0 | 4008.2906 | 306861.9761 | 63131.6611 | 0 | 0 | 4903.2001 |  | 0 | 0 | 0 | 0 | 0 | 0 | 0 | 0 | 0 | -3.8136 | 173598.5349 | 0
4735 | BISHOP CRK55&115KV LINES | 55 | Lines |  | 0 | 0 | 8.5301 | 0 | 8.5301 | 0 | -7.2964 | 332132.5251 | 0 | 7668.7494 | 587095.0639 | 120784.8789 | 0 | 0 | 9380.9099 |  | 0 | 0 | 0 | 0 | 0 | 0 | 0 | 0 | 0 | -7.2964 | 332132.5251 | 0
4750 | 115 KV LNS, ESTN T/S REG | 115 | Lines |  | 13.8869 | 0.22 | 1630.5519 | 464.565 | 1644.4388 | 464.785 | 16171294.2259 | 283190.4591 | 3985906.1261 | 4307107.107 | 189324161.5299 | 58241558.6797 | 4457761.6766 | 14354818.9169 | 1827047.2216 |  | 4570662.6399 | 80041.0921 | 1126578.4892 | 1227149.6621 | 53940864.5018 | 16593761.7245 | 70621.0579 | 227412.8972 | 516397.5351 | 11600631.586 | 203149.3669 | 2859327.6369
4750 | 115 KV LNS, ESTN T/S REG | 66/55/33 | Lines |  | 0 | 0 | 15.7177 | 0 | 15.7177 | 0 | 154566.7441 | 2706.7609 | 38097.6639 | 41167.733 | 1809578.0601 | 556678.2703 | 42607.7034 | 137204.7031 | 17463.0884 |  | 0 | 0 | 0 | 0 | 0 | 0 | 0 | 0 | 0 | 154566.7441 | 2706.7609 | 38097.6639
[30 empty] | 0 | 0 | 0
2236 | BIG CREEK NO.4 | 220 | 100% Subs |  | Allocated according to substation percentage | [5 empty] | 0 | 43064.15 | 4684167.63 | 0 | 0 | 0 | 0 | 0 | 0 |  | 0 | 43064.15 | 4684167.63 | 0 | 0 | 0 | 0 | 0 | 0 | 0 | 0 | 0
2570 | INYO | 220 | 100% Subs |  | Allocated according to substation percentage | [5 empty] | 0 | 287755.16 | 4197276.42 | 0 | 0 | 0 | 0 | 0 | 0 |  | 0 | 287755.16 | 4197276.42 | 0 | 0 | 0 | 0 | 0 | 0 | 0 | 0 | 0
5001 | METRO GOM MAINT | 500 | 100% Subs |  | Allocated according to substation percentage | [5 empty] | 0 | 0 | 31531833.51 | 0 | 0 | 0 | 0 | 0 | 0 |  | 0 | 0 | 31531833.51 | 0 | 0 | 0 | 0 | 0 | 0 | 0 | 0 | 0
5019 | HARBORGEN SUB | 220 | 100% Subs |  | Allocated according to substation percentage | [5 empty] | 0 | 18729.02 | 3991930.37 | 0 | 0 | 0 | 0 | 0 | 0 |  | 0 | 18729.02 | 3991930.37 | 0 | 0 | 0 | 0 | 0 | 0 | 0 | 0 | 0
5026 | EL SEGUNDO SWITCHRACK SUB | 220 | 100% Subs |  | Allocated according to substation percentage | [5 empty] | 12469.81 | 102004.96 | 2244645.29 | 0 | 0 | 0 | 0 | 0 | 0 |  | 12469.81 | 102004.96 | 2244645.29 | 0 | 0 | 0 | 0 | 0 | 0 | 0 | 0 | 0
5032 | MIDWAY SUB | 500 | 100% Subs |  | Allocated according to substation percentage | [5 empty] | 0 | 396678.57 | 190211.47 | 0 | 0 | 0 | 0 | 0 | 0 |  | 0 | 396678.57 | 190211.47 | 0 | 0 | 0 | 0 | 0 | 0 | 0 | 0 | 0
5036 | PASTORIA SUB | 220 | 100% Subs |  | Allocated according to substation percentage | [5 empty] | 21435.44 | 1279909.22 | 12338955.22 | 0 | 0 | 0 | 0 | 0 | 0 |  | 21435.44 | 1279909.22 | 12338955.22 | 0 | 0 | 0 | 0 | 0 | 0 | 0 | 0 | 0
5044 | CLWTR SWITCHRACKS 1,2 | 115 | 100% Subs |  | Allocated according to substation percentage | [5 empty] | 0 | 0 | 1476689.84 | 0 | 0 | 0 | 0 | 0 | 0 |  | 0 | 0 | 1476689.84 | 0 | 0 | 0 | 0 | 0 | 0 | 0 | 0 | 0
5045 | MOHAVE SWITCHRACK | 500 | 100% Subs |  | Allocated according to substation percentage | [5 empty] | 0 | 3417989.55 | 8435508.33 | 0 | 0 | 0 | 0 | 0 | 0 |  | 0 | 3417989.55 | 8435508.33 | 0 | 0 | 0 | 0 | 0 | 0 | 0 | 0 | 0
5047 | RANCHO VISTA SUB | 500 | 100% Subs |  | Allocated according to substation percentage | [5 empty] | 1844367.42 | 22798974 | 154023684.06 | 0 | 0 | 0 | 0 | 0 | 0 |  | 1844367.42 | 22798974 | 154023684.06 | 0 | 0 | 0 | 0 | 0 | 0 | 0 | 0 | 0
5054 & 8954 | Vincent | 500 | 100% Subs |  | Allocated according to substation percentage | [5 empty] | 17324278.57 | 27870105.65 | 226612391.59 | 0 | 0 | 0 | 0 | 0 | 0 |  | 17324278.57 | 27870105.65 | 226612391.59 | 0 | 0 | 0 | 0 | 0 | 0 | 0 | 0 | 0
5058 | SYLMAR SUB | 220 | 100% Subs |  | Allocated according to substation percentage | [5 empty] | 0 | 19757.18 | 1948140.91 | 0 | 0 | 0 | 0 | 0 | 0 |  | 0 | 19757.18 | 1948140.91 | 0 | 0 | 0 | 0 | 0 | 0 | 0 | 0 | 0
5061 | LUGO SUB | 500 | 100% Subs |  | Allocated according to substation percentage | [5 empty] | 90981.11 | 23677879.14 | 150236368.71 | 0 | 0 | 0 | 0 | 0 | 0 |  | 90981.11 | 23677879.14 | 150236368.71 | 0 | 0 | 0 | 0 | 0 | 0 | 0 | 0 | 0
5065 | PISGAH SUB | 220 | 100% Subs |  | Allocated according to substation percentage | [5 empty] | 0 | 556209.1 | 4722904.68 | 0 | 0 | 0 | 0 | 0 | 0 |  | 0 | 556209.1 | 4722904.68 | 0 | 0 | 0 | 0 | 0 | 0 | 0 | 0 | 0
5089 | LEWIS SUB | 220 | 100% Subs |  | Allocated according to substation percentage | [5 empty] | 1444.25 | 192579.89 | 5383835.09 | 0 | 0 | 0 | 0 | 0 | 0 |  | 1444.25 | 192579.89 | 5383835.09 | 0 | 0 | 0 | 0 | 0 | 0 | 0 | 0 | 0
5091 | MEAD SUB | 500 | 100% Subs |  | Allocated according to substation percentage | [5 empty] | 0 | 0 | 12305.99 | 0 | 0 | 0 | 0 | 0 | 0 |  | 0 | 0 | 12305.99 | 0 | 0 | 0 | 0 | 0 | 0 | 0 | 0 | 0
5092 | MOENKOPI SUB | 500 | 100% Subs |  | Allocated according to substation percentage | [5 empty] | 0 | 0 | 1516885.03 | 0 | 0 | 0 | 0 | 0 | 0 |  | 0 | 0 | 1516885.03 | 0 | 0 | 0 | 0 | 0 | 0 | 0 | 0 | 0
5094 | EAST SERIES CAPACITORS 1 | 500 | 100% Subs |  | Allocated according to substation percentage | [5 empty] | 0 | 857212.01 | 8323790.08 | 0 | 0 | 0 | 0 | 0 | 0 |  | 0 | 857212.01 | 8323790.08 | 0 | 0 | 0 | 0 | 0 | 0 | 0 | 0 | 0
5097 | PALO VERDE SWITCHRACK SUB | 500 | 100% Subs |  | Allocated according to substation percentage | [5 empty] | 0 | 486322.68 | 7815158.13 | 0 | 0 | 0 | 0 | 0 | 0 |  | 0 | 486322.68 | 7815158.13 | 0 | 0 | 0 | 0 | 0 | 0 | 0 | 0 | 0
8060 | WHIRLWIND SUB | 500 | 100% Subs |  | Allocated according to substation percentage | [5 empty] | 0 | 36283394.37 | 188631986.15 | 0 | 0 | 0 | 0 | 0 | 0 |  | 0 | 36283394.37 | 188631986.15 | 0 | 0 | 0 | 0 | 0 | 0 | 0 | 0 | 0
8084 | HIGHWIND SUB | 220 | 100% Subs |  | Allocated according to substation percentage | [5 empty] | 0 | 5712270.68 | 4035891.84 | 0 | 0 | 0 | 0 | 0 | 0 |  | 0 | 5712270.68 | 4035891.84 | 0 | 0 | 0 | 0 | 0 | 0 | 0 | 0 | 0
8367 | COLORADO RIVER SUB | 500 | 100% Subs |  | Allocated according to substation percentage | [5 empty] | 0 | 39961276.19 | 135820363.98 | 0 | 0 | 0 | 0 | 0 | 0 |  | 0 | 39961276.19 | 135820363.98 | 0 | 0 | 0 | 0 | 0 | 0 | 0 | 0 | 0
8372 | PRIMM SUBSTATION | 220 | 100% Subs |  | Allocated according to substation percentage | [5 empty] | 0 | 11876357.88 | 19288758.01 | 0 | 0 | 0 | 0 | 0 | 0 |  | 0 | 11876357.88 | 19288758.01 | 0 | 0 | 0 | 0 | 0 | 0 | 0 | 0 | 0
8960 | WEST TRANSITION | 500 | 100% Subs |  | Allocated according to substation percentage | [5 empty] | 0 | 17191245.38 | 13336170.5 | 0 | 0 | 0 | 0 | 0 | 0 |  | 0 | 17191245.38 | 13336170.5 | 0 | 0 | 0 | 0 | 0 | 0 | 0 | 0 | 0
8932 | MIDWAY-PAC INTERTIE | 500 | 100% Subs |  | Allocated according to substation percentage | [5 empty] | 0 | 162585.25 | 13930692.69 | 0 | 0 | 0 | 0 | 0 | 0 |  | 0 | 162585.25 | 13930692.69 | 0 | 0 | 0 | 0 | 0 | 0 | 0 | 0 | 0
8950 | PARDEE-PAC INTERTIE | 220 | 100% Subs |  | Allocated according to substation percentage | [5 empty] | 0 | 55268.53 | 942130.02 | 0 | 0 | 0 | 0 | 0 | 0 |  | 0 | 55268.53 | 942130.02 | 0 | 0 | 0 | 0 | 0 | 0 | 0 | 0 | 0
9219 | RP&AS,LND&ESMNT REQUIS | 220 | 100% Subs |  | Allocated according to substation percentage | [5 empty] | 8633705.8 | 45882.73 | 0 | 0 | 0 | 0 | 0 | 0 | 0 |  | 8633705.8 | 45882.73 | 0 | 0 | 0 | 0 | 0 | 0 | 0 | 0 | 0 | 0
5090 | EL DORADO SUB(NEVADA) | 500 | 100% Subs |  | Allocated according to substation percentage | [5 empty] | 13182.65 | 35514014.15 | 196185878.04 | 0 | 0 | 0 | 0 | 0 | 94491.68 |  | 13182.65 | 35514014.15 | 196185878.04 | 0 | 0 | 0 | 0 | 0 | 94491.68 | 0 | 0 | 0
5080 | SERRANO SUB | 500 | 100% Subs |  | Allocated according to substation percentage | [5 empty] | 1226474.65 | 28476677.87 | 193625629.28 | 0 | 0 | 0 | 0 | 0 | 2236589.73 |  | 1226474.65 | 28476677.87 | 193625629.28 | 0 | 0 | 0 | 0 | 0 | 2236589.73 | 0 | 0 | 0
5093 | WEST SERIES CAPACITORS | 500 | 100% Subs |  | Allocated according to substation percentage | [5 empty] | 0 | 1782299.88 | 45897215.21 | 0 | 0 | 0 | 0 | 0 | 0 |  | 0 | 1782299.88 | 45897215.21 | 0 | 0 | 0 | 0 | 0 | 0 | 0 | 0 | 0
8958 | SYLMAR-PAC INTERTIE | 220 | 100% Subs |  | Allocated according to substation percentage | [5 empty] | 51663.37 | 7758498.28 | 120773732.88 | 2505376.39 | 0 | 359913.49 | 0 | 0 | 0 |  | 51663.37 | 7758498.28 | 120773732.88 | 2505376.39 | 0 | 359913.49 | 0 | 0 | 0 | 0 | 0 | 0
5010 | T.M. GOODRICH SUB-PASADEN | 220 | 100% Subs |  | Allocated according to substation percentage | [5 empty] | 0 | 643112.17 | 35398.36 | 0 | 0 | 0 | 0 | 0 | 0 |  | 0 | 643112.17 | 35398.36 | 0 | 0 | 0 | 0 | 0 | 0 | 0 | 0 | 0
5018 | DRYCREEKWIND SUB | 220 | 100% Subs |  | Allocated according to substation percentage | [5 empty] | 0 | -0.01 | 0.01 | 0 | 0 | 0 | 0 | 0 | 0 |  | 0 | -0.01 | 0.01 | 0 | 0 | 0 | 0 | 0 | 0 | 0 | 0 | 0
8363 | IVANPAH SUB | 220 | 100% Subs |  | Allocated according to substation percentage | [5 empty] | 0 | 13019050.76 | 33195630.72 | 0 | 0 | 0 | 0 | 0 | 0 |  | 0 | 13019050.76 | 33195630.72 | 0 | 0 | 0 | 0 | 0 | 0 | 0 | 0 | 0
8369 | RED BLUFF SUB | 500 | 100% Subs |  | Allocated according to substation percentage | [5 empty] | 0 | 93373929.02 | 111627932.71 | 0 | 0 | 0 | 0 | 0 | 0 |  | 0 | 93373929.02 | 111627932.71 | 0 | 0 | 0 | 0 | 0 | 0 | 0 | 0 | 0
[30 empty] | 0 | 0 | 0
INTERNALORDER | INTERNAL ORDER |  | 0% Subs |  | Allocated according to substation percentage | [5 empty] | 0 | 0 | 1867.72 | 0 | 0 | 0 | 0 | 0 | 0 |  | 0 | 0 | 1086.3376 | 0 | 0 | 0 | 0 | 0 | 0 | 0 | 0 | 781.3824
1451 | EDISON ITAC | Misc | 0% Subs |  | Allocated according to substation percentage | [5 empty] | 0 | 0 | 35854.54 | 0 | 0 | 0 | 0 | 0 | 0 |  | 0 | 0 | 0 | 0 | 0 | 0 | 0 | 0 | 0 | 0 | 0 | 35854.54
2150 | MAMMOTH POOL LAKE-FP 2085 | 220 | 0% Subs |  | Allocated according to substation percentage | [5 empty] | 0 | 0 | 24015.6 | 0 | 0 | 0 | 0 | 0 | 0 |  | 0 | 0 | 0 | 0 | 0 | 0 | 0 | 0 | 0 | 0 | 0 | 24015.6
2202 | BIG CREEK CANYON | 220 | 0% Subs |  | Allocated according to substation percentage | [5 empty] | 0 | 0 | 1641021.78 | 0 | 0 | 0 | 0 | 0 | 0 |  | 0 | 0 | 0 | 0 | 0 | 0 | 0 | 0 | 0 | 0 | 0 | 1641021.78
2237 | PORTAL POWER PLANT | 33kV & Below | 0% Subs |  | Allocated according to substation percentage | [5 empty] | 0 | 0 | 68245.7 | 0 | 0 | 0 | 0 | 0 | 0 |  | 0 | 0 | 0 | 0 | 0 | 0 | 0 | 0 | 0 | 0 | 0 | 68245.7
2238 | MAMMOTH POOL | 220 | 0% Subs |  | Allocated according to substation percentage | [5 empty] | 0 | 0 | 2840762.29 | 0 | 0 | 0 | 0 | 0 | 0 |  | 0 | 0 | 0 | 0 | 0 | 0 | 0 | 0 | 0 | 0 | 0 | 2840762.29
2239 | EASTWOOD POWER STATION | 33kV & Below | 0% Subs |  | Allocated according to substation percentage | [5 empty] | 0 | 627754 | 4940310.55 | 0 | 0 | 0 | 0 | 0 | 0 |  | 0 | 0 | 0 | 0 | 0 | 0 | 0 | 0 | 0 | 0 | 627754 | 4940310.55
2300 | HYDRO PRODUCTION | Misc | 0% Subs |  | Allocated according to substation percentage | [5 empty] | 0 | 0 | 10366.79 | 0 | 0 | 0 | 0 | 0 | 0 |  | 0 | 0 | 0 | 0 | 0 | 0 | 0 | 0 | 0 | 0 | 0 | 10366.79
2301 | SNTA ANA RV&MILL CRK CNYN | 33kV & Below | 0% Subs |  | Allocated according to substation percentage | [5 empty] | 0 | 0 | 421923.88 | 0 | 0 | 0 | 0 | 0 | 0 |  | 0 | 0 | 0 | 0 | 0 | 0 | 0 | 0 | 0 | 0 | 0 | 421923.88
2303 | LYTLE CRK&SN ANTONIO CNYN | 33kV & Below | 0% Subs |  | Allocated according to substation percentage | [5 empty] | 0 | 0 | 140225.87 | 0 | 0 | 0 | 0 | 0 | 0 |  | 0 | 0 | 0 | 0 | 0 | 0 | 0 | 0 | 0 | 0 | 0 | 140225.87
2305 | KERN RIVER CANYON | 66kV | 0% Subs |  | Allocated according to substation percentage | [5 empty] | 0 | 0 | 692139.9 | 0 | 0 | 0 | 0 | 0 | 0 |  | 0 | 0 | 0 | 0 | 0 | 0 | 0 | 0 | 0 | 0 | 0 | 692139.9
2307 | KAWEAH RIVER CANYON | 66kV | 0% Subs |  | Allocated according to substation percentage | [5 empty] | 0 | 0 | 572929.49 | 0 | 0 | 0 | 0 | 0 | 0 |  | 0 | 0 | 0 | 0 | 0 | 0 | 0 | 0 | 0 | 0 | 0 | 572929.49
2309 | SAN GORGONIO CANYON | 33kV & Below | 0% Subs |  | Allocated according to substation percentage | [5 empty] | 0 | 0 | 193975.41 | 0 | 0 | 0 | 0 | 0 | 0 |  | 0 | 0 | 0 | 0 | 0 | 0 | 0 | 0 | 0 | 0 | 0 | 193975.41
2313 | KERN RIVER NO.1 | 66kV | 0% Subs |  | Allocated according to substation percentage | [5 empty] | 0 | 4183.66 | 589036.37 | 0 | 0 | 0 | 0 | 0 | 0 |  | 0 | 0 | 0 | 0 | 0 | 0 | 0 | 0 | 0 | 0 | 4183.66 | 589036.37
2314 | BOREL | 66kV | 0% Subs |  | Allocated according to substation percentage | [5 empty] | 0 | 1382.76 | 259590.77 | 0 | 0 | 0 | 0 | 0 | 0 |  | 0 | 0 | 0 | 0 | 0 | 0 | 0 | 0 | 0 | 0 | 1382.76 | 259590.77
2315 | SANTA ANA NO.1 | 33kV & Below | 0% Subs |  | Allocated according to substation percentage | [5 empty] | 0 | 0 | 36406.2 | 0 | 0 | 0 | 0 | 0 | 0 |  | 0 | 0 | 0 | 0 | 0 | 0 | 0 | 0 | 0 | 0 | 0 | 36406.2
2317 | SANTA ANA NO.3 | 33kV & Below | 0% Subs |  | Allocated according to substation percentage | [5 empty] | 0 | 0 | 14929.96 | 0 | 0 | 0 | 0 | 0 | 0 |  | 0 | 0 | 0 | 0 | 0 | 0 | 0 | 0 | 0 | 0 | 0 | 14929.96
2318 | MILL CREEK NO.1 | 33kV & Below | 0% Subs |  | Allocated according to substation percentage | [5 empty] | 1463.92 | 0 | 7315.87 | 0 | 0 | 0 | 0 | 0 | 0 |  | 0 | 0 | 0 | 0 | 0 | 0 | 0 | 0 | 0 | 1463.92 | 0 | 7315.87
2319 | MILL CREEK NO.2&3 | 33kV & Below | 0% Subs |  | Allocated according to substation percentage | [5 empty] | 0 | 0 | 52080.43 | 0 | 0 | 0 | 0 | 0 | 0 |  | 0 | 0 | 0 | 0 | 0 | 0 | 0 | 0 | 0 | 0 | 0 | 52080.43
2324 | KAWEAH NO.1 | 66kV | 0% Subs |  | Allocated according to substation percentage | [5 empty] | 0 | 0 | 48506.83 | 0 | 0 | 0 | 0 | 0 | 0 |  | 0 | 0 | 0 | 0 | 0 | 0 | 0 | 0 | 0 | 0 | 0 | 48506.83
2325 | KAWEAH NO.2 | 66kV | 0% Subs |  | Allocated according to substation percentage | [5 empty] | 0 | 2694.37 | 49125.88 | 0 | 0 | 0 | 0 | 0 | 0 |  | 0 | 0 | 0 | 0 | 0 | 0 | 0 | 0 | 0 | 0 | 2694.37 | 49125.88
2326 | KAWEAH NO.3 | 66kV | 0% Subs |  | Allocated according to substation percentage | [5 empty] | 0 | 0 | 57268.82 | 0 | 0 | 0 | 0 | 0 | 0 |  | 0 | 0 | 0 | 0 | 0 | 0 | 0 | 0 | 0 | 0 | 0 | 57268.82
2327 | LOWER TULE RIVER | 66kV | 0% Subs |  | Allocated according to substation percentage | [5 empty] | 0 | 0 | 50833.83 | 0 | 0 | 0 | 0 | 0 | 0 |  | 0 | 0 | 0 | 0 | 0 | 0 | 0 | 0 | 0 | 0 | 0 | 50833.83
2328 | KERN RIVER NO.3 | 66kV | 0% Subs |  | Allocated according to substation percentage | [5 empty] | 0 | 0 | 460723.19 | 0 | 0 | 0 | 0 | 0 | 0 |  | 0 | 0 | 0 | 0 | 0 | 0 | 0 | 0 | 0 | 0 | 0 | 460723.19
2331 | ONTARIO NO.1 | 66kV | 0% Subs |  | Allocated according to substation percentage | [5 empty] | 0 | 0 | 205914.2 | 0 | 0 | 0 | 0 | 0 | 0 |  | 0 | 0 | 0 | 0 | 0 | 0 | 0 | 0 | 0 | 0 | 0 | 205914.2
2500 | EASTERN HYDRO REGION | 55kV | 0% Subs |  | Allocated according to substation percentage | [5 empty] | 0 | 7254.01 | 0 | 0 | 0 | 0 | 0 | 0 | 0 |  | 0 | 0 | 0 | 0 | 0 | 0 | 0 | 0 | 0 | 0 | 7254.01 | 0
2501 | BISHOP CREEK CANYON | 33kV & Below | 0% Subs |  | Allocated according to substation percentage | [5 empty] | 0 | 0 | 705803.76 | 0 | 0 | 0 | 0 | 0 | 0 |  | 0 | 0 | 0 | 0 | 0 | 0 | 0 | 0 | 0 | 0 | 0 | 705803.76
2503 | MONO BASIN | 115 | 0% Subs |  | Allocated according to substation percentage | [5 empty] | 0 | 0 | 196343.73 | 0 | 0 | 0 | 0 | 0 | 0 |  | 0 | 0 | 0 | 0 | 0 | 0 | 0 | 0 | 0 | 0 | 0 | 196343.73
2560 & 2510 | Lundy | 55kV | 0% Subs |  | Allocated according to substation percentage | [5 empty] | 0 | 317627.03 | 5816829.65 | 0 | 0 | 0 | 0 | 0 | 0 |  | 0 | 0 | 0 | 0 | 0 | 0 | 0 | 0 | 0 | 0 | 317627.03 | 5816829.65
2512 | POOLE | 33kV & Below | 0% Subs |  | Allocated according to substation percentage | [5 empty] | 0 | 0 | 120052.25 | 0 | 0 | 0 | 0 | 0 | 0 |  | 0 | 0 | 0 | 0 | 0 | 0 | 0 | 0 | 0 | 0 | 0 | 120052.25
2514 | RUSH CREEK | 115 | 0% Subs |  | Allocated according to substation percentage | [5 empty] | 0 | 0 | 175911.85 | 0 | 0 | 0 | 0 | 0 | 0 |  | 0 | 0 | 0 | 0 | 0 | 0 | 0 | 0 | 0 | 0 | 0 | 175911.85
2522 | BISHOP CREEK NO.2 | 55kV | 0% Subs |  | Allocated according to substation percentage | [5 empty] | 0 | 0 | 80486.63 | 0 | 0 | 0 | 0 | 0 | 0 |  | 0 | 0 | 0 | 0 | 0 | 0 | 0 | 0 | 0 | 0 | 0 | 80486.63
2523 | BISHOP CREEK NO.3 | 33kV & Below | 0% Subs |  | Allocated according to substation percentage | [5 empty] | 0 | 0 | 1841376.72 | 0 | 0 | 0 | 0 | 0 | 0 |  | 0 | 0 | 0 | 0 | 0 | 0 | 0 | 0 | 0 | 0 | 0 | 1841376.72
2524 | BISHOP CREEK NO.4 | 33kV & Below | 0% Subs |  | Allocated according to substation percentage | [5 empty] | 0 | 0 | 86641.32 | 0 | 0 | 0 | 0 | 0 | 0 |  | 0 | 0 | 0 | 0 | 0 | 0 | 0 | 0 | 0 | 0 | 0 | 86641.32
2525 | BISHOP CREEK NO.5 | 33kV & Below | 0% Subs |  | Allocated according to substation percentage | [5 empty] | 0 | 0 | 43037.46 | 0 | 0 | 0 | 0 | 0 | 0 |  | 0 | 0 | 0 | 0 | 0 | 0 | 0 | 0 | 0 | 0 | 0 | 43037.46
2526 | BISHOP CREEK NO.6 | 33kV & Below | 0% Subs |  | Allocated according to substation percentage | [5 empty] | 0 | 0 | 39097.75 | 0 | 0 | 0 | 0 | 0 | 0 |  | 0 | 0 | 0 | 0 | 0 | 0 | 0 | 0 | 0 | 0 | 0 | 39097.75
2553 | FISH LAKE VALLEY METERING | 55kV | 0% Subs |  | Allocated according to substation percentage | [5 empty] | 0 | 1342.64 | 12150.29 | 0 | 0 | 0 | 0 | 0 | 0 |  | 0 | 0 | 0 | 0 | 0 | 0 | 0 | 0 | 0 | 0 | 1342.64 | 12150.29
2557 | CASA DIABLO | 115 | 0% Subs |  | Allocated according to substation percentage | [5 empty] | 2118.52 | 290687.31 | 4738171.62 | 0 | 0 | 0 | 0 | 0 | 0 |  | 0 | 0 | 0 | 0 | 0 | 0 | 0 | 0 | 0 | 2118.52 | 290687.31 | 4738171.62
2561 | LEE VINING | 115 | 0% Subs |  | Allocated according to substation percentage | [5 empty] | 343.51 | 261722.47 | 2099225.34 | 0 | 0 | 0 | 0 | 0 | 0 |  | 0 | 0 | 0 | 0 | 0 | 0 | 0 | 0 | 0 | 343.51 | 261722.47 | 2099225.34
2571 | SHERWIN | 115 | 0% Subs |  | Allocated according to substation percentage | [5 empty] | 0 | 100771.55 | 1207512.47 | 0 | 0 | 0 | 0 | 0 | 0 |  | 0 | 0 | 0 | 0 | 0 | 0 | 0 | 0 | 0 | 0 | 100771.55 | 1207512.47
2582 | ZACK | 55kV | 0% Subs |  | Allocated according to substation percentage | [5 empty] | 400881.36 | 0 | 655405.8 | 0 | 0 | 0 | 0 | 0 | 0 |  | 0 | 0 | 0 | 0 | 0 | 0 | 0 | 0 | 0 | 400881.36 | 0 | 655405.8
2598 | MT. TOM | 55kV | 0% Subs |  | Allocated according to substation percentage | [5 empty] | 0 | 0 | -229.7 | 0 | 0 | 0 | 0 | 0 | 0 |  | 0 | 0 | 0 | 0 | 0 | 0 | 0 | 0 | 0 | 0 | 0 | -229.7
3717 | DAF INDAL 500KW WND TURBN | 33kV & Below | 0% Subs |  | Allocated according to substation percentage | [5 empty] | 714.16 | 0 | 0 | 0 | 0 | 0 | 0 | 0 | 0 |  | 0 | 0 | 0 | 0 | 0 | 0 | 0 | 0 | 0 | 714.16 | 0 | 0
5016 | LEBEC SUBSTATION | 220 | 0% Subs |  | Allocated according to substation percentage | [5 empty] | 0 | 0 | 15138.34 | 0 | 0 | 0 | 0 | 0 | 0 |  | 0 | 0 | 0 | 0 | 0 | 0 | 0 | 0 | 0 | 0 | 0 | 15138.34
5022 | ARCOGEN SUB | 220 | 0% Subs |  | Allocated according to substation percentage | [5 empty] | 0 | 0 | 963824.41 | 0 | 0 | 0 | 0 | 0 | 0 |  | 0 | 0 | 0 | 0 | 0 | 0 | 0 | 0 | 0 | 0 | 0 | 963824.41
5046 | CLWTR SWITCHRACK 3,4 SUB | 220 | 0% Subs |  | Allocated according to substation percentage | [5 empty] | 48136.4 | 156226.73 | 3179929.33 | 0 | 0 | 0 | 0 | 0 | 0 |  | 0 | 0 | 0 | 0 | 0 | 0 | 0 | 0 | 0 | 48136.4 | 156226.73 | 3179929.33
5048 | MANDALAY SWITCHRACK SUB | 220 | 0% Subs |  | Allocated according to substation percentage | [5 empty] | 49104.23 | 29546.42 | 2561161.18 | 0 | 0 | 0 | 0 | 0 | 0 |  | 0 | 0 | 0 | 0 | 0 | 0 | 0 | 0 | 0 | 49104.23 | 29546.42 | 2561161.18
5049 | ORMOND BCH SWITCHRACK SUB | 220 | 0% Subs |  | Allocated according to substation percentage | [5 empty] | 158170.02 | 34482.55 | 5924405.11 | 0 | 0 | 0 | 0 | 0 | 0 |  | 0 | 0 | 0 | 0 | 0 | 0 | 0 | 0 | 0 | 158170.02 | 34482.55 | 5924405.11
5051 | SAUGUS SUB | 66kV | 0% Subs |  | Allocated according to substation percentage | [5 empty] | 13373.23 | 5436193.92 | 76074366.57 | 0 | 0 | 0 | 0 | 0 | 0 |  | 0 | 0 | 0 | 0 | 0 | 0 | 0 | 0 | 0 | 13373.23 | 5436193.92 | 76074366.57
5066 | GENE SUB | 220 | 0% Subs |  | Allocated according to substation percentage | [5 empty] | 0 | 30049.74 | 2168141.88 | 0 | 0 | 0 | 0 | 0 | 0 |  | 0 | 0 | 0 | 0 | 0 | 0 | 0 | 0 | 0 | 0 | 30049.74 | 2168141.88
5068 | CAMINO SUB | 220 | 0% Subs |  | Allocated according to substation percentage | [5 empty] | 0 | 12696.92 | 4246839.65 | 0 | 0 | 0 | 0 | 0 | 0 |  | 0 | 0 | 0 | 0 | 0 | 0 | 0 | 0 | 0 | 0 | 12696.92 | 4246839.65
5072 | VELASCO SUB | 220 | 0% Subs |  | Allocated according to substation percentage | [5 empty] | 0 | 0 | 155441.9 | 0 | 0 | 0 | 0 | 0 | 0 |  | 0 | 0 | 0 | 0 | 0 | 0 | 0 | 0 | 0 | 0 | 0 | 155441.9
5078 | HUNTINGTON BCH SWITCHRCK | 220 | 0% Subs |  | Allocated according to substation percentage | [5 empty] | 21659.88 | 146324.18 | 4891311.55 | 0 | 0 | 0 | 0 | 0 | 0 |  | 0 | 0 | 0 | 0 | 0 | 0 | 0 | 0 | 0 | 21659.88 | 146324.18 | 4891311.55
5095 | TRITON SUB | 115 | 0% Subs |  | Allocated according to substation percentage | [5 empty] | 2415092.28 | 2377770.42 | 26471313.88 | 0 | 0 | 0 | 0 | 0 | 0 |  | 0 | 0 | 0 | 0 | 0 | 0 | 0 | 0 | 0 | 2415092.28 | 2377770.42 | 26471313.88
5101 | ALHAMBRA SUB | 66kV | 0% Subs |  | Allocated according to substation percentage | [5 empty] | 0 | 83447.24 | 2771763.12 | 0 | 0 | 0 | 0 | 0 | 0 |  | 0 | 0 | 0 | 0 | 0 | 0 | 0 | 0 | 0 | 0 | 83447.24 | 2771763.12
5107 | BANDINI SUB | 66kV | 0% Subs |  | Allocated according to substation percentage | [5 empty] | 4582.54 | 16135.64 | 0 | 0 | 0 | 0 | 0 | 0 | 0 |  | 0 | 0 | 0 | 0 | 0 | 0 | 0 | 0 | 0 | 4582.54 | 16135.64 | 0
5109 | BICKNELL SUB | 33kV & Below | 0% Subs |  | Allocated according to substation percentage | [5 empty] | 0 | 0 | 2451.45 | 0 | 0 | 0 | 0 | 0 | 0 |  | 0 | 0 | 0 | 0 | 0 | 0 | 0 | 0 | 0 | 0 | 0 | 2451.45
5112 | THUMSGEN SUBSTATION | 66kV | 0% Subs |  | Allocated according to substation percentage | [5 empty] | 0 | 0 | 2049.48 | 0 | 0 | 0 | 0 | 0 | 0 |  | 0 | 0 | 0 | 0 | 0 | 0 | 0 | 0 | 0 | 0 | 0 | 2049.48
5116 | RUSH SUB | 66kV | 0% Subs |  | Allocated according to substation percentage | [5 empty] | 0 | 0 | 0 | 0 | 0 | 0 | 0 | 0 | 0 |  | 0 | 0 | 0 | 0 | 0 | 0 | 0 | 0 | 0 | 0 | 0 | 0
5141 | ROSEMEAD SUB | 66kV | 0% Subs |  | Allocated according to substation percentage | [5 empty] | 0 | 38756.95 | 9.93 | 0 | 0 | 0 | 0 | 0 | 0 |  | 0 | 0 | 0 | 0 | 0 | 0 | 0 | 0 | 0 | 0 | 38756.95 | 9.93
5158 | ARROYO SUB | 66kV | 0% Subs |  | Allocated according to substation percentage | [5 empty] | 0 | 0 | 122.73 | 0 | 0 | 0 | 0 | 0 | 0 |  | 0 | 0 | 0 | 0 | 0 | 0 | 0 | 0 | 0 | 0 | 0 | 122.73
5161 | AMADOR SUB | 66kV | 0% Subs |  | Allocated according to substation percentage | [5 empty] | 0 | 0 | -47687.01 | 0 | 0 | 0 | 0 | 0 | 0 |  | 0 | 0 | 0 | 0 | 0 | 0 | 0 | 0 | 0 | 0 | 0 | -47687.01
5162 | FAIR OAKS SUB | 33kV & Below | 0% Subs |  | Allocated according to substation percentage | [5 empty] | 0 | 0 | 17195.37 | 0 | 0 | 0 | 0 | 0 | 0 |  | 0 | 0 | 0 | 0 | 0 | 0 | 0 | 0 | 0 | 0 | 0 | 17195.37
5165 | JPL SUB | 66kV | 0% Subs |  | Allocated according to substation percentage | [5 empty] | 0 | 0 | 3666.38 | 0 | 0 | 0 | 0 | 0 | 0 |  | 0 | 0 | 0 | 0 | 0 | 0 | 0 | 0 | 0 | 0 | 0 | 3666.38
5167 | MAYFLOWER SUB | 33kV & Below | 0% Subs |  | Allocated according to substation percentage | [5 empty] | 0 | 0 | 91971.59 | 0 | 0 | 0 | 0 | 0 | 0 |  | 0 | 0 | 0 | 0 | 0 | 0 | 0 | 0 | 0 | 0 | 0 | 91971.59
5170 | TEMPLE SUB | 33kV & Below | 0% Subs |  | Allocated according to substation percentage | [5 empty] | 0 | 0 | 17367.39 | 0 | 0 | 0 | 0 | 0 | 0 |  | 0 | 0 | 0 | 0 | 0 | 0 | 0 | 0 | 0 | 0 | 0 | 17367.39
5178 | KIRKWALL SUBSTATION | 66kV | 0% Subs |  | Allocated according to substation percentage | [5 empty] | 3995.44 | 0 | 0 | 0 | 0 | 0 | 0 | 0 | 0 |  | 0 | 0 | 0 | 0 | 0 | 0 | 0 | 0 | 0 | 3995.44 | 0 | 0
5179 | RAVENDALE SUB | 66kV | 0% Subs |  | Allocated according to substation percentage | [5 empty] | 0 | 11111.55 | 0 | 0 | 0 | 0 | 0 | 0 | 0 |  | 0 | 0 | 0 | 0 | 0 | 0 | 0 | 0 | 0 | 0 | 11111.55 | 0
5185 | CITRUS SUB | 66kV | 0% Subs |  | Allocated according to substation percentage | [5 empty] | 0 | 0 | 37983.51 | 0 | 0 | 0 | 0 | 0 | 0 |  | 0 | 0 | 0 | 0 | 0 | 0 | 0 | 0 | 0 | 0 | 0 | 37983.51
5186 | CORTEZ SUB | 66kV | 0% Subs |  | Allocated according to substation percentage | [5 empty] | 0 | 16954.61 | 31589.02 | 0 | 0 | 0 | 0 | 0 | 0 |  | 0 | 0 | 0 | 0 | 0 | 0 | 0 | 0 | 0 | 0 | 16954.61 | 31589.02
5196 | RAILROAD SUB | 66kV | 0% Subs |  | Allocated according to substation percentage | [5 empty] | 0 | 57469.83 | 0 | 0 | 0 | 0 | 0 | 0 | 0 |  | 0 | 0 | 0 | 0 | 0 | 0 | 0 | 0 | 0 | 0 | 57469.83 | 0
5198 | ALHAMBRA DIST SUB TRG FAC | 66kV | 0% Subs |  | Allocated according to substation percentage | [5 empty] | 0 | 25705.02 | 2046562.45 | 0 | 0 | 0 | 0 | 0 | 0 |  | 0 | 0 | 0 | 0 | 0 | 0 | 0 | 0 | 0 | 0 | 25705.02 | 2046562.45
5204 | CULVER CITY SUB | 66kV | 0% Subs |  | Allocated according to substation percentage | [5 empty] | 0 | 61261.63 | 0 | 0 | 0 | 0 | 0 | 0 | 0 |  | 0 | 0 | 0 | 0 | 0 | 0 | 0 | 0 | 0 | 0 | 61261.63 | 0
5207 | SEPULVEDA SUB | 66kV | 0% Subs |  | Allocated according to substation percentage | [5 empty] | 0 | 41604.02 | 0 | 0 | 0 | 0 | 0 | 0 | 0 |  | 0 | 0 | 0 | 0 | 0 | 0 | 0 | 0 | 0 | 0 | 41604.02 | 0
5211 | INGLEWOOD SUB | 66kV | 0% Subs |  | Allocated according to substation percentage | [5 empty] | 0 | 29751.32 | 0 | 0 | 0 | 0 | 0 | 0 | 0 |  | 0 | 0 | 0 | 0 | 0 | 0 | 0 | 0 | 0 | 0 | 29751.32 | 0
5213 | LENNOX SUB | 66kV | 0% Subs |  | Allocated according to substation percentage | [5 empty] | 0 | 25054.33 | 17793.77 | 0 | 0 | 0 | 0 | 0 | 0 |  | 0 | 0 | 0 | 0 | 0 | 0 | 0 | 0 | 0 | 0 | 25054.33 | 17793.77
5224 | PEARL SUB | 33kV & Below | 0% Subs |  | Allocated according to substation percentage | [5 empty] | 0 | 14955.44 | 0 | 0 | 0 | 0 | 0 | 0 | 0 |  | 0 | 0 | 0 | 0 | 0 | 0 | 0 | 0 | 0 | 0 | 14955.44 | 0
5235 | WINDSOR HILLS SUB | 66kV | 0% Subs |  | Allocated according to substation percentage | [5 empty] | 0 | 58263.51 | 17508.45 | 0 | 0 | 0 | 0 | 0 | 0 |  | 0 | 0 | 0 | 0 | 0 | 0 | 0 | 0 | 0 | 0 | 58263.51 | 17508.45
5236 | VALDEZ SUB | 66kV | 0% Subs |  | Allocated according to substation percentage | [5 empty] | 0 | 0 | 24710.32 | 0 | 0 | 0 | 0 | 0 | 0 |  | 0 | 0 | 0 | 0 | 0 | 0 | 0 | 0 | 0 | 0 | 0 | 24710.32
5238 | LAWNDALE SUB | 33kV & Below | 0% Subs |  | Allocated according to substation percentage | [5 empty] | 0 | 44341.82 | 0 | 0 | 0 | 0 | 0 | 0 | 0 |  | 0 | 0 | 0 | 0 | 0 | 0 | 0 | 0 | 0 | 0 | 44341.82 | 0
5241 | YUKON SUB | 66kV | 0% Subs |  | Allocated according to substation percentage | [5 empty] | 4415.28 | 0 | 0 | 0 | 0 | 0 | 0 | 0 | 0 |  | 0 | 0 | 0 | 0 | 0 | 0 | 0 | 0 | 0 | 4415.28 | 0 | 0
5250 | SAWTELLE SUB | 66kV | 0% Subs |  | Allocated according to substation percentage | [5 empty] | 0 | 70182.89 | 0 | 0 | 0 | 0 | 0 | 0 | 0 |  | 0 | 0 | 0 | 0 | 0 | 0 | 0 | 0 | 0 | 0 | 70182.89 | 0
5257 | BRIDGE SUB | 66kV | 0% Subs |  | Allocated according to substation percentage | [5 empty] | 0 | 14956.64 | 0 | 0 | 0 | 0 | 0 | 0 | 0 |  | 0 | 0 | 0 | 0 | 0 | 0 | 0 | 0 | 0 | 0 | 14956.64 | 0
5259 | STIRRUP SUB | 33kV & Below | 0% Subs |  | Allocated according to substation percentage | [5 empty] | 0 | 14955.44 | 0 | 0 | 0 | 0 | 0 | 0 | 0 |  | 0 | 0 | 0 | 0 | 0 | 0 | 0 | 0 | 0 | 0 | 14955.44 | 0
5273 | STANHILL SUB | 66kV | 0% Subs |  | Allocated according to substation percentage | [5 empty] | 0 | 0 | 0.01 | 0 | 0 | 0 | 0 | 0 | 0 |  | 0 | 0 | 0 | 0 | 0 | 0 | 0 | 0 | 0 | 0 | 0 | 0.01
5315 | LAUREL SUB | 66kV | 0% Subs |  | Allocated according to substation percentage | [5 empty] | 0 | 0 | 0 | 0 | 0 | 0 | 0 | 0 | 0 |  | 0 | 0 | 0 | 0 | 0 | 0 | 0 | 0 | 0 | 0 | 0 | 0
5325 | STRATHMORE SUB | 66kV | 0% Subs |  | Allocated according to substation percentage | [5 empty] | 0 | 0 | 14882.34 | 0 | 0 | 0 | 0 | 0 | 0 |  | 0 | 0 | 0 | 0 | 0 | 0 | 0 | 0 | 0 | 0 | 0 | 14882.34
5333 | WOODVILLE SUB | 66kV | 0% Subs |  | Allocated according to substation percentage | [5 empty] | 0 | 15417.66 | 74640.77 | 0 | 0 | 0 | 0 | 0 | 0 |  | 0 | 0 | 0 | 0 | 0 | 0 | 0 | 0 | 0 | 0 | 15417.66 | 74640.77
5352 | LINE CREEK SUB | 33kV & Below | 0% Subs |  | Allocated according to substation percentage | [5 empty] | 0 | 0 | 31030.49 | 0 | 0 | 0 | 0 | 0 | 0 |  | 0 | 0 | 0 | 0 | 0 | 0 | 0 | 0 | 0 | 0 | 0 | 31030.49
5357 | CUMMINGS SUB | 66kV | 0% Subs |  | Allocated according to substation percentage | [5 empty] | 0 | 0 | 111576.43 | 0 | 0 | 0 | 0 | 0 | 0 |  | 0 | 0 | 0 | 0 | 0 | 0 | 0 | 0 | 0 | 0 | 0 | 111576.43
5358 | MONOLITH SUB | 66kV | 0% Subs |  | Allocated according to substation percentage | [5 empty] | 0 | 233.97 | 1261397 | 0 | 0 | 0 | 0 | 0 | 0 |  | 0 | 0 | 0 | 0 | 0 | 0 | 0 | 0 | 0 | 0 | 233.97 | 1261397
5365 | ACTON SUB | 66kV | 0% Subs |  | Allocated according to substation percentage | [5 empty] | 24167.43 | 0 | 15396.76 | 0 | 0 | 0 | 0 | 0 | 0 |  | 0 | 0 | 0 | 0 | 0 | 0 | 0 | 0 | 0 | 24167.43 | 0 | 15396.76
5374 | RIVERWAY SUB | 66kV | 0% Subs |  | Allocated according to substation percentage | [5 empty] | 801825.46 | 0 | 0 | 0 | 0 | 0 | 0 | 0 | 0 |  | 0 | 0 | 0 | 0 | 0 | 0 | 0 | 0 | 0 | 801825.46 | 0 | 0
5375 | MASCOT SUBSTATION | 66kV | 0% Subs |  | Allocated according to substation percentage | [5 empty] | 573587.81 | 0 | 0 | 0 | 0 | 0 | 0 | 0 | 0 |  | 0 | 0 | 0 | 0 | 0 | 0 | 0 | 0 | 0 | 573587.81 | 0 | 0
5504 | CASITAS SUB | 66kV | 0% Subs |  | Allocated according to substation percentage | [5 empty] | 0 | 0 | -250.95 | 0 | 0 | 0 | 0 | 0 | 0 |  | 0 | 0 | 0 | 0 | 0 | 0 | 0 | 0 | 0 | 0 | 0 | -250.95
5506 | CHANNEL ISLANDS SUB | 66kV | 0% Subs |  | Allocated according to substation percentage | [5 empty] | 0 | 116483.37 | 0 | 0 | 0 | 0 | 0 | 0 | 0 |  | 0 | 0 | 0 | 0 | 0 | 0 | 0 | 0 | 0 | 0 | 116483.37 | 0
5507 | ORTEGA SUB | 66kV | 0% Subs |  | Allocated according to substation percentage | [5 empty] | 0 | 0 | 30102.19 | 0 | 0 | 0 | 0 | 0 | 0 |  | 0 | 0 | 0 | 0 | 0 | 0 | 0 | 0 | 0 | 0 | 0 | 30102.19
5508 | DEL SUR SUB | 66kV | 0% Subs |  | Allocated according to substation percentage | [5 empty] | 0 | 0 | 424746.76 | 0 | 0 | 0 | 0 | 0 | 0 |  | 0 | 0 | 0 | 0 | 0 | 0 | 0 | 0 | 0 | 0 | 0 | 424746.76
5510 | FILLMORE SUB | 66kV | 0% Subs |  | Allocated according to substation percentage | [5 empty] | 0 | 5565.7 | 0 | 0 | 0 | 0 | 0 | 0 | 0 |  | 0 | 0 | 0 | 0 | 0 | 0 | 0 | 0 | 0 | 0 | 5565.7 | 0
5511 | GOLDTOWN SUB | 66kV | 0% Subs |  | Allocated according to substation percentage | [5 empty] | 0 | 0 | 526259.27 | 0 | 0 | 0 | 0 | 0 | 0 |  | 0 | 0 | 0 | 0 | 0 | 0 | 0 | 0 | 0 | 0 | 0 | 526259.27
5514 | LANCASTER SUB | 66kV | 0% Subs |  | Allocated according to substation percentage | [5 empty] | 0 | 0 | 1071948.87 | 0 | 0 | 0 | 0 | 0 | 0 |  | 0 | 0 | 0 | 0 | 0 | 0 | 0 | 0 | 0 | 0 | 0 | 1071948.87
5518 | LITTLE ROCK SUB | 66kV | 0% Subs |  | Allocated according to substation percentage | [5 empty] | 0 | 0 | 1690352.6 | 0 | 0 | 0 | 0 | 0 | 0 |  | 0 | 0 | 0 | 0 | 0 | 0 | 0 | 0 | 0 | 0 | 0 | 1690352.6
5522 | SHUTTLE SUB | 66kV | 0% Subs |  | Allocated according to substation percentage | [5 empty] | 0 | 0 | 911749.78 | 0 | 0 | 0 | 0 | 0 | 0 |  | 0 | 0 | 0 | 0 | 0 | 0 | 0 | 0 | 0 | 0 | 0 | 911749.78
5526 | OJAI SUB | 66kV | 0% Subs |  | Allocated according to substation percentage | [5 empty] | 0 | 13050.44 | 0 | 0 | 0 | 0 | 0 | 0 | 0 |  | 0 | 0 | 0 | 0 | 0 | 0 | 0 | 0 | 0 | 0 | 13050.44 | 0
5530 | REDMAN WUB | 66kV | 0% Subs |  | Allocated according to substation percentage | [5 empty] | 0 | 0 | 299055.54 | 0 | 0 | 0 | 0 | 0 | 0 |  | 0 | 0 | 0 | 0 | 0 | 0 | 0 | 0 | 0 | 0 | 0 | 299055.54
5531 | SANTA BARBARA SUB | 66kV | 0% Subs |  | Allocated according to substation percentage | [5 empty] | 0 | 40153.04 | 0 | 0 | 0 | 0 | 0 | 0 | 0 |  | 0 | 0 | 0 | 0 | 0 | 0 | 0 | 0 | 0 | 0 | 40153.04 | 0
5538 | VENTURA SUB | 33kV & Below | 0% Subs |  | Allocated according to substation percentage | [5 empty] | 0 | 52076.18 | 0 | 0 | 0 | 0 | 0 | 0 | 0 |  | 0 | 0 | 0 | 0 | 0 | 0 | 0 | 0 | 0 | 0 | 52076.18 | 0
5539 | ANAVERDE SUB | 66kV | 0% Subs |  | Allocated according to substation percentage | [5 empty] | 0 | 0 | 76358.55 | 0 | 0 | 0 | 0 | 0 | 0 |  | 0 | 0 | 0 | 0 | 0 | 0 | 0 | 0 | 0 | 0 | 0 | 76358.55
5541 | ROSAMOND SUB | 66kV | 0% Subs |  | Allocated according to substation percentage | [5 empty] | 0 | 0 | 658869.94 | 0 | 0 | 0 | 0 | 0 | 0 |  | 0 | 0 | 0 | 0 | 0 | 0 | 0 | 0 | 0 | 0 | 0 | 658869.94
5545 | PIUTE SUB | 66kV | 0% Subs |  | Allocated according to substation percentage | [5 empty] | 0 | 11022.76 | 149256.83 | 0 | 0 | 0 | 0 | 0 | 0 |  | 0 | 0 | 0 | 0 | 0 | 0 | 0 | 0 | 0 | 0 | 11022.76 | 149256.83
5546 | ELIZABETH LAKE SUB | 66kV | 0% Subs |  | Allocated according to substation percentage | [5 empty] | 0 | 0 | 3071.64 | 0 | 0 | 0 | 0 | 0 | 0 |  | 0 | 0 | 0 | 0 | 0 | 0 | 0 | 0 | 0 | 0 | 0 | 3071.64
5547 | CORUM SUB | 66kV | 0% Subs |  | Allocated according to substation percentage | [5 empty] | 0 | 0 | 0 | 0 | 0 | 0 | 0 | 0 | 0 |  | 0 | 0 | 0 | 0 | 0 | 0 | 0 | 0 | 0 | 0 | 0 | 0
5548 | OASIS SUB | 66kV | 0% Subs |  | Allocated according to substation percentage | [5 empty] | 0 | 0 | 397007.94 | 0 | 0 | 0 | 0 | 0 | 0 |  | 0 | 0 | 0 | 0 | 0 | 0 | 0 | 0 | 0 | 0 | 0 | 397007.94
5553 | CAL CEMENT SUB | 66kV | 0% Subs |  | Allocated according to substation percentage | [5 empty] | 0 | 15551.49 | 367756.98 | 0 | 0 | 0 | 0 | 0 | 0 |  | 0 | 0 | 0 | 0 | 0 | 0 | 0 | 0 | 0 | 0 | 15551.49 | 367756.98
5557 | NEWBURY SUB | 66kV | 0% Subs |  | Allocated according to substation percentage | [5 empty] | 0 | 0 | 692109.68 | 0 | 0 | 0 | 0 | 0 | 0 |  | 0 | 0 | 0 | 0 | 0 | 0 | 0 | 0 | 0 | 0 | 0 | 692109.68
5562 | GRISWOLD SUB | 33kV & Below | 0% Subs |  | Allocated according to substation percentage | [5 empty] | 0 | 0 | 0 | 0 | 0 | 0 | 0 | 0 | 0 |  | 0 | 0 | 0 | 0 | 0 | 0 | 0 | 0 | 0 | 0 | 0 | 0
5564 | PALMDALE SUB | 66kV | 0% Subs |  | Allocated according to substation percentage | [5 empty] | 0 | 0 | 603423.78 | 0 | 0 | 0 | 0 | 0 | 0 |  | 0 | 0 | 0 | 0 | 0 | 0 | 0 | 0 | 0 | 0 | 0 | 603423.78
5566 | QUARTZ HILL SUB | 66kV | 0% Subs |  | Allocated according to substation percentage | [5 empty] | 0 | 11022.76 | 220467.49 | 0 | 0 | 0 | 0 | 0 | 0 |  | 0 | 0 | 0 | 0 | 0 | 0 | 0 | 0 | 0 | 0 | 11022.76 | 220467.49
5599 | HELIJET SUB | 66kV | 0% Subs |  | Allocated according to substation percentage | [5 empty] | 0 | 0 | 499395.55 | 0 | 0 | 0 | 0 | 0 | 0 |  | 0 | 0 | 0 | 0 | 0 | 0 | 0 | 0 | 0 | 0 | 0 | 499395.55
5601 | RANDALL SUB | 66kV | 0% Subs |  | Allocated according to substation percentage | [5 empty] | 0 | 20402.77 | 56149.71 | 0 | 0 | 0 | 0 | 0 | 0 |  | 0 | 0 | 0 | 0 | 0 | 0 | 0 | 0 | 0 | 0 | 20402.77 | 56149.71
5606 | ORANGE PRODUCTS SUB | 66kV | 0% Subs |  | Allocated according to substation percentage | [5 empty] | 0 | 13595.77 | 0 | 0 | 0 | 0 | 0 | 0 | 0 |  | 0 | 0 | 0 | 0 | 0 | 0 | 0 | 0 | 0 | 0 | 13595.77 | 0
5612 | INLAND CONTAINER SUB | 66kV | 0% Subs |  | Allocated according to substation percentage | [5 empty] | 0 | 20750.4 | 0 | 0 | 0 | 0 | 0 | 0 | 0 |  | 0 | 0 | 0 | 0 | 0 | 0 | 0 | 0 | 0 | 0 | 20750.4 | 0
5615 | DECLEZ SUB | 66kV | 0% Subs |  | Allocated according to substation percentage | [5 empty] | 0 | 0 | 23032.35 | 0 | 0 | 0 | 0 | 0 | 0 |  | 0 | 0 | 0 | 0 | 0 | 0 | 0 | 0 | 0 | 0 | 0 | 23032.35
5631 | SAN ANTONIO SUB | 66kV | 0% Subs |  | Allocated according to substation percentage | [5 empty] | 0 | 0 | 7605.55 | 0 | 0 | 0 | 0 | 0 | 0 |  | 0 | 0 | 0 | 0 | 0 | 0 | 0 | 0 | 0 | 0 | 0 | 7605.55
5646 | COLTON CEMENT SUB | 66kV | 0% Subs |  | Allocated according to substation percentage | [5 empty] | 0 | 43167.32 | 0 | 0 | 0 | 0 | 0 | 0 | 0 |  | 0 | 0 | 0 | 0 | 0 | 0 | 0 | 0 | 0 | 0 | 43167.32 | 0
5652 | AMERON SUB | 66kV | 0% Subs |  | Allocated according to substation percentage | [5 empty] | 0 | 0 | 531131.29 | 0 | 0 | 0 | 0 | 0 | 0 |  | 0 | 0 | 0 | 0 | 0 | 0 | 0 | 0 | 0 | 0 | 0 | 531131.29
5655 | NOGALES SUB | 66kV | 0% Subs |  | Allocated according to substation percentage | [5 empty] | 0 | 16835.35 | 525169.83 | 0 | 0 | 0 | 0 | 0 | 0 |  | 0 | 0 | 0 | 0 | 0 | 0 | 0 | 0 | 0 | 0 | 16835.35 | 525169.83
5659 | ARCHIBALD SUB | 66kV | 0% Subs |  | Allocated according to substation percentage | [5 empty] | 0 | 0 | 206392.73 | 0 | 0 | 0 | 0 | 0 | 0 |  | 0 | 0 | 0 | 0 | 0 | 0 | 0 | 0 | 0 | 0 | 0 | 206392.73
5664 | WIMBLEDON SUB | 66kV | 0% Subs |  | Allocated according to substation percentage | [5 empty] | 0 | 1282.36 | 17343.27 | 0 | 0 | 0 | 0 | 0 | 0 |  | 0 | 0 | 0 | 0 | 0 | 0 | 0 | 0 | 0 | 0 | 1282.36 | 17343.27
5670 | DEL ROSA SUB | 66kV | 0% Subs |  | Allocated according to substation percentage | [5 empty] | 0 | 0 | 17327.46 | 0 | 0 | 0 | 0 | 0 | 0 |  | 0 | 0 | 0 | 0 | 0 | 0 | 0 | 0 | 0 | 0 | 0 | 17327.46
5674 | WHIPPLE SUB | 66kV | 0% Subs |  | Allocated according to substation percentage | [5 empty] | 0 | 8713.95 | 0 | 0 | 0 | 0 | 0 | 0 | 0 |  | 0 | 0 | 0 | 0 | 0 | 0 | 0 | 0 | 0 | 0 | 8713.95 | 0
5678 | LANDING SUB | 66kV | 0% Subs |  | Allocated according to substation percentage | [5 empty] | 0 | 14661.05 | 0 | 0 | 0 | 0 | 0 | 0 | 0 |  | 0 | 0 | 0 | 0 | 0 | 0 | 0 | 0 | 0 | 0 | 14661.05 | 0
5740 | NAPLES SUBSTATION | 33kV & Below | 0% Subs |  | Allocated according to substation percentage | [5 empty] | 0 | 0 | 114340.08 | 0 | 0 | 0 | 0 | 0 | 0 |  | 0 | 0 | 0 | 0 | 0 | 0 | 0 | 0 | 0 | 0 | 0 | 114340.08
5758 | WATSON SUBSTATION | 66kV | 0% Subs |  | Allocated according to substation percentage | [5 empty] | 0 | 0 | 3790.13 | 0 | 0 | 0 | 0 | 0 | 0 |  | 0 | 0 | 0 | 0 | 0 | 0 | 0 | 0 | 0 | 0 | 0 | 3790.13
5787 | SOUTH GATE SUBSTATION | 33kV & Below | 0% Subs |  | Allocated according to substation percentage | [5 empty] | 0 | 0 | 17255.4 | 0 | 0 | 0 | 0 | 0 | 0 |  | 0 | 0 | 0 | 0 | 0 | 0 | 0 | 0 | 0 | 0 | 0 | 17255.4
5788 | BOVINE SUBSTATION | 66kV | 0% Subs |  | Allocated according to substation percentage | [5 empty] | 0 | 0 | 17100.52 | 0 | 0 | 0 | 0 | 0 | 0 |  | 0 | 0 | 0 | 0 | 0 | 0 | 0 | 0 | 0 | 0 | 0 | 17100.52
5798 | MOVIE SUBSTATION | 66kV | 0% Subs |  | Allocated according to substation percentage | [5 empty] | 0 | 1962.96 | 17658.29 | 0 | 0 | 0 | 0 | 0 | 0 |  | 0 | 0 | 0 | 0 | 0 | 0 | 0 | 0 | 0 | 0 | 1962.96 | 17658.29
5811 | CHIQUITA SUBSTATION | 66kV | 0% Subs |  | Allocated according to substation percentage | [5 empty] | 0 | 0 | 58206.58 | 0 | 0 | 0 | 0 | 0 | 0 |  | 0 | 0 | 0 | 0 | 0 | 0 | 0 | 0 | 0 | 0 | 0 | 58206.58
5814 | CARMENITA SUBSTATION | 66kV | 0% Subs |  | Allocated according to substation percentage | [5 empty] | 0 | 14314.48 | 146426.97 | 0 | 0 | 0 | 0 | 0 | 0 |  | 0 | 0 | 0 | 0 | 0 | 0 | 0 | 0 | 0 | 0 | 14314.48 | 146426.97
5816 | PARKWOOD SUBSTATION | 66kV | 0% Subs |  | Allocated according to substation percentage | [5 empty] | 0 | 93280.11 | 0 | 0 | 0 | 0 | 0 | 0 | 0 |  | 0 | 0 | 0 | 0 | 0 | 0 | 0 | 0 | 0 | 0 | 93280.11 | 0
5828 | WAVE SUBSTATION | 66kV | 0% Subs |  | Allocated according to substation percentage | [5 empty] | 0 | 0 | 0 | 0 | 0 | 0 | 0 | 0 | 0 |  | 0 | 0 | 0 | 0 | 0 | 0 | 0 | 0 | 0 | 0 | 0 | 0
5842 | OCEANVIEW SUBSTATION | 66kV | 0% Subs |  | Allocated according to substation percentage | [5 empty] | 0 | 0 | 58101.17 | 0 | 0 | 0 | 0 | 0 | 0 |  | 0 | 0 | 0 | 0 | 0 | 0 | 0 | 0 | 0 | 0 | 0 | 58101.17
5843 | ORANGE SUBSTATION | 66kV | 0% Subs |  | Allocated according to substation percentage | [5 empty] | 0 | 423767.53 | 1592772.97 | 0 | 0 | 0 | 0 | 0 | 0 |  | 0 | 0 | 0 | 0 | 0 | 0 | 0 | 0 | 0 | 0 | 423767.53 | 1592772.97
5849 | SANTA ANA SUBSTATION | 33kV & Below | 0% Subs |  | Allocated according to substation percentage | [5 empty] | 0 | 6881.79 | 0 | 0 | 0 | 0 | 0 | 0 | 0 |  | 0 | 0 | 0 | 0 | 0 | 0 | 0 | 0 | 0 | 0 | 6881.79 | 0
5853 | TALBERT SUB | 66kV | 0% Subs |  | Allocated according to substation percentage | [5 empty] | 0 | 0 | 24273.29 | 0 | 0 | 0 | 0 | 0 | 0 |  | 0 | 0 | 0 | 0 | 0 | 0 | 0 | 0 | 0 | 0 | 0 | 24273.29
5860 | ALTON SUBSTATION | 66kV | 0% Subs |  | Allocated according to substation percentage | [5 empty] | 241261.67 | 0 | 0 | 0 | 0 | 0 | 0 | 0 | 0 |  | 0 | 0 | 0 | 0 | 0 | 0 | 0 | 0 | 0 | 241261.67 | 0 | 0
5862 | SULLIVAN SUBSTATION | 66kV | 0% Subs |  | Allocated according to substation percentage | [5 empty] | 0 | 0 | 230879.33 | 0 | 0 | 0 | 0 | 0 | 0 |  | 0 | 0 | 0 | 0 | 0 | 0 | 0 | 0 | 0 | 0 | 0 | 230879.33
5865 | ESTRELLA SUBSTATION | 66kV | 0% Subs |  | Allocated according to substation percentage | [5 empty] | 0 | 0 | 41147.7 | 0 | 0 | 0 | 0 | 0 | 0 |  | 0 | 0 | 0 | 0 | 0 | 0 | 0 | 0 | 0 | 0 | 0 | 41147.7
5869 | SHAWNEE SUBSTATION | 66kV | 0% Subs |  | Allocated according to substation percentage | [5 empty] | 0 | 0 | 17288.92 | 0 | 0 | 0 | 0 | 0 | 0 |  | 0 | 0 | 0 | 0 | 0 | 0 | 0 | 0 | 0 | 0 | 0 | 17288.92
5878 | TUSTIN SUBSTATION | 66kV | 0% Subs |  | Allocated according to substation percentage | [5 empty] | 11308.24 | 0 | 0 | 0 | 0 | 0 | 0 | 0 | 0 |  | 0 | 0 | 0 | 0 | 0 | 0 | 0 | 0 | 0 | 11308.24 | 0 | 0
5892 | TELEGRAPH SUB | 66kV | 0% Subs |  | Allocated according to substation percentage | [5 empty] | 0 | 12346.29 | 96987.23 | 0 | 0 | 0 | 0 | 0 | 0 |  | 0 | 0 | 0 | 0 | 0 | 0 | 0 | 0 | 0 | 0 | 12346.29 | 96987.23
5896 | NIGUEL SUBSTATION | 66kV | 0% Subs |  | Allocated according to substation percentage | [5 empty] | 0 | 0 | 21383.5 | 0 | 0 | 0 | 0 | 0 | 0 |  | 0 | 0 | 0 | 0 | 0 | 0 | 0 | 0 | 0 | 0 | 0 | 21383.5
5902 | LAS LOMAS SUB | 66kV | 0% Subs |  | Allocated according to substation percentage | [5 empty] | 4664176.95 | 0 | 0 | 0 | 0 | 0 | 0 | 0 | 0 |  | 0 | 0 | 0 | 0 | 0 | 0 | 0 | 0 | 0 | 4664176.95 | 0 | 0
7013 | IMPERIAL COUNTY | 115 | 0% Subs |  | Allocated according to substation percentage | [5 empty] | 0 | 0 | 1701.77 | 0 | 0 | 0 | 0 | 0 | 0 |  | 0 | 0 | 0 | 0 | 0 | 0 | 0 | 0 | 0 | 0 | 0 | 1701.77
8003 | PAUBA(CEP) SUB | 115 | 0% Subs |  | Allocated according to substation percentage | [5 empty] | 106824.87 | 764113.56 | 8411109.74 | 0 | 0 | 0 | 0 | 0 | 0 |  | 0 | 0 | 0 | 0 | 0 | 0 | 0 | 0 | 0 | 106824.87 | 764113.56 | 8411109.74
8004 | THORNHILL(CEP) SUB | 115 | 0% Subs |  | Allocated according to substation percentage | [5 empty] | 25608.82 | 996192.8 | 9379205.28 | 0 | 0 | 0 | 0 | 0 | 0 |  | 0 | 0 | 0 | 0 | 0 | 0 | 0 | 0 | 0 | 25608.82 | 996192.8 | 9379205.28
8005 | STADLER(CEP) SUB | 115 | 0% Subs |  | Allocated according to substation percentage | [5 empty] | 139611.32 | 786163.6 | 11193382.97 | 0 | 0 | 0 | 0 | 0 | 0 |  | 0 | 0 | 0 | 0 | 0 | 0 | 0 | 0 | 0 | 139611.32 | 786163.6 | 11193382.97
8009 | PAN AERO (CEP) SUB | 115 | 0% Subs |  | Allocated according to substation percentage | [5 empty] | 0 | 0 | 641247.92 | 0 | 0 | 0 | 0 | 0 | 0 |  | 0 | 0 | 0 | 0 | 0 | 0 | 0 | 0 | 0 | 0 | 0 | 641247.92
8010 | PHELAN(CEP) SUB | 115 | 0% Subs |  | Allocated according to substation percentage | [5 empty] | 154445.52 | 751071.72 | 7063295.97 | 0 | 0 | 0 | 0 | 0 | 0 |  | 0 | 0 | 0 | 0 | 0 | 0 | 0 | 0 | 0 | 154445.52 | 751071.72 | 7063295.97
8011 | BANWIND SUBSTATION | 115 | 0% Subs |  | Allocated according to substation percentage | [5 empty] | 0 | 0 | 32028.16 | 0 | 0 | 0 | 0 | 0 | 0 |  | 0 | 0 | 0 | 0 | 0 | 0 | 0 | 0 | 0 | 0 | 0 | 32028.16
8013 | APPLE VALLEY(CEP) SUB | 115 | 0% Subs |  | Allocated according to substation percentage | [5 empty] | 0 | 1389452.25 | 10366981.7 | 0 | 0 | 0 | 0 | 0 | 0 |  | 0 | 0 | 0 | 0 | 0 | 0 | 0 | 0 | 0 | 0 | 1389452.25 | 10366981.7
8014 | BUNKER(CEP) SUB | 115 | 0% Subs |  | Allocated according to substation percentage | [5 empty] | 969396.94 | 1477012.91 | 15118416.46 | 0 | 0 | 0 | 0 | 0 | 0 |  | 0 | 0 | 0 | 0 | 0 | 0 | 0 | 0 | 0 | 969396.94 | 1477012.91 | 15118416.46
8016 | FARREL(CEP) SUB | 115 | 0% Subs |  | Allocated according to substation percentage | [5 empty] | 0 | 663092.61 | 12051463.55 | 0 | 0 | 0 | 0 | 0 | 0 |  | 0 | 0 | 0 | 0 | 0 | 0 | 0 | 0 | 0 | 0 | 663092.61 | 12051463.55
8017 | CONCHO(CEP) SUB | 115 | 0% Subs |  | Allocated according to substation percentage | [5 empty] | 285201.15 | 672863.12 | 9265158.66 | 0 | 0 | 0 | 0 | 0 | 0 |  | 0 | 0 | 0 | 0 | 0 | 0 | 0 | 0 | 0 | 285201.15 | 672863.12 | 9265158.66
8018 | AULD(CEP) SUB | 115 | 0% Subs |  | Allocated according to substation percentage | [5 empty] | 83537.66 | 1177450.39 | 18314311.02 | 0 | 0 | 0 | 0 | 0 | 0 |  | 0 | 0 | 0 | 0 | 0 | 0 | 0 | 0 | 0 | 83537.66 | 1177450.39 | 18314311.02
8019 | MAXWELL(CEP) SUB | 115 | 0% Subs |  | Allocated according to substation percentage | [5 empty] | 33940.49 | 479789.37 | 8777447.04 | 0 | 0 | 0 | 0 | 0 | 0 |  | 0 | 0 | 0 | 0 | 0 | 0 | 0 | 0 | 0 | 33940.49 | 479789.37 | 8777447.04
8020 | SAVAGE(CEP) SUB | 115 | 0% Subs |  | Allocated according to substation percentage | [5 empty] | 29280.3 | 1477176.88 | 15652689.31 | 0 | 0 | 0 | 0 | 0 | 0 |  | 0 | 0 | 0 | 0 | 0 | 0 | 0 | 0 | 0 | 29280.3 | 1477176.88 | 15652689.31
8021 | PEPPER(CEP) SUB | 115 | 0% Subs |  | Allocated according to substation percentage | [5 empty] | 17578.51 | 483962.12 | 10204080.43 | 0 | 0 | 0 | 0 | 0 | 0 |  | 0 | 0 | 0 | 0 | 0 | 0 | 0 | 0 | 0 | 17578.51 | 483962.12 | 10204080.43
8022 | YUCCA(CEP) SUB | 115 | 0% Subs |  | Allocated according to substation percentage | [5 empty] | 19474.34 | 645122.23 | 11737770.11 | 0 | 0 | 0 | 0 | 0 | 0 |  | 0 | 0 | 0 | 0 | 0 | 0 | 0 | 0 | 0 | 19474.34 | 645122.23 | 11737770.11
8023 | BLACK MOUNTAIN(CEP) SUB | 115 | 0% Subs |  | Allocated according to substation percentage | [5 empty] | 0 | 12013.64 | 912015.8 | 0 | 0 | 0 | 0 | 0 | 0 |  | 0 | 0 | 0 | 0 | 0 | 0 | 0 | 0 | 0 | 0 | 12013.64 | 912015.8
8024 | ALESSANDRO(CEP) SUB | 115 | 0% Subs |  | Allocated according to substation percentage | [5 empty] | 45513.59 | 2703528.34 | 23621759.1 | 0 | 0 | 0 | 0 | 0 | 0 |  | 0 | 0 | 0 | 0 | 0 | 0 | 0 | 0 | 0 | 45513.59 | 2703528.34 | 23621759.1
8025 | BAKER(CEP) SUB | 115 | 0% Subs |  | Allocated according to substation percentage | [5 empty] | 0 | 211975.55 | 2793347.19 | 0 | 0 | 0 | 0 | 0 | 0 |  | 0 | 0 | 0 | 0 | 0 | 0 | 0 | 0 | 0 | 0 | 211975.55 | 2793347.19
8026 | BANNING(CEP) SUB | 115 | 0% Subs |  | Allocated according to substation percentage | [5 empty] | 20209.57 | 1557931.06 | 16216179.89 | 0 | 0 | 0 | 0 | 0 | 0 |  | 0 | 0 | 0 | 0 | 0 | 0 | 0 | 0 | 0 | 20209.57 | 1557931.06 | 16216179.89
8027 | COTTONWOOD(CEP) SUB | 115 | 0% Subs |  | Allocated according to substation percentage | [5 empty] | 22426 | 1796115.15 | 11231874.47 | 0 | 0 | 0 | 0 | 0 | 0 |  | 0 | 0 | 0 | 0 | 0 | 0 | 0 | 0 | 0 | 22426 | 1796115.15 | 11231874.47
8028 | EDWARDS(CEP) SUB | 115 | 0% Subs |  | Allocated according to substation percentage | [5 empty] | 0 | 37679.4 | 2862026.56 | 0 | 0 | 0 | 0 | 0 | 0 |  | 0 | 0 | 0 | 0 | 0 | 0 | 0 | 0 | 0 | 0 | 37679.4 | 2862026.56
8029 | HI DESERT(CEP) SUB | 115 | 0% Subs |  | Allocated according to substation percentage | [5 empty] | 1154541.33 | 1724369.64 | 19974853.14 | 0 | 0 | 0 | 0 | 0 | 0 |  | 0 | 0 | 0 | 0 | 0 | 0 | 0 | 0 | 0 | 1154541.33 | 1724369.64 | 19974853.14
8030 | MOUNTAIN PASS(CEP) SUB | 115 | 0% Subs |  | Allocated according to substation percentage | [5 empty] | 70286.32 | 26523.45 | 4666602.69 | 0 | 0 | 0 | 0 | 0 | 0 |  | 0 | 0 | 0 | 0 | 0 | 0 | 0 | 0 | 0 | 70286.32 | 26523.45 | 4666602.69
8031 | RANDSBURG(CEP) SUB | 115 | 0% Subs |  | Allocated according to substation percentage | [5 empty] | 115.83 | 337116.17 | 6015295.75 | 0 | 0 | 0 | 0 | 0 | 0 |  | 0 | 0 | 0 | 0 | 0 | 0 | 0 | 0 | 0 | 115.83 | 337116.17 | 6015295.75
8032 | ROCKET TEST(CEP) SUB | 115 | 0% Subs |  | Allocated according to substation percentage | [5 empty] | 0 | 18044.83 | 283935.26 | 0 | 0 | 0 | 0 | 0 | 0 |  | 0 | 0 | 0 | 0 | 0 | 0 | 0 | 0 | 0 | 0 | 18044.83 | 283935.26
8033 | SEARLES(CEP) SUB | 115 | 0% Subs |  | Allocated according to substation percentage | [5 empty] | 0 | 361472.74 | 6359540.35 | 0 | 0 | 0 | 0 | 0 | 0 |  | 0 | 0 | 0 | 0 | 0 | 0 | 0 | 0 | 0 | 0 | 361472.74 | 6359540.35
8035 | ZANJA(CEP) SUB | 115 | 0% Subs |  | Allocated according to substation percentage | [5 empty] | 152558.87 | 1663455.3 | 10118084.39 | 0 | 0 | 0 | 0 | 0 | 0 |  | 0 | 0 | 0 | 0 | 0 | 0 | 0 | 0 | 0 | 152558.87 | 1663455.3 | 10118084.39
8036 | SANTA ROSA(CEP) SUB | 115 | 0% Subs |  | Allocated according to substation percentage | [5 empty] | 44689.06 | 464964.66 | 21490546.93 | 0 | 0 | 0 | 0 | 0 | 0 |  | 0 | 0 | 0 | 0 | 0 | 0 | 0 | 0 | 0 | 44689.06 | 464964.66 | 21490546.93
8038 | NELSON(CEP) SUB | 115 | 0% Subs |  | Allocated according to substation percentage | [5 empty] | 22819.48 | 712388.25 | 14308425.37 | 0 | 0 | 0 | 0 | 0 | 0 |  | 0 | 0 | 0 | 0 | 0 | 0 | 0 | 0 | 0 | 22819.48 | 712388.25 | 14308425.37
8039 | HOMART(CEP) SUB | 115 | 0% Subs |  | Allocated according to substation percentage | [5 empty] | 174874.56 | 425577.4 | 5358685.69 | 0 | 0 | 0 | 0 | 0 | 0 |  | 0 | 0 | 0 | 0 | 0 | 0 | 0 | 0 | 0 | 174874.56 | 425577.4 | 5358685.69
8041 | HOLGATE(CEP) SUB | 115 | 0% Subs |  | Allocated according to substation percentage | [5 empty] | 27166.5 | 347966.55 | 3252415.72 | 0 | 0 | 0 | 0 | 0 | 0 |  | 0 | 0 | 0 | 0 | 0 | 0 | 0 | 0 | 0 | 27166.5 | 347966.55 | 3252415.72
8042 | CALECTRIC SUB (CEP) | 115 | 0% Subs |  | Allocated according to substation percentage | [5 empty] | 27869.76 | 2639595 | 22394503.43 | 0 | 0 | 0 | 0 | 0 | 0 |  | 0 | 0 | 0 | 0 | 0 | 0 | 0 | 0 | 0 | 27869.76 | 2639595 | 22394503.43
8044 | GARNET SUB | 115 | 0% Subs |  | Allocated according to substation percentage | [5 empty] | 38080.77 | 1730513.9 | 13014415.38 | 0 | 0 | 0 | 0 | 0 | 0 |  | 0 | 0 | 0 | 0 | 0 | 0 | 0 | 0 | 0 | 38080.77 | 1730513.9 | 13014415.38
8045 | IID TIE SUB | 115 | 0% Subs |  | Allocated according to substation percentage | [5 empty] | 39143.8 | 0 | 23872.93 | 0 | 0 | 0 | 0 | 0 | 0 |  | 0 | 0 | 0 | 0 | 0 | 0 | 0 | 0 | 0 | 39143.8 | 0 | 23872.93
8047 | TIEFORT SUB | 115 | 0% Subs |  | Allocated according to substation percentage | [5 empty] | 0 | 218703.97 | 1530162.65 | 0 | 0 | 0 | 0 | 0 | 0 |  | 0 | 0 | 0 | 0 | 0 | 0 | 0 | 0 | 0 | 0 | 218703.97 | 1530162.65
8048 | USBR BLYTHE SUB | 161 | 0% Subs |  | Allocated according to substation percentage | [5 empty] | 0 | 64706.74 | 7818707.32 | 0 | 0 | 0 | 0 | 0 | 0 |  | 0 | 0 | 0 | 0 | 0 | 0 | 0 | 0 | 0 | 0 | 64706.74 | 7818707.32
8055 | SN ONOFRE SWTHRK-100%SCE | 220 | 0% Subs |  | Allocated according to substation percentage | [5 empty] | 0 | 1629530.45 | 10597913.23 | 0 | 0 | 0 | 0 | 0 | 0 |  | 0 | 0 | 0 | 0 | 0 | 0 | 0 | 0 | 0 | 0 | 1629530.45 | 10597913.23
8059 | PUREWATER SUB | 115 | 0% Subs |  | Allocated according to substation percentage | [5 empty] | 0 | 175506.18 | 1357311.83 | 0 | 0 | 0 | 0 | 0 | 0 |  | 0 | 0 | 0 | 0 | 0 | 0 | 0 | 0 | 0 | 0 | 175506.18 | 1357311.83
8061 | SEAWIND T/S | 115 | 0% Subs |  | Allocated according to substation percentage | [5 empty] | 2976.42 | 462.72 | 312726.85 | 0 | 0 | 0 | 0 | 0 | 0 |  | 0 | 0 | 0 | 0 | 0 | 0 | 0 | 0 | 0 | 2976.42 | 462.72 | 312726.85
8064 | TIFFANYWIND SUB | 115 | 0% Subs |  | Allocated according to substation percentage | [5 empty] | 0 | 0 | 11458.83 | 0 | 0 | 0 | 0 | 0 | 0 |  | 0 | 0 | 0 | 0 | 0 | 0 | 0 | 0 | 0 | 0 | 0 | 11458.83
8072 | CARODEAN | 115 | 0% Subs |  | Allocated according to substation percentage | [5 empty] | 0 | 562701.42 | 10062251.54 | 0 | 0 | 0 | 0 | 0 | 0 |  | 0 | 0 | 0 | 0 | 0 | 0 | 0 | 0 | 0 | 0 | 562701.42 | 10062251.54
8073 | IVYGLEN SUB | 115 | 0% Subs |  | Allocated according to substation percentage | [5 empty] | 166697.32 | 1117641.46 | 9458907.44 | 0 | 0 | 0 | 0 | 0 | 0 |  | 0 | 0 | 0 | 0 | 0 | 0 | 0 | 0 | 0 | 166697.32 | 1117641.46 | 9458907.44
8074 | COOL WATER SWITCHRACK 1,2 | 220 | 0% Subs |  | Allocated according to substation percentage | [5 empty] | 0 | 61761.66 | 1927047.77 | 0 | 0 | 0 | 0 | 0 | 0 |  | 0 | 0 | 0 | 0 | 0 | 0 | 0 | 0 | 0 | 0 | 61761.66 | 1927047.77
8075 | HIGHGROVE SWITCHRCK | 115 | 0% Subs |  | Allocated according to substation percentage | [5 empty] | 7138.56 | 178623.76 | 2016861.5 | 0 | 0 | 0 | 0 | 0 | 0 |  | 0 | 0 | 0 | 0 | 0 | 0 | 0 | 0 | 0 | 7138.56 | 178623.76 | 2016861.5
8079 | AQUEDUCT SUB | 115 | 0% Subs |  | Allocated according to substation percentage | [5 empty] | 2879.82 | 925852.91 | 10582219.93 | 0 | 0 | 0 | 0 | 0 | 0 |  | 0 | 0 | 0 | 0 | 0 | 0 | 0 | 0 | 0 | 2879.82 | 925852.91 | 10582219.93
8082 | MENTONE SUB | 115 | 0% Subs |  | Allocated according to substation percentage | [5 empty] | 161883.11 | 788697.39 | 7266909.87 | 0 | 0 | 0 | 0 | 0 | 0 |  | 0 | 0 | 0 | 0 | 0 | 0 | 0 | 0 | 0 | 161883.11 | 788697.39 | 7266909.87
8086 | CAJALCO SUB | 115 | 0% Subs |  | Allocated according to substation percentage | [5 empty] | 25836.29 | 950321.02 | 11577227.43 | 0 | 0 | 0 | 0 | 0 | 0 |  | 0 | 0 | 0 | 0 | 0 | 0 | 0 | 0 | 0 | 25836.29 | 950321.02 | 11577227.43
8087 | HESPERIA SUB | 115 | 0% Subs |  | Allocated according to substation percentage | [5 empty] | 22150.39 | 397908.01 | 7916356.76 | 0 | 0 | 0 | 0 | 0 | 0 |  | 0 | 0 | 0 | 0 | 0 | 0 | 0 | 0 | 0 | 22150.39 | 397908.01 | 7916356.76
8088 | SKYLARK SUB | 115 | 0% Subs |  | Allocated according to substation percentage | [5 empty] | 81206 | 403652.55 | 9802639.8 | 0 | 0 | 0 | 0 | 0 | 0 |  | 0 | 0 | 0 | 0 | 0 | 0 | 0 | 0 | 0 | 81206 | 403652.55 | 9802639.8
8089 | MAYBERRY SUB | 115 | 0% Subs |  | Allocated according to substation percentage | [5 empty] | 23089.89 | 444857.17 | 13745283.87 | 0 | 0 | 0 | 0 | 0 | 0 |  | 0 | 0 | 0 | 0 | 0 | 0 | 0 | 0 | 0 | 23089.89 | 444857.17 | 13745283.87
8090 | PERMANENTE SUB | 115 | 0% Subs |  | Allocated according to substation percentage | [5 empty] | 0 | 0 | 87113.34 | 0 | 0 | 0 | 0 | 0 | 0 |  | 0 | 0 | 0 | 0 | 0 | 0 | 0 | 0 | 0 | 0 | 0 | 87113.34
8091 | ELCENTRO TELEMTERING | 161 | 0% Subs |  | Allocated according to substation percentage | [5 empty] | 0 | 0 | 15843.6 | 0 | 0 | 0 | 0 | 0 | 0 |  | 0 | 0 | 0 | 0 | 0 | 0 | 0 | 0 | 0 | 0 | 0 | 15843.6
8092 | NILAND TELEMETERING | 161 | 0% Subs |  | Allocated according to substation percentage | [5 empty] | 0 | 0 | 6807.48 | 0 | 0 | 0 | 0 | 0 | 0 |  | 0 | 0 | 0 | 0 | 0 | 0 | 0 | 0 | 0 | 0 | 0 | 6807.48
8093 | SHANDIN SUB | 115 | 0% Subs |  | Allocated according to substation percentage | [5 empty] | 42272.47 | 750746.54 | 11189235.55 | 0 | 0 | 0 | 0 | 0 | 0 |  | 0 | 0 | 0 | 0 | 0 | 0 | 0 | 0 | 0 | 42272.47 | 750746.54 | 11189235.55
8094 | ARROWHEAD SUB | 115 | 0% Subs |  | Allocated according to substation percentage | [5 empty] | 0 | 442875.33 | 5489262.56 | 0 | 0 | 0 | 0 | 0 | 0 |  | 0 | 0 | 0 | 0 | 0 | 0 | 0 | 0 | 0 | 0 | 442875.33 | 5489262.56
8095 | STETSON SUB | 115 | 0% Subs |  | Allocated according to substation percentage | [5 empty] | 23492.67 | 718411.64 | 7918884.48 | 0 | 0 | 0 | 0 | 0 | 0 |  | 0 | 0 | 0 | 0 | 0 | 0 | 0 | 0 | 0 | 23492.67 | 718411.64 | 7918884.48
8097 | DUNN SIDING SUB | 115 | 0% Subs |  | Allocated according to substation percentage | [5 empty] | 4912.76 | 99723.34 | 722245.67 | 0 | 0 | 0 | 0 | 0 | 0 |  | 0 | 0 | 0 | 0 | 0 | 0 | 0 | 0 | 0 | 4912.76 | 99723.34 | 722245.67
8099 | TAMARISK SUB | 115 | 0% Subs |  | Allocated according to substation percentage | [5 empty] | 125966.68 | 379583.48 | 12561143.85 | 0 | 0 | 0 | 0 | 0 | 0 |  | 0 | 0 | 0 | 0 | 0 | 0 | 0 | 0 | 0 | 125966.68 | 379583.48 | 12561143.85
8102 | AMARGO SUB | 33kV & Below | 0% Subs |  | Allocated according to substation percentage | [5 empty] | 0 | 0 | 0 | 0 | 0 | 0 | 0 | 0 | 0 |  | 0 | 0 | 0 | 0 | 0 | 0 | 0 | 0 | 0 | 0 | 0 | 0
8104 | FARRELL SUB | 115 | 0% Subs |  | Allocated according to substation percentage | [5 empty] | 0 | 0 | 0 | 0 | 0 | 0 | 0 | 0 | 0 |  | 0 | 0 | 0 | 0 | 0 | 0 | 0 | 0 | 0 | 0 | 0 | 0
8110 | BARSTOW SUB | 33kV & Below | 0% Subs |  | Allocated according to substation percentage | [5 empty] | 0 | 6894.33 | 59447.16 | 0 | 0 | 0 | 0 | 0 | 0 |  | 0 | 0 | 0 | 0 | 0 | 0 | 0 | 0 | 0 | 0 | 6894.33 | 59447.16
8113 | BLYTHE SUB | 33kV & Below | 0% Subs |  | Allocated according to substation percentage | [5 empty] | 0 | 22510.77 | 440016.33 | 0 | 0 | 0 | 0 | 0 | 0 |  | 0 | 0 | 0 | 0 | 0 | 0 | 0 | 0 | 0 | 0 | 22510.77 | 440016.33
8117 | BRYMAN SUB | 33kV & Below | 0% Subs |  | Allocated according to substation percentage | [5 empty] | 0 | 0 | 7083.32 | 0 | 0 | 0 | 0 | 0 | 0 |  | 0 | 0 | 0 | 0 | 0 | 0 | 0 | 0 | 0 | 0 | 0 | 7083.32
8120 | MILITARY SUB | 33kV & Below | 0% Subs |  | Allocated according to substation percentage | [5 empty] | 0 | 15598.21 | 0 | 0 | 0 | 0 | 0 | 0 | 0 |  | 0 | 0 | 0 | 0 | 0 | 0 | 0 | 0 | 0 | 0 | 15598.21 | 0
8132 | CAL CITY SUB | 33kV & Below | 0% Subs |  | Allocated according to substation percentage | [5 empty] | 0 | 6894.33 | 0 | 0 | 0 | 0 | 0 | 0 | 0 |  | 0 | 0 | 0 | 0 | 0 | 0 | 0 | 0 | 0 | 0 | 6894.33 | 0
8137 | DOWNS SUB | 115 | 0% Subs |  | Allocated according to substation percentage | [5 empty] | 82400.64 | 5781509.52 | 17032877.76 | 0 | 0 | 0 | 0 | 0 | 0 |  | 0 | 0 | 0 | 0 | 0 | 0 | 0 | 0 | 0 | 82400.64 | 5781509.52 | 17032877.76
8152 | GLEN IVY SUB | 33kV & Below | 0% Subs |  | Allocated according to substation percentage | [5 empty] | 0 | 15641.91 | 27224.54 | 0 | 0 | 0 | 0 | 0 | 0 |  | 0 | 0 | 0 | 0 | 0 | 0 | 0 | 0 | 0 | 0 | 15641.91 | 27224.54
8163 | HELENDALE SUB | 33kV & Below | 0% Subs |  | Allocated according to substation percentage | [5 empty] | 0 | 15110.49 | 81054.11 | 0 | 0 | 0 | 0 | 0 | 0 |  | 0 | 0 | 0 | 0 | 0 | 0 | 0 | 0 | 0 | 0 | 15110.49 | 81054.11
8179 | Lakeview | 115 | 0% Subs |  | Allocated according to substation percentage | [5 empty] | 1488304.59 | 0 | 0 | 0 | 0 | 0 | 0 | 0 | 0 |  | 0 | 0 | 0 | 0 | 0 | 0 | 0 | 0 | 0 | 1488304.59 | 0 | 0
8182 | BOTTLE SUB | 115 | 0% Subs |  | Allocated according to substation percentage | [5 empty] | 0 | 158075.4 | 1283195.28 | 0 | 0 | 0 | 0 | 0 | 0 |  | 0 | 0 | 0 | 0 | 0 | 0 | 0 | 0 | 0 | 0 | 158075.4 | 1283195.28
8190 | MINNEOLA SUB | 33kV & Below | 0% Subs |  | Allocated according to substation percentage | [5 empty] | 0 | 0 | 5724.72 | 0 | 0 | 0 | 0 | 0 | 0 |  | 0 | 0 | 0 | 0 | 0 | 0 | 0 | 0 | 0 | 0 | 0 | 5724.72
8193 | MORENO SUB | 115 | 0% Subs |  | Allocated according to substation percentage | [5 empty] | 104923.45 | 760684.74 | 5212267.45 | 0 | 0 | 0 | 0 | 0 | 0 |  | 0 | 0 | 0 | 0 | 0 | 0 | 0 | 0 | 0 | 104923.45 | 760684.74 | 5212267.45
8195 | MURRIETA 2 SUB | 33kV & Below | 0% Subs |  | Allocated according to substation percentage | [5 empty] | 0 | 0 | 21910.82 | 0 | 0 | 0 | 0 | 0 | 0 |  | 0 | 0 | 0 | 0 | 0 | 0 | 0 | 0 | 0 | 0 | 0 | 21910.82
8197 | SOUTHCAP SUB. | 115 | 0% Subs |  | Allocated according to substation percentage | [5 empty] | 0 | 0 | 942250.42 | 0 | 0 | 0 | 0 | 0 | 0 |  | 0 | 0 | 0 | 0 | 0 | 0 | 0 | 0 | 0 | 0 | 0 | 942250.42
8198 | MUSCOY SUB | 33kV & Below | 0% Subs |  | Allocated according to substation percentage | [5 empty] | 0 | 0 | 132415.95 | 0 | 0 | 0 | 0 | 0 | 0 |  | 0 | 0 | 0 | 0 | 0 | 0 | 0 | 0 | 0 | 0 | 0 | 132415.95
8204 | BELDING SUB | 33kV & Below | 0% Subs |  | Allocated according to substation percentage | [5 empty] | 0 | 42108.55 | 0 | 0 | 0 | 0 | 0 | 0 | 0 |  | 0 | 0 | 0 | 0 | 0 | 0 | 0 | 0 | 0 | 0 | 42108.55 | 0
8212 | ORO GRANDE SUB | 33kV & Below | 0% Subs |  | Allocated according to substation percentage | [5 empty] | 0 | 0 | 7994.21 | 0 | 0 | 0 | 0 | 0 | 0 |  | 0 | 0 | 0 | 0 | 0 | 0 | 0 | 0 | 0 | 0 | 0 | 7994.21
8214 | PALM CANYON SUB | 33kV & Below | 0% Subs |  | Allocated according to substation percentage | [5 empty] | 0 | 30643.76 | 0 | 0 | 0 | 0 | 0 | 0 | 0 |  | 0 | 0 | 0 | 0 | 0 | 0 | 0 | 0 | 0 | 0 | 30643.76 | 0
8220 | LUCERNE SUB | 33kV & Below | 0% Subs |  | Allocated according to substation percentage | [5 empty] | 0 | 13167.4 | 0 | 0 | 0 | 0 | 0 | 0 | 0 |  | 0 | 0 | 0 | 0 | 0 | 0 | 0 | 0 | 0 | 0 | 13167.4 | 0
8222 | RANCHO SUB | 33kV & Below | 0% Subs |  | Allocated according to substation percentage | [5 empty] | 0 | 6894.33 | 2106.53 | 0 | 0 | 0 | 0 | 0 | 0 |  | 0 | 0 | 0 | 0 | 0 | 0 | 0 | 0 | 0 | 0 | 6894.33 | 2106.53
8225 | RIALTO SUB | 33kV & Below | 0% Subs |  | Allocated according to substation percentage | [5 empty] | 0 | 17716.17 | 30776.31 | 0 | 0 | 0 | 0 | 0 | 0 |  | 0 | 0 | 0 | 0 | 0 | 0 | 0 | 0 | 0 | 0 | 17716.17 | 30776.31
8226 | RIDGECREST SUB | 33kV & Below | 0% Subs |  | Allocated according to substation percentage | [5 empty] | 0 | 0 | 17438.31 | 0 | 0 | 0 | 0 | 0 | 0 |  | 0 | 0 | 0 | 0 | 0 | 0 | 0 | 0 | 0 | 0 | 0 | 17438.31
8234 | SAN JACINTO SUB | 33kV & Below | 0% Subs |  | Allocated according to substation percentage | [5 empty] | 0 | 0 | 0 | 0 | 0 | 0 | 0 | 0 | 0 |  | 0 | 0 | 0 | 0 | 0 | 0 | 0 | 0 | 0 | 0 | 0 | 0
8250 | TEMESCAL SUB | 33kV & Below | 0% Subs |  | Allocated according to substation percentage | [5 empty] | 0 | 0 | 4235.93 | 0 | 0 | 0 | 0 | 0 | 0 |  | 0 | 0 | 0 | 0 | 0 | 0 | 0 | 0 | 0 | 0 | 0 | 4235.93
8260 | VICTORVILLE SUB | 33kV & Below | 0% Subs |  | Allocated according to substation percentage | [5 empty] | 0 | 18134.95 | 22159.02 | 0 | 0 | 0 | 0 | 0 | 0 |  | 0 | 0 | 0 | 0 | 0 | 0 | 0 | 0 | 0 | 0 | 18134.95 | 22159.02
8267 | WILDE SUB | 33kV & Below | 0% Subs |  | Allocated according to substation percentage | [5 empty] | 0 | 0 | 0 | 0 | 0 | 0 | 0 | 0 | 0 |  | 0 | 0 | 0 | 0 | 0 | 0 | 0 | 0 | 0 | 0 | 0 | 0
8268 | YERMO SUB | 33kV & Below | 0% Subs |  | Allocated according to substation percentage | [5 empty] | 0 | 23194.66 | 0 | 0 | 0 | 0 | 0 | 0 | 0 |  | 0 | 0 | 0 | 0 | 0 | 0 | 0 | 0 | 0 | 0 | 23194.66 | 0
8270 | TENAJA SUBSTATION | 115 | 0% Subs |  | Allocated according to substation percentage | [5 empty] | 0 | 0 | 21919.15 | 0 | 0 | 0 | 0 | 0 | 0 |  | 0 | 0 | 0 | 0 | 0 | 0 | 0 | 0 | 0 | 0 | 0 | 21919.15
8273 | IRON MT SCE | 33kV & Below | 0% Subs |  | Allocated according to substation percentage | [5 empty] | 0 | 8650.53 | 0 | 0 | 0 | 0 | 0 | 0 | 0 |  | 0 | 0 | 0 | 0 | 0 | 0 | 0 | 0 | 0 | 0 | 8650.53 | 0
8283 | GALE SUB | 115 | 0% Subs |  | Allocated according to substation percentage | [5 empty] | 0 | 9847.66 | 5876497.27 | 0 | 0 | 0 | 0 | 0 | 0 |  | 0 | 0 | 0 | 0 | 0 | 0 | 0 | 0 | 0 | 0 | 9847.66 | 5876497.27
8294 | GOLD HILL SUB | 33kV & Below | 0% Subs |  | Allocated according to substation percentage | [5 empty] | 0 | 6894.33 | 0 | 0 | 0 | 0 | 0 | 0 | 0 |  | 0 | 0 | 0 | 0 | 0 | 0 | 0 | 0 | 0 | 0 | 6894.33 | 0
8301 | BUCKWIND | 115 | 0% Subs |  | Allocated according to substation percentage | [5 empty] | 0 | 25207.57 | 751981.48 | 0 | 0 | 0 | 0 | 0 | 0 |  | 0 | 0 | 0 | 0 | 0 | 0 | 0 | 0 | 0 | 0 | 25207.57 | 751981.48
8302 | CAPWIHND | 115 | 0% Subs |  | Allocated according to substation percentage | [5 empty] | 0 | 29826.57 | 78542 | 0 | 0 | 0 | 0 | 0 | 0 |  | 0 | 0 | 0 | 0 | 0 | 0 | 0 | 0 | 0 | 0 | 29826.57 | 78542
8303 | RENWIND | 115 | 0% Subs |  | Allocated according to substation percentage | [5 empty] | 0 | 15102.37 | 827522.16 | 0 | 0 | 0 | 0 | 0 | 0 |  | 0 | 0 | 0 | 0 | 0 | 0 | 0 | 0 | 0 | 0 | 15102.37 | 827522.16
8304 | SANWIND | 115 | 0% Subs |  | Allocated according to substation percentage | [5 empty] | 0 | 0 | 371041.17 | 0 | 0 | 0 | 0 | 0 | 0 |  | 0 | 0 | 0 | 0 | 0 | 0 | 0 | 0 | 0 | 0 | 0 | 371041.17
8305 | TRANSWIND | 115 | 0% Subs |  | Allocated according to substation percentage | [5 empty] | 0 | 25365.89 | 1061135.51 | 0 | 0 | 0 | 0 | 0 | 0 |  | 0 | 0 | 0 | 0 | 0 | 0 | 0 | 0 | 0 | 0 | 25365.89 | 1061135.51
8306 | VENWIND | 115 | 0% Subs |  | Allocated according to substation percentage | [5 empty] | 0 | 21039.47 | 2287437.47 | 0 | 0 | 0 | 0 | 0 | 0 |  | 0 | 0 | 0 | 0 | 0 | 0 | 0 | 0 | 0 | 0 | 21039.47 | 2287437.47
8308 | ALTWIND | 115 | 0% Subs |  | Allocated according to substation percentage | [5 empty] | 0 | 1022.11 | 25028.37 | 0 | 0 | 0 | 0 | 0 | 0 |  | 0 | 0 | 0 | 0 | 0 | 0 | 0 | 0 | 0 | 0 | 1022.11 | 25028.37
8310 | TERAWIND | 115 | 0% Subs |  | Allocated according to substation percentage | [5 empty] | 0 | 5398.48 | 226460.04 | 0 | 0 | 0 | 0 | 0 | 0 |  | 0 | 0 | 0 | 0 | 0 | 0 | 0 | 0 | 0 | 0 | 5398.48 | 226460.04
8311 | INDIGO SUBSTATION | 115 | 0% Subs |  | Allocated according to substation percentage | [5 empty] | 0 | 4899.46 | 229184.55 | 0 | 0 | 0 | 0 | 0 | 0 |  | 0 | 0 | 0 | 0 | 0 | 0 | 0 | 0 | 0 | 0 | 4899.46 | 229184.55
8312 | CALGEN | 115 | 0% Subs |  | Allocated according to substation percentage | [5 empty] | 532.24 | 1599.85 | 12970.05 | 0 | 0 | 0 | 0 | 0 | 0 |  | 0 | 0 | 0 | 0 | 0 | 0 | 0 | 0 | 0 | 532.24 | 1599.85 | 12970.05
8314 | MCGEN | 115 | 0% Subs |  | Allocated according to substation percentage | [5 empty] | 0 | 112387.92 | 2464390.93 | 0 | 0 | 0 | 0 | 0 | 0 |  | 0 | 0 | 0 | 0 | 0 | 0 | 0 | 0 | 0 | 0 | 112387.92 | 2464390.93
8320 | SEGS II | 115 | 0% Subs |  | Allocated according to substation percentage | [5 empty] | 0 | 0 | 45594.34 | 0 | 0 | 0 | 0 | 0 | 0 |  | 0 | 0 | 0 | 0 | 0 | 0 | 0 | 0 | 0 | 0 | 0 | 45594.34
8321 | SEGS III | 115 | 0% Subs |  | Allocated according to substation percentage | [5 empty] | 0 | 0 | 11754.55 | 0 | 0 | 0 | 0 | 0 | 0 |  | 0 | 0 | 0 | 0 | 0 | 0 | 0 | 0 | 0 | 0 | 0 | 11754.55
8322 | SEGS IV | 115 | 0% Subs |  | Allocated according to substation percentage | [5 empty] | 0 | 0 | 41025.07 | 0 | 0 | 0 | 0 | 0 | 0 |  | 0 | 0 | 0 | 0 | 0 | 0 | 0 | 0 | 0 | 0 | 0 | 41025.07
8323 | SEGS V | 115 | 0% Subs |  | Allocated according to substation percentage | [5 empty] | 0 | 0 | 8814.14 | 0 | 0 | 0 | 0 | 0 | 0 |  | 0 | 0 | 0 | 0 | 0 | 0 | 0 | 0 | 0 | 0 | 0 | 8814.14
8324 | SEGS VI | 115 | 0% Subs |  | Allocated according to substation percentage | [5 empty] | 0 | 0 | 39130.43 | 0 | 0 | 0 | 0 | 0 | 0 |  | 0 | 0 | 0 | 0 | 0 | 0 | 0 | 0 | 0 | 0 | 0 | 39130.43
8325 | SEGS VII | 115 | 0% Subs |  | Allocated according to substation percentage | [5 empty] | 0 | 0 | 119703.79 | 0 | 0 | 0 | 0 | 0 | 0 |  | 0 | 0 | 0 | 0 | 0 | 0 | 0 | 0 | 0 | 0 | 0 | 119703.79
8326 | SEGS VIII | 220 | 0% Subs |  | Allocated according to substation percentage | [5 empty] | 0 | 0 | 83149.77 | 0 | 0 | 0 | 0 | 0 | 0 |  | 0 | 0 | 0 | 0 | 0 | 0 | 0 | 0 | 0 | 0 | 0 | 83149.77
8327 | SEGS IX | 220 | 0% Subs |  | Allocated according to substation percentage | [5 empty] | 0 | 0 | 74084.9 | 0 | 0 | 0 | 0 | 0 | 0 |  | 0 | 0 | 0 | 0 | 0 | 0 | 0 | 0 | 0 | 0 | 0 | 74084.9
8340 | SOPORT | 115 | 0% Subs |  | Allocated according to substation percentage | [5 empty] | 0 | 42538.11 | 654011.69 | 0 | 0 | 0 | 0 | 0 | 0 |  | 0 | 0 | 0 | 0 | 0 | 0 | 0 | 0 | 0 | 0 | 42538.11 | 654011.69
8342 | NEWCOMB | 115 | 0% Subs |  | Allocated according to substation percentage | [5 empty] | 51171.62 | 1223084.83 | 10876323.64 | 0 | 0 | 0 | 0 | 0 | 0 |  | 0 | 0 | 0 | 0 | 0 | 0 | 0 | 0 | 0 | 51171.62 | 1223084.83 | 10876323.64
8343 | ELSINORE | 115 | 0% Subs |  | Allocated according to substation percentage | [5 empty] | 20960.51 | 1295574.83 | 16173022.02 | 0 | 0 | 0 | 0 | 0 | 0 |  | 0 | 0 | 0 | 0 | 0 | 0 | 0 | 0 | 0 | 20960.51 | 1295574.83 | 16173022.02
8344 | SOUTH BASE SUB | 115 | 0% Subs |  | Allocated according to substation percentage | [5 empty] | 12178.56 | 143764.33 | 2017154.23 | 0 | 0 | 0 | 0 | 0 | 0 |  | 0 | 0 | 0 | 0 | 0 | 0 | 0 | 0 | 0 | 12178.56 | 143764.33 | 2017154.23
8345 | INDIAN WELLS SUB | 115 | 0% Subs |  | Allocated according to substation percentage | [5 empty] | 222599.95 | 930666.23 | 12795163.79 | 0 | 0 | 0 | 0 | 0 | 0 |  | 0 | 0 | 0 | 0 | 0 | 0 | 0 | 0 | 0 | 222599.95 | 930666.23 | 12795163.79
8346 | FOGARTY SUB | 115 | 0% Subs |  | Allocated according to substation percentage | [5 empty] | 0 | 4398451.51 | 16236483.11 | 0 | 0 | 0 | 0 | 0 | 0 |  | 0 | 0 | 0 | 0 | 0 | 0 | 0 | 0 | 0 | 0 | 4398451.51 | 16236483.11
8347 | PECHANGA SUB | 115 | 0% Subs |  | Allocated according to substation percentage | [5 empty] | 560578.85 | 844656.49 | 11267214.08 | 0 | 0 | 0 | 0 | 0 | 0 |  | 0 | 0 | 0 | 0 | 0 | 0 | 0 | 0 | 0 | 560578.85 | 844656.49 | 11267214.08
8351 | TANKER SUBSTATION | 115 | 0% Subs |  | Allocated according to substation percentage | [5 empty] | 119.93 | 4439.62 | 696181.35 | 0 | 0 | 0 | 0 | 0 | 0 |  | 0 | 0 | 0 | 0 | 0 | 0 | 0 | 0 | 0 | 119.93 | 4439.62 | 696181.35
8353 | PLUESS SUBSTATION | 115 | 0% Subs |  | Allocated according to substation percentage | [5 empty] | 0 | 0 | 151192.72 | 0 | 0 | 0 | 0 | 0 | 0 |  | 0 | 0 | 0 | 0 | 0 | 0 | 0 | 0 | 0 | 0 | 0 | 151192.72
8354 | AFG SUBSTATION | 115 | 0% Subs |  | Allocated according to substation percentage | [5 empty] | 0 | 78654.66 | 1082685.75 | 0 | 0 | 0 | 0 | 0 | 0 |  | 0 | 0 | 0 | 0 | 0 | 0 | 0 | 0 | 0 | 0 | 78654.66 | 1082685.75
8357 | RECTIFIER SUB | 115 | 0% Subs |  | Allocated according to substation percentage | [5 empty] | 0 | 5169.82 | 1098303.85 | 0 | 0 | 0 | 0 | 0 | 0 |  | 0 | 0 | 0 | 0 | 0 | 0 | 0 | 0 | 0 | 0 | 5169.82 | 1098303.85
8359 | MOUNTWIND SUBSTATION | 115 | 0% Subs |  | Allocated according to substation percentage | [5 empty] | 0 | 0 | 53697.98 | 0 | 0 | 0 | 0 | 0 | 0 |  | 0 | 0 | 0 | 0 | 0 | 0 | 0 | 0 | 0 | 0 | 0 | 53697.98
8361 | COSO SUB | 115 | 0% Subs |  | Allocated according to substation percentage | [5 empty] | 91119.23 | 1641130.56 | 4788018.87 | 0 | 0 | 0 | 0 | 0 | 0 |  | 0 | 0 | 0 | 0 | 0 | 0 | 0 | 0 | 0 | 91119.23 | 1641130.56 | 4788018.87
8362 | MOVAL SUBSTATION | 115 | 0% Subs |  | Allocated according to substation percentage | [5 empty] | 0 | 128639.84 | 491674.41 | 0 | 0 | 0 | 0 | 0 | 0 |  | 0 | 0 | 0 | 0 | 0 | 0 | 0 | 0 | 0 | 0 | 128639.84 | 491674.41
8504 | RITTER SUB | 66kV | 0% Subs |  | Allocated according to substation percentage | [5 empty] | 942487.09 | 0 | 0 | 0 | 0 | 0 | 0 | 0 | 0 |  | 0 | 0 | 0 | 0 | 0 | 0 | 0 | 0 | 0 | 942487.09 | 0 | 0
8509 | PHARMACY SUBSTATION | 66kV | 0% Subs |  | Allocated according to substation percentage | [5 empty] | 0 | 0 | 43288.94 | 0 | 0 | 0 | 0 | 0 | 0 |  | 0 | 0 | 0 | 0 | 0 | 0 | 0 | 0 | 0 | 0 | 0 | 43288.94
8511 | GLOW SUBSTATION | 66kV | 0% Subs |  | Allocated according to substation percentage | [5 empty] | 0 | 0 | 128971.73 | 0 | 0 | 0 | 0 | 0 | 0 |  | 0 | 0 | 0 | 0 | 0 | 0 | 0 | 0 | 0 | 0 | 0 | 128971.73
8558 | PLASTER SUBSTATION | 66kV | 0% Subs |  | Allocated according to substation percentage | [5 empty] | 4670.97 | 0 | 0 | 0 | 0 | 0 | 0 | 0 | 0 |  | 0 | 0 | 0 | 0 | 0 | 0 | 0 | 0 | 0 | 4670.97 | 0 | 0
8810 | ONEIL SUBSTATION | 66kV | 0% Subs |  | Allocated according to substation percentage | [5 empty] | 1188141.79 | 0 | 0 | 0 | 0 | 0 | 0 | 0 | 0 |  | 0 | 0 | 0 | 0 | 0 | 0 | 0 | 0 | 0 | 1188141.79 | 0 | 0
8956 | MWD EASTSIDE RES | 115 | 0% Subs |  | Allocated according to substation percentage | [5 empty] | 0 | 0 | 0 | 0 | 0 | 0 | 0 | 0 | 0 |  | 0 | 0 | 0 | 0 | 0 | 0 | 0 | 0 | 0 | 0 | 0 | 0
9009 | CONSTR FIELD FORCES | Div Offices & Misc | 0% Subs |  | Allocated according to substation percentage | [5 empty] | 0 | 0 | 527315.98 | 0 | 0 | 0 | 0 | 0 | 0 |  | 0 | 0 | 0 | 0 | 0 | 0 | 0 | 0 | 0 | 0 | 0 | 527315.98
9047 | TRANS/SUB SUPPORT SERV | Div Offices & Misc | 0% Subs |  | Allocated according to substation percentage | [5 empty] | 0 | 0 | 74775490.39 | 0 | 0 | 0 | 0 | 0 | 0 |  | 0 | 0 | 0 | 0 | 0 | 0 | 0 | 0 | 0 | 0 | 0 | 74775490.39
9287 | REAL PROP-LAND SVCS-STHRN | Misc | 0% Subs |  | Allocated according to substation percentage | [5 empty] | 0 | 12868.55 | 0 | 0 | 0 | 0 | 0 | 0 | 0 |  | 0 | 0 | 0 | 0 | 0 | 0 | 0 | 0 | 0 | 0 | 12868.55 | 0
9440 | WESTMINSTER FENWICK BLDG | Div Offices & Misc | 0% Subs |  | Allocated according to substation percentage | [5 empty] | 0 | 8929.19 | 0 | 0 | 0 | 0 | 0 | 0 | 0 |  | 0 | 0 | 0 | 0 | 0 | 0 | 0 | 0 | 0 | 0 | 8929.19 | 0
9900 | PLANT ACCTG-MISC. LEDGER | Div Offices & Misc | 0% Subs |  | Allocated according to substation percentage | [5 empty] | 631.39 | 0 | 0 | 0 | 0 | 0 | 0 | 0 | 0 |  | 0 | 0 | 0 | 0 | 0 | 0 | 0 | 0 | 0 | 631.39 | 0 | 0
5110 | WABASH (NEW) SUB | 66kV | 0% Subs |  | Allocated according to substation percentage | [5 empty] | 0 | 24360.28 | 0 | 0 | 0 | 0 | 0 | 0 | 0 |  | 0 | 0 | 0 | 0 | 0 | 0 | 0 | 0 | 0 | 0 | 24360.28 | 0
5139 | GENAMIC SUB | 66kV | 0% Subs |  | Allocated according to substation percentage | [5 empty] | 0 | 5739.15 | 0 | 0 | 0 | 0 | 0 | 0 | 0 |  | 0 | 0 | 0 | 0 | 0 | 0 | 0 | 0 | 0 | 0 | 5739.15 | 0
5164 | REPETTO SUB | 66kV | 0% Subs |  | Allocated according to substation percentage | [5 empty] | 0 | 17756.92 | 0 | 0 | 0 | 0 | 0 | 0 | 0 |  | 0 | 0 | 0 | 0 | 0 | 0 | 0 | 0 | 0 | 0 | 17756.92 | 0
5215 | MADRID SUB | 33kV & Below | 0% Subs |  | Allocated according to substation percentage | [5 empty] | 0 | 575.03 | 0 | 0 | 0 | 0 | 0 | 0 | 0 |  | 0 | 0 | 0 | 0 | 0 | 0 | 0 | 0 | 0 | 0 | 575.03 | 0
5221 | OCEAN PARK SUB | 33kV & Below | 0% Subs |  | Allocated according to substation percentage | [5 empty] | 0 | 4163.94 | 0 | 0 | 0 | 0 | 0 | 0 | 0 |  | 0 | 0 | 0 | 0 | 0 | 0 | 0 | 0 | 0 | 0 | 4163.94 | 0
5226 | BRIGHTON SUB | 66kV | 0% Subs |  | Allocated according to substation percentage | [5 empty] | 0 | 3804.4 | 0 | 0 | 0 | 0 | 0 | 0 | 0 |  | 0 | 0 | 0 | 0 | 0 | 0 | 0 | 0 | 0 | 0 | 3804.4 | 0
5229 | MOBILOIL SUB | 66kV | 0% Subs |  | Allocated according to substation percentage | [5 empty] | 0 | 3652.37 | 0 | 0 | 0 | 0 | 0 | 0 | 0 |  | 0 | 0 | 0 | 0 | 0 | 0 | 0 | 0 | 0 | 0 | 3652.37 | 0
5239 | CRATER SUB | 66kV | 0% Subs |  | Allocated according to substation percentage | [5 empty] | 0 | 0 | 9056.89 | 0 | 0 | 0 | 0 | 0 | 0 |  | 0 | 0 | 0 | 0 | 0 | 0 | 0 | 0 | 0 | 0 | 0 | 9056.89
5242 | COLORADO SUB | 66kV | 0% Subs |  | Allocated according to substation percentage | [5 empty] | 0 | 40180.48 | 0 | 0 | 0 | 0 | 0 | 0 | 0 |  | 0 | 0 | 0 | 0 | 0 | 0 | 0 | 0 | 0 | 0 | 40180.48 | 0
5252 | ROLLING HILLS SUB | 66kV | 0% Subs |  | Allocated according to substation percentage | [5 empty] | 0 | 27085.47 | 0 | 0 | 0 | 0 | 0 | 0 | 0 |  | 0 | 0 | 0 | 0 | 0 | 0 | 0 | 0 | 0 | 0 | 27085.47 | 0
5260 | COLOSSUS SUB | 66kV | 0% Subs |  | Allocated according to substation percentage | [5 empty] | 0 | 0 | 7141.37 | 0 | 0 | 0 | 0 | 0 | 0 |  | 0 | 0 | 0 | 0 | 0 | 0 | 0 | 0 | 0 | 0 | 0 | 7141.37
5268 | TOPAZ SUB | 66kV | 0% Subs |  | Allocated according to substation percentage | [5 empty] | 0 | 29218.99 | 0 | 0 | 0 | 0 | 0 | 0 | 0 |  | 0 | 0 | 0 | 0 | 0 | 0 | 0 | 0 | 0 | 0 | 29218.99 | 0
5271 | TAHITI SUB | 66kV | 0% Subs |  | Allocated according to substation percentage | [5 empty] | 0 | 23748.79 | 0 | 0 | 0 | 0 | 0 | 0 | 0 |  | 0 | 0 | 0 | 0 | 0 | 0 | 0 | 0 | 0 | 0 | 23748.79 | 0
5275 | MARYMOUNT SUB | 66kV | 0% Subs |  | Allocated according to substation percentage | [5 empty] | 0 | 4861.91 | 0 | 0 | 0 | 0 | 0 | 0 | 0 |  | 0 | 0 | 0 | 0 | 0 | 0 | 0 | 0 | 0 | 0 | 4861.91 | 0
5282 | PALOGEN SUB | 66kV | 0% Subs |  | Allocated according to substation percentage | [5 empty] | 0 | 42737.94 | 0 | 0 | 0 | 0 | 0 | 0 | 0 |  | 0 | 0 | 0 | 0 | 0 | 0 | 0 | 0 | 0 | 0 | 42737.94 | 0
5302 | BIG CREEK 2 | 33kV & Below | 0% Subs |  | Allocated according to substation percentage | [5 empty] | 0 | 0 | 1018533.49 | 0 | 0 | 0 | 0 | 0 | 0 |  | 0 | 0 | 0 | 0 | 0 | 0 | 0 | 0 | 0 | 0 | 0 | 1018533.49
5320 | OCTOL SUB | 66kV | 0% Subs |  | Allocated according to substation percentage | [5 empty] | 0 | 13522.69 | 0 | 0 | 0 | 0 | 0 | 0 | 0 |  | 0 | 0 | 0 | 0 | 0 | 0 | 0 | 0 | 0 | 0 | 13522.69 | 0
5339 | GREENHORN SUB | 66kV | 0% Subs |  | Allocated according to substation percentage | [5 empty] | 0 | 0 | 0 | 0 | 0 | 0 | 0 | 0 | 0 |  | 0 | 0 | 0 | 0 | 0 | 0 | 0 | 0 | 0 | 0 | 0 | 0
5410 | FLOWIND SUB | 66kV | 0% Subs |  | Allocated according to substation percentage | [5 empty] | 0 | 0 | 11008.92 | 0 | 0 | 0 | 0 | 0 | 0 |  | 0 | 0 | 0 | 0 | 0 | 0 | 0 | 0 | 0 | 0 | 0 | 11008.92
5412 | SILVER PEAK SUB | 55kV | 0% Subs |  | Allocated according to substation percentage | [5 empty] | 0 | 0 | 84024.87 | 0 | 0 | 0 | 0 | 0 | 0 |  | 0 | 0 | 0 | 0 | 0 | 0 | 0 | 0 | 0 | 0 | 0 | 84024.87
5520 | MODOC SUB | 33kV & Below | 0% Subs |  | Allocated according to substation percentage | [5 empty] | 0 | 0 | 0 | 0 | 0 | 0 | 0 | 0 | 0 |  | 0 | 0 | 0 | 0 | 0 | 0 | 0 | 0 | 0 | 0 | 0 | 0
5576 | NEWHALL SUB | 66kV | 0% Subs |  | Allocated according to substation percentage | [5 empty] | 0 | 0 | 413801.75 | 0 | 0 | 0 | 0 | 0 | 0 |  | 0 | 0 | 0 | 0 | 0 | 0 | 0 | 0 | 0 | 0 | 0 | 413801.75
5616 | FLANCO SUB | 33kV & Below | 0% Subs |  | Allocated according to substation percentage | [5 empty] | 0 | 22341.87 | 0 | 0 | 0 | 0 | 0 | 0 | 0 |  | 0 | 0 | 0 | 0 | 0 | 0 | 0 | 0 | 0 | 0 | 22341.87 | 0
5618 | FIREHOUSE SUB | 66kV | 0% Subs |  | Allocated according to substation percentage | [5 empty] | 0 | 6520.43 | 0 | 0 | 0 | 0 | 0 | 0 | 0 |  | 0 | 0 | 0 | 0 | 0 | 0 | 0 | 0 | 0 | 0 | 6520.43 | 0
5621 | HUSTON SUB | 33kV & Below | 0% Subs |  | Allocated according to substation percentage | [5 empty] | 0 | 45572.57 | 0 | 0 | 0 | 0 | 0 | 0 | 0 |  | 0 | 0 | 0 | 0 | 0 | 0 | 0 | 0 | 0 | 0 | 45572.57 | 0
5626 | PEDLEY SUB | 66kV | 0% Subs |  | Allocated according to substation percentage | [5 empty] | 0 | 22867.68 | 0 | 0 | 0 | 0 | 0 | 0 | 0 |  | 0 | 0 | 0 | 0 | 0 | 0 | 0 | 0 | 0 | 0 | 22867.68 | 0
5633 | SAN DIMAS SUB | 66kV | 0% Subs |  | Allocated according to substation percentage | [5 empty] | 0 | 19651.44 | 0 | 0 | 0 | 0 | 0 | 0 | 0 |  | 0 | 0 | 0 | 0 | 0 | 0 | 0 | 0 | 0 | 0 | 19651.44 | 0
5645 | LAYFAIR SUB | 66kV | 0% Subs |  | Allocated according to substation percentage | [5 empty] | 0 | 2166.35 | 0 | 0 | 0 | 0 | 0 | 0 | 0 |  | 0 | 0 | 0 | 0 | 0 | 0 | 0 | 0 | 0 | 0 | 2166.35 | 0
5650 | LINDE AIR SUB | 66kV | 0% Subs |  | Allocated according to substation percentage | [5 empty] | 0 | 15935.12 | 0 | 0 | 0 | 0 | 0 | 0 | 0 |  | 0 | 0 | 0 | 0 | 0 | 0 | 0 | 0 | 0 | 0 | 15935.12 | 0
5654 | REDUCTION SUB | 66kV | 0% Subs |  | Allocated according to substation percentage | [5 empty] | 0 | 34834.62 | 0 | 0 | 0 | 0 | 0 | 0 | 0 |  | 0 | 0 | 0 | 0 | 0 | 0 | 0 | 0 | 0 | 0 | 34834.62 | 0
5656 | BAIN SUB | 66kV | 0% Subs |  | Allocated according to substation percentage | [5 empty] | 0 | 704.04 | 0 | 0 | 0 | 0 | 0 | 0 | 0 |  | 0 | 0 | 0 | 0 | 0 | 0 | 0 | 0 | 0 | 0 | 704.04 | 0
5658 | PIPE SUB | 66kV | 0% Subs |  | Allocated according to substation percentage | [5 empty] | 0 | 32989.16 | 0 | 0 | 0 | 0 | 0 | 0 | 0 |  | 0 | 0 | 0 | 0 | 0 | 0 | 0 | 0 | 0 | 0 | 32989.16 | 0
5714 | CUDAHY SUB | 66kV | 0% Subs |  | Allocated according to substation percentage | [5 empty] | 0 | 32033.1 | 0 | 0 | 0 | 0 | 0 | 0 | 0 |  | 0 | 0 | 0 | 0 | 0 | 0 | 0 | 0 | 0 | 0 | 32033.1 | 0
5754 | SOMERSET SUBSTATION | 66kV | 0% Subs |  | Allocated according to substation percentage | [5 empty] | 0 | 33690.93 | 0 | 0 | 0 | 0 | 0 | 0 | 0 |  | 0 | 0 | 0 | 0 | 0 | 0 | 0 | 0 | 0 | 0 | 33690.93 | 0
5766 | DAISY SUBSTATION | 33kV & Below | 0% Subs |  | Allocated according to substation percentage | [5 empty] | 0 | 12645.67 | 0 | 0 | 0 | 0 | 0 | 0 | 0 |  | 0 | 0 | 0 | 0 | 0 | 0 | 0 | 0 | 0 | 0 | 12645.67 | 0
5893 | PASSONS SUB | 66kV | 0% Subs |  | Allocated according to substation percentage | [5 empty] | 0 | 3214.78 | 0 | 0 | 0 | 0 | 0 | 0 | 0 |  | 0 | 0 | 0 | 0 | 0 | 0 | 0 | 0 | 0 | 0 | 3214.78 | 0
1860 | PALOVERDE NUCL GEN PLT-U1 | 500 | 0% Subs |  | Allocated according to substation percentage | [5 empty] | 0 | 0 | 2597299.38 | 232240.58 | 0 | 84726.59 | 0 | 0 | 0 |  | 0 | 0 | 0 | 0 | 0 | 0 | 0 | 0 | 0 | 0 | 0 | 2597299.38
1864 | PALO VERDE-UNIT 2 | 500 | 0% Subs |  | Allocated according to substation percentage | [5 empty] | 0 | 0 | 2488613.54 | 181544.74 | 0 | 96210.29 | 0 | 0 | 0 |  | 0 | 0 | 0 | 0 | 0 | 0 | 0 | 0 | 0 | 0 | 0 | 2488613.54
1866 | PALO VERDE-UNIT 3 | 500 | 0% Subs |  | Allocated according to substation percentage | [5 empty] | 0 | 0 | 5007636.41 | 253332.19 | 0 | 92248.5 | 0 | 0 | 0 |  | 0 | 0 | 0 | 0 | 0 | 0 | 0 | 0 | 0 | 0 | 0 | 5007636.41
1867 | PALOVERDE-COMMON 1,2,3 | 500 | 0% Subs |  | Allocated according to substation percentage | [5 empty] | 7766 | 0 | 2722615.76 | 854372.58 | 0 | 0 | 0 | 0 | 0 |  | 0 | 0 | 0 | 0 | 0 | 0 | 0 | 0 | 0 | 7766 | 0 | 2722615.76
5832 | LA HABRA SUBSTATION | 66kV | 0% Subs |  | Allocated according to substation percentage | [5 empty] | 0 | 0 | 17124.63 | 0 | 0 | 0 | 0 | 0 | 3858.26 |  | 0 | 0 | 0 | 0 | 0 | 0 | 0 | 0 | 0 | 0 | 0 | 17124.63
8078 | SUN CITY(NEW) | 115 | 0% Subs |  | Allocated according to substation percentage | [5 empty] | 119512.7 | 1887933.91 | 7918227.76 | 0 | 0 | 0 | 203175.82 | 0 | 0 |  | 0 | 0 | 0 | 0 | 0 | 0 | 0 | 0 | 0 | 119512.7 | 1887933.91 | 7918227.76
8096 | MARSCHINO SUB | 115 | 0% Subs |  | Allocated according to substation percentage | [5 empty] | 27809.47 | 1611970.39 | 9532365.21 | 0 | 0 | 0 | 36281.12 | 0 | 0 |  | 0 | 0 | 0 | 0 | 0 | 0 | 0 | 0 | 0 | 27809.47 | 1611970.39 | 9532365.21
8098 | EISENHOWER SUB | 115 | 0% Subs |  | Allocated according to substation percentage | [5 empty] | 189886.25 | 812071 | 12175308.59 | 0 | 0 | 0 | 3253.95 | 1043.08 | 0 |  | 0 | 0 | 0 | 0 | 0 | 0 | 0 | 0 | 0 | 189886.25 | 812071 | 12175308.59
8348 | MORAGA | 115 | 0% Subs |  | Allocated according to substation percentage | [5 empty] | 40719.87 | 307859.23 | 17249029.9 | 0 | 0 | 0 | 815.97 | 0 | 0 |  | 0 | 0 | 0 | 0 | 0 | 0 | 0 | 0 | 0 | 40719.87 | 307859.23 | 17249029.9
9310 | TELCOMM-ALHAMBRA | Misc | 0% Subs |  | Allocated according to substation percentage | [5 empty] | 327843.66 | 0 | 0 | 0 | -2151.26 | 0 | 0 | 0 | 0 |  | 0 | 0 | 0 | 0 | 0 | 0 | 0 | 0 | 0 | 327843.66 | 0 | 0
6011 | RIALTO COMB FAC. BLDG B&C | Div Offices & Misc | 0% Subs |  | Allocated according to substation percentage | [5 empty] | 0 | 2769.62 | 0 | 0 | 0 | 0 | 0 | 0 | 0 |  | 0 | 0 | 0 | 0 | 0 | 0 | 0 | 0 | 0 | 0 | 2769.62 | 0
8121 | CANTIL SUB | 33kV & Below | 0% Subs |  | Allocated according to substation percentage | [5 empty] | 0 | 0 | 7293.09 | 0 | 0 | 0 | 0 | 0 | 0 |  | 0 | 0 | 0 | 0 | 0 | 0 | 0 | 0 | 0 | 0 | 0 | 7293.09
8123 | CATHEDRAL CITY SUB | 33kV & Below | 0% Subs |  | Allocated according to substation percentage | [5 empty] | 0 | 9939.18 | 0 | 0 | 0 | 0 | 0 | 0 | 0 |  | 0 | 0 | 0 | 0 | 0 | 0 | 0 | 0 | 0 | 0 | 9939.18 | 0
8136 | DESERT OUTPOST SUB | 33kV & Below | 0% Subs |  | Allocated according to substation percentage | [5 empty] | 0 | 13544.49 | 0 | 0 | 0 | 0 | 0 | 0 | 0 |  | 0 | 0 | 0 | 0 | 0 | 0 | 0 | 0 | 0 | 0 | 13544.49 | 0
8159 | EL SOBRANTE SUB | 33kV & Below | 0% Subs |  | Allocated according to substation percentage | [5 empty] | 0 | 4126.29 | 0 | 0 | 0 | 0 | 0 | 0 | 0 |  | 0 | 0 | 0 | 0 | 0 | 0 | 0 | 0 | 0 | 0 | 4126.29 | 0
8161 | HARVARD SUB | 33kV & Below | 0% Subs |  | Allocated according to substation percentage | [5 empty] | 0 | 0 | 8458.31 | 0 | 0 | 0 | 0 | 0 | 0 |  | 0 | 0 | 0 | 0 | 0 | 0 | 0 | 0 | 0 | 0 | 0 | 8458.31
8170 | INYOKERN TOWN SUB | 33kV & Below | 0% Subs |  | Allocated according to substation percentage | [5 empty] | 0 | 0 | 7735.37 | 0 | 0 | 0 | 0 | 0 | 0 |  | 0 | 0 | 0 | 0 | 0 | 0 | 0 | 0 | 0 | 0 | 0 | 7735.37
8172 | JOSHUA TREE SUB | 33kV & Below | 0% Subs |  | Allocated according to substation percentage | [5 empty] | 0 | 9177.05 | 0 | 0 | 0 | 0 | 0 | 0 | 0 |  | 0 | 0 | 0 | 0 | 0 | 0 | 0 | 0 | 0 | 0 | 9177.05 | 0
8216 | PEERLESS SUB | 33kV & Below | 0% Subs |  | Allocated according to substation percentage | [5 empty] | 0 | 0 | 7635.16 | 0 | 0 | 0 | 0 | 0 | 0 |  | 0 | 0 | 0 | 0 | 0 | 0 | 0 | 0 | 0 | 0 | 0 | 7635.16
8238 | SILVER SPUR SUB | 33kV & Below | 0% Subs |  | Allocated according to substation percentage | [5 empty] | 0 | 8994.38 | 0 | 0 | 0 | 0 | 0 | 0 | 0 |  | 0 | 0 | 0 | 0 | 0 | 0 | 0 | 0 | 0 | 0 | 8994.38 | 0
8244 | SUNNY DUNES SUB | 33kV & Below | 0% Subs |  | Allocated according to substation percentage | [5 empty] | 0 | 13258.54 | 0 | 0 | 0 | 0 | 0 | 0 | 0 |  | 0 | 0 | 0 | 0 | 0 | 0 | 0 | 0 | 0 | 0 | 13258.54 | 0
8255 | TWENTYNINE PALMS SUB | 33kV & Below | 0% Subs |  | Allocated according to substation percentage | [5 empty] | 0 | 11479.81 | 0 | 0 | 0 | 0 | 0 | 0 | 0 |  | 0 | 0 | 0 | 0 | 0 | 0 | 0 | 0 | 0 | 0 | 11479.81 | 0
9077 | INFO TECH-GO2 | Div Offices & Misc | 0% Subs |  | Allocated according to substation percentage | [5 empty] | 0 | 0 | 0 | 0 | 0 | 0 | 0 | 0 | 0 |  | 0 | 0 | 0 | 0 | 0 | 0 | 0 | 0 | 0 | 0 | 0 | 0
9235 | RP&AS-NRTHSHRE REC AREA | Div Offices & Misc | 0% Subs |  | Allocated according to substation percentage | [5 empty] | 0 | 0 | 0 | 0 | 0 | 0 | 0 | 0 | 86917.77 |  | 0 | 0 | 0 | 0 | 0 | 0 | 0 | 0 | 0 | 0 | 0 | 0
2612 | MINARET | 33kV & Below | 0% Subs |  | Allocated according to substation percentage | [5 empty] | 0 | 0 | 0 | 0 | 0 | 0 | 0 | 0 | 0 |  | 0 | 0 | 0 | 0 | 0 | 0 | 0 | 0 | 0 | 0 | 0 | 0
5120 | FEDERALGEN SUB | 66kV | 0% Subs |  | Allocated according to substation percentage | [5 empty] | 0 | 6944.4 | 0 | 0 | 0 | 0 | 0 | 0 | 0 |  | 0 | 0 | 0 | 0 | 0 | 0 | 0 | 0 | 0 | 0 | 6944.4 | 0
5152 | JOSE SUB | 66kV | 0% Subs |  | Allocated according to substation percentage | [5 empty] | 0 | 56768.61 | 3887.05 | 0 | 0 | 0 | 0 | 0 | 0 |  | 0 | 0 | 0 | 0 | 0 | 0 | 0 | 0 | 0 | 0 | 56768.61 | 3887.05
5175 | VAIL SUB | 66kV | 0% Subs |  | Allocated according to substation percentage | [5 empty] | 0 | 15470.02 | 0 | 0 | 0 | 0 | 0 | 0 | 0 |  | 0 | 0 | 0 | 0 | 0 | 0 | 0 | 0 | 0 | 0 | 15470.02 | 0
5188 | DALTON SUB | 66kV | 0% Subs |  | Allocated according to substation percentage | [5 empty] | 0 | 82793.94 | 0 | 0 | 0 | 0 | 0 | 0 | 0 |  | 0 | 0 | 0 | 0 | 0 | 0 | 0 | 0 | 0 | 0 | 82793.94 | 0
5201 | BEVERLY HILLS SUB | 66kV | 0% Subs |  | Allocated according to substation percentage | [5 empty] | 0 | 0 | 0 | 0 | 0 | 0 | 0 | 0 | 0 |  | 0 | 0 | 0 | 0 | 0 | 0 | 0 | 0 | 0 | 0 | 0 | 0
5210 | HOWARD SUB | 66kV | 0% Subs |  | Allocated according to substation percentage | [5 empty] | 0 | 0 | 17430.86 | 0 | 0 | 0 | 0 | 0 | 0 |  | 0 | 0 | 0 | 0 | 0 | 0 | 0 | 0 | 0 | 0 | 0 | 17430.86
5405 | CANWIND SUB | 66kV | 0% Subs |  | Allocated according to substation percentage | [5 empty] | 0 | 0 | 9894.59 | 0 | 0 | 0 | 0 | 0 | 0 |  | 0 | 0 | 0 | 0 | 0 | 0 | 0 | 0 | 0 | 0 | 0 | 9894.59
5406 | ENWIND SUB | 66kV | 0% Subs |  | Allocated according to substation percentage | [5 empty] | 0 | 11022.79 | 29527.31 | 0 | 0 | 0 | 0 | 0 | 0 |  | 0 | 0 | 0 | 0 | 0 | 0 | 0 | 0 | 0 | 0 | 11022.79 | 29527.31
5409 | MORWIND SUB | 66kV | 0% Subs |  | Allocated according to substation percentage | [5 empty] | 0 | 0 | 6366.97 | 0 | 0 | 0 | 0 | 0 | 0 |  | 0 | 0 | 0 | 0 | 0 | 0 | 0 | 0 | 0 | 0 | 0 | 6366.97
5414 | DUTCHWIND SUB | 66kV | 0% Subs |  | Allocated according to substation percentage | [5 empty] | 0 | 11022.76 | 7801.27 | 0 | 0 | 0 | 0 | 0 | 0 |  | 0 | 0 | 0 | 0 | 0 | 0 | 0 | 0 | 0 | 0 | 11022.76 | 7801.27
5415 | OAKWIND SUB | 66kV | 0% Subs |  | Allocated according to substation percentage | [5 empty] | 0 | 0 | 23341.52 | 0 | 0 | 0 | 0 | 0 | 0 |  | 0 | 0 | 0 | 0 | 0 | 0 | 0 | 0 | 0 | 0 | 0 | 23341.52
5424 | MIDWIND SUB | 66kV | 0% Subs |  | Allocated according to substation percentage | [5 empty] | 0 | 0 | 22999.56 | 0 | 0 | 0 | 0 | 0 | 0 |  | 0 | 0 | 0 | 0 | 0 | 0 | 0 | 0 | 0 | 0 | 0 | 22999.56
5535 | CHARMIN SUB | 66kV | 0% Subs |  | Allocated according to substation percentage | [5 empty] | 0 | 0 | 27327.45 | 0 | 0 | 0 | 0 | 0 | 0 |  | 0 | 0 | 0 | 0 | 0 | 0 | 0 | 0 | 0 | 0 | 0 | 27327.45
5572 | GAVIOTA SUB | 66kV | 0% Subs |  | Allocated according to substation percentage | [5 empty] | 0 | 0 | 118096.82 | 0 | 0 | 0 | 0 | 0 | 0 |  | 0 | 0 | 0 | 0 | 0 | 0 | 0 | 0 | 0 | 0 | 0 | 118096.82
5604 | TIMOTEO SUB | 66kV | 0% Subs |  | Allocated according to substation percentage | [5 empty] | 0 | 1759.71 | 0 | 0 | 0 | 0 | 0 | 0 | 0 |  | 0 | 0 | 0 | 0 | 0 | 0 | 0 | 0 | 0 | 0 | 1759.71 | 0
5629 | REDLANDS SUB | 66kV | 0% Subs |  | Allocated according to substation percentage | [5 empty] | 0 | 29558.32 | 21358.52 | 0 | 0 | 0 | 0 | 0 | 0 |  | 0 | 0 | 0 | 0 | 0 | 0 | 0 | 0 | 0 | 0 | 29558.32 | 21358.52
5636 | YUCAIPA SUB | 66kV | 0% Subs |  | Allocated according to substation percentage | [5 empty] | 0 | 31004.98 | 0 | 0 | 0 | 0 | 0 | 0 | 0 |  | 0 | 0 | 0 | 0 | 0 | 0 | 0 | 0 | 0 | 0 | 31004.98 | 0
5661 | RUNNING SPRINGS SUB | 33kV & Below | 0% Subs |  | Allocated according to substation percentage | [5 empty] | 0 | 31398.49 | 0 | 0 | 0 | 0 | 0 | 0 | 0 |  | 0 | 0 | 0 | 0 | 0 | 0 | 0 | 0 | 0 | 0 | 31398.49 | 0
5667 | ARCHLINE SUB | 66kV | 0% Subs |  | Allocated according to substation percentage | [5 empty] | 0 | 12855.5 | 0 | 0 | 0 | 0 | 0 | 0 | 0 |  | 0 | 0 | 0 | 0 | 0 | 0 | 0 | 0 | 0 | 0 | 12855.5 | 0
5668 | CRESTMORE SUB | 66kV | 0% Subs |  | Allocated according to substation percentage | [5 empty] | 0 | 14975.39 | 0 | 0 | 0 | 0 | 0 | 0 | 0 |  | 0 | 0 | 0 | 0 | 0 | 0 | 0 | 0 | 0 | 0 | 14975.39 | 0
5680 | DIAMOND BAR SUB | 66kV | 0% Subs |  | Allocated according to substation percentage | [5 empty] | 0 | 0 | 49398.36 | 0 | 0 | 0 | 0 | 0 | 0 |  | 0 | 0 | 0 | 0 | 0 | 0 | 0 | 0 | 0 | 0 | 0 | 49398.36
5718 | FRUITLAND SUB | 66kV | 0% Subs |  | Allocated according to substation percentage | [5 empty] | 0 | 12711.73 | 0 | 0 | 0 | 0 | 0 | 0 | 0 |  | 0 | 0 | 0 | 0 | 0 | 0 | 0 | 0 | 0 | 0 | 12711.73 | 0
5720 | FREEMONT SUB | 66kV | 0% Subs |  | Allocated according to substation percentage | [5 empty] | 0 | 6957.1 | 0 | 0 | 0 | 0 | 0 | 0 | 0 |  | 0 | 0 | 0 | 0 | 0 | 0 | 0 | 0 | 0 | 0 | 6957.1 | 0
5779 | DAVIDSON CITY | 33kV & Below | 0% Subs |  | Allocated according to substation percentage | [5 empty] | 0 | 6957.1 | 0 | 0 | 0 | 0 | 0 | 0 | 0 |  | 0 | 0 | 0 | 0 | 0 | 0 | 0 | 0 | 0 | 0 | 6957.1 | 0
5812 | MURPHY SUB | 66kV | 0% Subs |  | Allocated according to substation percentage | [5 empty] | 0 | 20469.19 | 0 | 0 | 0 | 0 | 0 | 0 | 0 |  | 0 | 0 | 0 | 0 | 0 | 0 | 0 | 0 | 0 | 0 | 20469.19 | 0
5886 | PIONEER SUB | 66kV | 0% Subs |  | Allocated according to substation percentage | [5 empty] | 0 | 6944.4 | 0 | 0 | 0 | 0 | 0 | 0 | 0 |  | 0 | 0 | 0 | 0 | 0 | 0 | 0 | 0 | 0 | 0 | 6944.4 | 0
8207 | HOLIDAY SUB | 33kV & Below | 0% Subs |  | Allocated according to substation percentage | [5 empty] | 0 | 19356.1 | 0 | 0 | 0 | 0 | 0 | 0 | 0 |  | 0 | 0 | 0 | 0 | 0 | 0 | 0 | 0 | 0 | 0 | 19356.1 | 0
8210 | OLIVE LAKE SUB | 33kV & Below | 0% Subs |  | Allocated according to substation percentage | [5 empty] | 0 | 558.36 | 0 | 0 | 0 | 0 | 0 | 0 | 0 |  | 0 | 0 | 0 | 0 | 0 | 0 | 0 | 0 | 0 | 0 | 558.36 | 0
8231 | RUBIDOUX SUB | 33kV & Below | 0% Subs |  | Allocated according to substation percentage | [5 empty] | 0 | 6317.17 | 0 | 0 | 0 | 0 | 0 | 0 | 0 |  | 0 | 0 | 0 | 0 | 0 | 0 | 0 | 0 | 0 | 0 | 6317.17 | 0
8252 | TRONA SUB | 33kV & Below | 0% Subs |  | Allocated according to substation percentage | [5 empty] | 0 | 6498.56 | 7863.56 | 0 | 0 | 0 | 0 | 0 | 0 |  | 0 | 0 | 0 | 0 | 0 | 0 | 0 | 0 | 0 | 0 | 6498.56 | 7863.56
8056 | LAKEVIEW SUB | 115 | 0% Subs |  | Allocated according to substation percentage | [5 empty] | 100.29 | 9442821.76 | 22745941.47 | 0 | 0 | 0 | 0 | 0 | 0 |  | 0 | 0 | 0 | 0 | 0 | 0 | 0 | 0 | 0 | 100.29 | 9442821.76 | 22745941.47
8058 | EASTWIND SUB | 220 | 0% Subs |  | Allocated according to substation percentage | [5 empty] | 0 | 0 | 23429.9 | 0 | 0 | 0 | 0 | 0 | 0 |  | 0 | 0 | 0 | 0 | 0 | 0 | 0 | 0 | 0 | 0 | 0 | 23429.9
8081 | BADLANDS SUB | 115 | 0% Subs |  | Allocated according to substation percentage | [5 empty] | 0 | 21176.45 | 0 | 0 | 0 | 0 | 0 | 0 | 0 |  | 0 | 0 | 0 | 0 | 0 | 0 | 0 | 0 | 0 | 0 | 21176.45 | 0
8339 | GREENWALD SUB | 115 | 0% Subs |  | Allocated according to substation percentage | [5 empty] | 0 | 10350.49 | 8151.58 | 0 | 0 | 0 | 0 | 0 | 0 |  | 0 | 0 | 0 | 0 | 0 | 0 | 0 | 0 | 0 | 0 | 10350.49 | 8151.58
8373 | BLAST SUBSTATION | 115 | 0% Subs |  | Allocated according to substation percentage | [5 empty] | 0 | 471546.28 | 69402.38 | 0 | 0 | 0 | 0 | 0 | 0 |  | 0 | 0 | 0 | 0 | 0 | 0 | 0 | 0 | 0 | 0 | 471546.28 | 69402.38
5305 | DELANO SUB | 66kV | 0% Subs |  | Allocated according to substation percentage | [5 empty] | 0 | 60017.55 | 0 | 0 | 0 | 0 | 0 | 0 | 0 |  | 0 | 0 | 0 | 0 | 0 | 0 | 0 | 0 | 0 | 0 | 60017.55 | 0
5312 | LIBERTY SUB | 66 | 0% Subs |  | Allocated according to substation percentage | [5 empty] | 0 | 301990.45 | 0 | 0 | 0 | 0 | 0 | 0 | 0 |  | 0 | 0 | 0 | 0 | 0 | 0 | 0 | 0 | 0 | 0 | 301990.45 | 0
5321 | PIXLEY SUB | 66kV | 0% Subs |  | Allocated according to substation percentage | [5 empty] | 0 | 18618.91 | 0 | 0 | 0 | 0 | 0 | 0 | 0 |  | 0 | 0 | 0 | 0 | 0 | 0 | 0 | 0 | 0 | 0 | 18618.91 | 0
5331 | VISALIA SUB | 66kV | 0% Subs |  | Allocated according to substation percentage | [5 empty] | 0 | 35560.58 | 0 | 0 | 0 | 0 | 0 | 0 | 0 |  | 0 | 0 | 0 | 0 | 0 | 0 | 0 | 0 | 0 | 0 | 35560.58 | 0
1020 | STM GEN | Misc | 0% Subs |  | Allocated according to substation percentage | [5 empty] | 0 | 0 | 0 | 0 | 6748.81 | 0 | 0 | 0 | 0 |  | 0 | 0 | 0 | 0 | 0 | 0 | 0 | 0 | 0 | 0 | 0 | 0
6027 | MONROVIA SERVICE CENTER | CSTMR SRVC FAC. | 0% Subs |  | Allocated according to substation percentage | [5 empty] | 0 | 0 | 0 | 0 | 1568.3 | 0 | 0 | 0 | 0 |  | 0 | 0 | 0 | 0 | 0 | 0 | 0 | 0 | 0 | 0 | 0 | 0
8366 | LEATHERNECK SUB | 115 | 0% Subs |  | Allocated according to substation percentage | [5 empty] | 0 | 38734.33 | 12643.64 | 0 | 0 | 0 | 0 | 0 | 0 |  | 0 | 0 | 0 | 0 | 0 | 0 | 0 | 0 | 0 | 0 | 38734.33 | 12643.64
8071 | CLEMENTINE | 115 | 0% Subs |  | Allocated according to substation percentage | [5 empty] | 0 | 41634.56 | 69694.89 | 0 | 0 | 0 | 0 | 0 | 0 |  | 0 | 0 | 0 | 0 | 0 | 0 | 0 | 0 | 0 | 0 | 41634.56 | 69694.89
5216 | MANHATTAN SUB | 33kV & Below | 0% Subs |  | Allocated according to substation percentage | [5 empty] | 0 | 10761.92 | 0 | 0 | 0 | 0 | 0 | 0 | 0 |  | 0 | 0 | 0 | 0 | 0 | 0 | 0 | 0 | 0 | 0 | 10761.92 | 0
5218 | MONETA SUB | 33kV & Below | 0% Subs |  | Allocated according to substation percentage | [5 empty] | 0 | 16856.11 | 0 | 0 | 0 | 0 | 0 | 0 | 0 |  | 0 | 0 | 0 | 0 | 0 | 0 | 0 | 0 | 0 | 0 | 16856.11 | 0
5227 | REDONDO SUB | 33kV & Below | 0% Subs |  | Allocated according to substation percentage | [5 empty] | 0 | 33677.82 | 0 | 0 | 0 | 0 | 0 | 0 | 0 |  | 0 | 0 | 0 | 0 | 0 | 0 | 0 | 0 | 0 | 0 | 33677.82 | 0
5228 | ROSECRANS SUB | 66kV | 0% Subs |  | Allocated according to substation percentage | [5 empty] | 0 | 70271.51 | 0 | 0 | 0 | 0 | 0 | 0 | 0 |  | 0 | 0 | 0 | 0 | 0 | 0 | 0 | 0 | 0 | 0 | 70271.51 | 0
5231 | SANTA MONICA SUB | 66kV | 0% Subs |  | Allocated according to substation percentage | [5 empty] | 0 | 19277.8 | 0 | 0 | 0 | 0 | 0 | 0 | 0 |  | 0 | 0 | 0 | 0 | 0 | 0 | 0 | 0 | 0 | 0 | 19277.8 | 0
5246 | DITMAR SUB | 66kV | 0% Subs |  | Allocated according to substation percentage | [5 empty] | 0 | 8977.98 | 0 | 0 | 0 | 0 | 0 | 0 | 0 |  | 0 | 0 | 0 | 0 | 0 | 0 | 0 | 0 | 0 | 0 | 8977.98 | 0
5254 | HAVEDA SUB | 33kV & Below | 0% Subs |  | Allocated according to substation percentage | [5 empty] | 0 | 30117.81 | 0 | 0 | 0 | 0 | 0 | 0 | 0 |  | 0 | 0 | 0 | 0 | 0 | 0 | 0 | 0 | 0 | 0 | 30117.81 | 0
5255 | LUNADA SUB | 33kV & Below | 0% Subs |  | Allocated according to substation percentage | [5 empty] | 0 | 8089.8 | 0 | 0 | 0 | 0 | 0 | 0 | 0 |  | 0 | 0 | 0 | 0 | 0 | 0 | 0 | 0 | 0 | 0 | 8089.8 | 0
5267 | SPACE SUB | 66kV | 0% Subs |  | Allocated according to substation percentage | [5 empty] | 0 | 21278.54 | 0 | 0 | 0 | 0 | 0 | 0 | 0 |  | 0 | 0 | 0 | 0 | 0 | 0 | 0 | 0 | 0 | 0 | 21278.54 | 0
5274 | GALAXY SUB | 66kV | 0% Subs |  | Allocated according to substation percentage | [5 empty] | 0 | 8897.63 | 0 | 0 | 0 | 0 | 0 | 0 | 0 |  | 0 | 0 | 0 | 0 | 0 | 0 | 0 | 0 | 0 | 0 | 8897.63 | 0
5411 | ARBWIND SUB | 66kV | 0% Subs |  | Allocated according to substation percentage | [5 empty] | 0 | 0 | 6186.26 | 0 | 0 | 0 | 0 | 0 | 0 |  | 0 | 0 | 0 | 0 | 0 | 0 | 0 | 0 | 0 | 0 | 0 | 6186.26
5570 | VEGAS SUB | 66kV | 0% Subs |  | Allocated according to substation percentage | [5 empty] | 5800.58 | 0 | 0 | 0 | 0 | 0 | 0 | 0 | 0 |  | 0 | 0 | 0 | 0 | 0 | 0 | 0 | 0 | 0 | 5800.58 | 0 | 0
5624 | NORCO SUB | 33kV & Below | 0% Subs |  | Allocated according to substation percentage | [5 empty] | 0 | 66934.26 | 0 | 0 | 0 | 0 | 0 | 0 | 0 |  | 0 | 0 | 0 | 0 | 0 | 0 | 0 | 0 | 0 | 0 | 66934.26 | 0
5628 | TENNESSEE SUB | 66kV | 0% Subs |  | Allocated according to substation percentage | [5 empty] | 0 | 44558 | 0 | 0 | 0 | 0 | 0 | 0 | 0 |  | 0 | 0 | 0 | 0 | 0 | 0 | 0 | 0 | 0 | 0 | 44558 | 0
5635 | UPLAND SUB | 66kV | 0% Subs |  | Allocated according to substation percentage | [5 empty] | 0 | 21531.69 | 0 | 0 | 0 | 0 | 0 | 0 | 0 |  | 0 | 0 | 0 | 0 | 0 | 0 | 0 | 0 | 0 | 0 | 21531.69 | 0
5639 | FRANCIS SUB | 66kV | 0% Subs |  | Allocated according to substation percentage | [5 empty] | 0 | 59193.81 | 0 | 0 | 0 | 0 | 0 | 0 | 0 |  | 0 | 0 | 0 | 0 | 0 | 0 | 0 | 0 | 0 | 0 | 59193.81 | 0
5726 | HATHAWAY SUBSTATION | 66kV | 0% Subs |  | Allocated according to substation percentage | [5 empty] | 0 | 21379.94 | 0 | 0 | 0 | 0 | 0 | 0 | 0 |  | 0 | 0 | 0 | 0 | 0 | 0 | 0 | 0 | 0 | 0 | 21379.94 | 0
5881 | JOHANNA SUBSTATION | 220 | 0% Subs |  | Allocated according to substation percentage | [5 empty] | 0 | 14629.85 | 0 | 0 | 0 | 0 | 0 | 0 | 0 |  | 0 | 0 | 0 | 0 | 0 | 0 | 0 | 0 | 0 | 0 | 14629.85 | 0
8119 | CADY SUB | 33kV & Below | 0% Subs |  | Allocated according to substation percentage | [5 empty] | 0 | 13561.23 | 0 | 0 | 0 | 0 | 0 | 0 | 0 |  | 0 | 0 | 0 | 0 | 0 | 0 | 0 | 0 | 0 | 0 | 13561.23 | 0
8140 | EAST BARSTOW SUB | 33kV & Below | 0% Subs |  | Allocated according to substation percentage | [5 empty] | 0 | 12854.95 | 0 | 0 | 0 | 0 | 0 | 0 | 0 |  | 0 | 0 | 0 | 0 | 0 | 0 | 0 | 0 | 0 | 0 | 12854.95 | 0
8148 | FOREST HOME SUB | 33kV & Below | 0% Subs |  | Allocated according to substation percentage | [5 empty] | 0 | 15134.62 | 0 | 0 | 0 | 0 | 0 | 0 | 0 |  | 0 | 0 | 0 | 0 | 0 | 0 | 0 | 0 | 0 | 0 | 15134.62 | 0
8175 | INDIAN WELLS SUB | 115 | 0% Subs |  | Allocated according to substation percentage | [5 empty] | 0 | 103197.01 | 0 | 0 | 0 | 0 | 0 | 0 | 0 |  | 0 | 0 | 0 | 0 | 0 | 0 | 0 | 0 | 0 | 0 | 103197.01 | 0
8211 | ORDWAY SUB | 33kV & Below | 0% Subs |  | Allocated according to substation percentage | [5 empty] | 0 | 15610.03 | 0 | 0 | 0 | 0 | 0 | 0 | 0 |  | 0 | 0 | 0 | 0 | 0 | 0 | 0 | 0 | 0 | 0 | 15610.03 | 0
8263 | PEREZ SUB | 33kV & Below | 0% Subs |  | Allocated according to substation percentage | [5 empty] | 0 | 29218.54 | 0 | 0 | 0 | 0 | 0 | 0 | 0 |  | 0 | 0 | 0 | 0 | 0 | 0 | 0 | 0 | 0 | 0 | 29218.54 | 0
8279 | CORONA SUB | 66kV | 0% Subs |  | Allocated according to substation percentage | [5 empty] | 0 | 5854.99 | 0 | 0 | 0 | 0 | 0 | 0 | 0 |  | 0 | 0 | 0 | 0 | 0 | 0 | 0 | 0 | 0 | 0 | 5854.99 | 0
8295 | TORTILLA SUB | 115 | 0% Subs |  | Allocated according to substation percentage | [5 empty] | 0 | 48114.31 | 0 | 0 | 0 | 0 | 0 | 0 | 0 |  | 0 | 0 | 0 | 0 | 0 | 0 | 0 | 0 | 0 | 0 | 48114.31 | 0
9300 | ALHAMBRA COMM SITE | Misc | 0% Subs |  | Allocated according to substation percentage | [5 empty] | 0 | 0 | 9775.46 | 0 | 0 | 0 | 0 | 0 | 0 |  | 0 | 0 | 0 | 0 | 0 | 0 | 0 | 0 | 0 | 0 | 0 | 9775.46
2587 | SKILAND (MAMMOTH LAKE) SUBSTATION | 33kV & Below | 0% Subs |  | Allocated according to substation percentage | [5 empty] | 0 | 129612.04 | 0 | 0 | 0 | 0 | 0 | 0 | 0 |  | 0 | 0 | 0 | 0 | 0 | 0 | 0 | 0 | 0 | 0 | 129612.04 | 0
[30 empty] | 0 | 0 | 0
[30 empty] | 0 | 0 | 0
1000 | DIV MTCE / OVERHAUL MNGT | 66kV | Mix Subs |  | Allocated according to substation percentage | [5 empty] | 0 | 0 | 6285.26 | 0 | 0 | 0 | 0 | 0 | 0 |  | 0 | 0 | 3630.2643 | 0 | 0 | 0 | 0 | 0 | 0 | 0 | 0 | 2654.9957
1250 | MOUNTAINVIEW POWER-COMMON | 220 | Mix Subs |  | Allocated according to substation percentage | [5 empty] | 0 | 0 | 27266420.25 | 0 | 0 | 0 | 0 | 0 | 0 |  | 0 | 0 | 13624619.156 | 0 | 0 | 0 | 0 | 0 | 0 | 0 | 0 | 13641801.094
1869 | PALOVERDE-SWITCHYARD | 500 | Mix Subs |  | Allocated according to substation percentage | [5 empty] | 0 | 2465520.09 | 7901074.34 | 0 | 0 | 0 | 0 | 0 | 0 |  | 0 | 1596824.6182 | 4563532.4439 | 0 | 0 | 0 | 0 | 0 | 0 | 0 | 868695.4718 | 3337541.8961
1870 | PV UNIT 1-INCREMENTAL | 500 | Mix Subs |  | Allocated according to substation percentage | [5 empty] | 0 | 0 | 194958.65 | 0 | 0 | 0 | 0 | 0 | 0 |  | 0 | 0 | 112604.9555 | 0 | 0 | 0 | 0 | 0 | 0 | 0 | 0 | 82353.6945
8076 & 1999 | San Bernardino-220kv Switchyard & 220kv to 66kv | 220 | Mix Subs |  | Allocated according to substation percentage | [5 empty] | 302392.48 | 5311656.57 | 51822236.81 | 0 | 0 | 0 | 0 | 0 | 0 |  | 82492.8899 | 1451165.4076 | 13682294.5754 | 0 | 0 | 0 | 0 | 0 | 0 | 219899.5901 | 3860491.1624 | 38139942.2346
2211 | BIG CREEK NO.1 | 220 | Mix Subs |  | Allocated according to substation percentage | [5 empty] | 0 | 264411.6 | 9196245.63 | 0 | 0 | 0 | 0 | 0 | 0 |  | 0 | 134944.5496 | 4683641.6993 | 0 | 0 | 0 | 0 | 0 | 0 | 0 | 129467.0504 | 4512603.9307
2212 | BIG CREEK NO.2 | 220 | Mix Subs |  | Allocated according to substation percentage | [5 empty] | 0 | 0 | 1516245.82 | 0 | 0 | 0 | 0 | 0 | 0 |  | 0 | 0 | 875759.0038 | 0 | 0 | 0 | 0 | 0 | 0 | 0 | 0 | 640486.8162
2229 | BIG CREEK NO.8 | 220 | Mix Subs |  | Allocated according to substation percentage | [5 empty] | 0 | 282649.01 | 3159148.33 | 0 | 0 | 0 | 0 | 0 | 0 |  | 0 | 272618.0114 | 2267303.9283 | 0 | 0 | 0 | 0 | 0 | 0 | 0 | 10030.9986 | 891844.4017
2230 | BIG CREEK NO.3 | 220 | Mix Subs |  | Allocated according to substation percentage | [5 empty] | 0 | 2536133.46 | 18221269.69 | 0 | 0 | 0 | 0 | 0 | 0 |  | 0 | 1950903.0232 | 15479579.5729 | 0 | 0 | 0 | 0 | 0 | 0 | 0 | 585230.4368 | 2741690.1171
2234 | BIG CREEK NO.2A | 220 | Mix Subs |  | Allocated according to substation percentage | [5 empty] | 0 | 0 | 1031433.83 | 0 | 0 | 0 | 0 | 0 | 0 |  | 0 | 0 | 595739.4583 | 0 | 0 | 0 | 0 | 0 | 0 | 0 | 0 | 435694.3717
5000 | SUBSTN DIV | Misc | Mix Subs |  | Allocated according to substation percentage | [5 empty] | 0 | 0 | 3270204.8 | 0 | 0 | 0 | 0 | 0 | 0 |  | 0 | 0 | 1888817.2748 | 0 | 0 | 0 | 0 | 0 | 0 | 0 | 0 | 1381387.5252
5011 | EAGLE ROCK SUB | 220 | Mix Subs |  | Allocated according to substation percentage | [5 empty] | 19613.2 | 4889184.2 | 34587215.9 | 0 | 0 | 0 | 0 | 0 | 0 |  | 3360.8296 | 603606.2114 | 6194238.5303 | 0 | 0 | 0 | 0 | 0 | 0 | 16252.3704 | 4285577.9886 | 28392977.3697
5012 | MESA SUB | 220 | Mix Subs |  | Allocated according to substation percentage | [5 empty] | 2031347.4 | 10373614.31 | 56262057.75 | 0 | 0 | 0 | 0 | 0 | 0 |  | 649588.5127 | 3354105.7078 | 15185218.4865 | 0 | 0 | 0 | 0 | 0 | 0 | 1381758.8873 | 7019508.6022 | 41076839.2635
5013 | RIO HONDO SUB | 220 | Mix Subs |  | Allocated according to substation percentage | [5 empty] | 457529.68 | 8478041.7 | 79711007.67 | 0 | 0 | 0 | 0 | 0 | 0 |  | 156697.7589 | 3253273.4135 | 25939331.9987 | 0 | 0 | 0 | 0 | 0 | 0 | 300831.9211 | 5224768.2865 | 53771675.6713
5023 | EL NIDO SUB | 220 | Mix Subs |  | Allocated according to substation percentage | [5 empty] | 285619.89 | 13153932.76 | 48175256.59 | 0 | 0 | 0 | 0 | 0 | 0 |  | 79362.1093 | 2210795.3286 | 8927144.6105 | 0 | 0 | 0 | 0 | 0 | 0 | 206257.7807 | 10943137.4314 | 39248111.9795
5024 | LA CIENEGA SUB | 220 | Mix Subs |  | Allocated according to substation percentage | [5 empty] | 2100226.91 | 5582007.01 | 44174047.31 | 0 | 0 | 0 | 0 | 0 | 0 |  | 628917.7959 | 1584120.3036 | 13161583.715 | 0 | 0 | 0 | 0 | 0 | 0 | 1471309.1141 | 3997886.7064 | 31012463.595
5025 | ALAMITOS SWITCHRACK SUB | 220 | Mix Subs |  | Allocated according to substation percentage | [5 empty] | 63557.17 | 3018404.46 | 37805974.45 | 0 | 0 | 0 | 0 | 0 | 0 |  | 25064.8045 | 1076666.9023 | 12870889.9703 | 0 | 0 | 0 | 0 | 0 | 0 | 38492.3655 | 1941737.5577 | 24935084.4797
5027 | LG BCH SWITCHRACK SUB | 220 | Mix Subs |  | Allocated according to substation percentage | [5 empty] | 97213.22 | 1331157.15 | 8679828.65 | 0 | 0 | 0 | 0 | 0 | 0 |  | 32391.9734 | 447619.4297 | 2964778.8635 | 0 | 0 | 0 | 0 | 0 | 0 | 64821.2466 | 883537.7203 | 5715049.7865
5028 | REDONDO SWITCHRACK SUB | 220 | Mix Subs |  | Allocated according to substation percentage | [5 empty] | 13018.3 | 39760.96 | 5931998.03 | 0 | 0 | 0 | 0 | 0 | 0 |  | 9040.596 | 27612.1133 | 3963915.7271 | 0 | 0 | 0 | 0 | 0 | 0 | 3977.704 | 12148.8467 | 1968082.3029
5031 | MAGUNDEN SUB | 220 | Mix Subs |  | Allocated according to substation percentage | [5 empty] | 8363 | 3933110.46 | 17716716.98 | 0 | 0 | 0 | 0 | 0 | 0 |  | 7939.4058 | 3108488.5773 | 17035866.8325 | 0 | 0 | 0 | 0 | 0 | 0 | 423.5942 | 824621.8827 | 680850.1475
5033 | RECTOR SUB | 220 | Mix Subs |  | Allocated according to substation percentage | [5 empty] | 394843.39 | 21185110.87 | 118941907.39 | 0 | 0 | 0 | 0 | 0 | 0 |  | 230713.9535 | 10393689.974 | 66868604.9014 | 0 | 0 | 0 | 0 | 0 | 0 | 164129.4365 | 10791420.896 | 52073302.4886
5035 | VESTAL SUB | 220 | Mix Subs |  | Allocated according to substation percentage | [5 empty] | 7242.88 | 2055229.56 | 55783186.12 | 0 | 0 | 0 | 0 | 0 | 0 |  | 4141.7251 | 1061096.2636 | 27779976.6821 | 0 | 0 | 0 | 0 | 0 | 0 | 3101.1549 | 994133.2964 | 28003209.4379
5038 | NO. T/S REG OFC/VALENCIA | Misc | Mix Subs |  | Allocated according to substation percentage | [5 empty] | 123341.95 | 3723402.58 | 0 | 0 | 0 | 0 | 0 | 0 | 0 |  | 90846.4453 | 2411507.79 | 0 | 0 | 0 | 0 | 0 | 0 | 0 | 32495.5047 | 1311894.79 | 0
5040 | EAGLE MT. SUB | 220 | Mix Subs |  | Allocated according to substation percentage | [5 empty] | 0 | 411343.02 | 18744676.59 | 0 | 0 | 0 | 0 | 0 | 0 |  | 0 | 61360.2509 | 1493101.2114 | 0 | 0 | 0 | 0 | 0 | 0 | 0 | 349982.7691 | 17251575.3786
5041 & 8040 | Inyokern (CEP) & Inyokern | 115 | Mix Subs |  | Allocated according to substation percentage | [5 empty] | 7964.44 | 485868.6 | 14821218.64 | 0 | 0 | 0 | 0 | 0 | 0 |  | 2248.2015 | 56275.0949 | 4112290.0028 | 0 | 0 | 0 | 0 | 0 | 0 | 5716.2385 | 429593.5051 | 10708928.6372
5042 & 8046 | Kramer & Kramer-Radial Line Agmt | 220 | Mix Subs |  | Allocated according to substation percentage | [5 empty] | 48811.41 | 2548729.35 | 52285351.15 | 0 | 0 | 0 | 0 | 0 | 0 |  | 38292.1797 | 1490274.942 | 41034566.063 | 0 | 0 | 0 | 0 | 0 | 0 | 10519.2303 | 1058454.408 | 11250785.087
5043 | CIMA SUB | 220 | Mix Subs |  | Allocated according to substation percentage | [5 empty] | 1823.96 | 17122.87 | 3284605.86 | 0 | 0 | 0 | 0 | 0 | 0 |  | 207.2382 | 1945.499 | 372292.8401 | 0 | 0 | 0 | 0 | 0 | 0 | 1616.7218 | 15177.371 | 2912313.0199
5050 | PARDEE SUB | 220 | Mix Subs |  | Allocated according to substation percentage | [5 empty] | 970263.37 | 10904322.63 | 44522083.38 | 0 | 0 | 0 | 0 | 0 | 0 |  | 866270.0744 | 3098998.2003 | 35033967.9155 | 0 | 0 | 0 | 0 | 0 | 0 | 103993.2956 | 7805324.4297 | 9488115.4645
5055 | GOLETA SUB | 220 | Mix Subs |  | Allocated according to substation percentage | [5 empty] | 236193.55 | 3916188.7 | 28647893.38 | 0 | 0 | 0 | 0 | 0 | 0 |  | 88251.003 | 2227330.4981 | 10303037.4401 | 0 | 0 | 0 | 0 | 0 | 0 | 147942.547 | 1688858.2019 | 18344855.9399
5056 | MOORPARK SUB | 220 | Mix Subs |  | Allocated according to substation percentage | [5 empty] | 184090.99 | 6657112.48 | 68170662.21 | 0 | 0 | 0 | 0 | 0 | 0 |  | 23594.7708 | 840437.1998 | 8406286.7836 | 0 | 0 | 0 | 0 | 0 | 0 | 160496.2192 | 5816675.2802 | 59764375.4264
5059 | BAILEY SUB | 220 | Mix Subs |  | Allocated according to substation percentage | [5 empty] | 111063.36 | 7296500.99 | 33994407.1 | 0 | 0 | 0 | 0 | 0 | 0 |  | 111063.36 | 7219734.94 | 32488856.99 | 0 | 0 | 0 | 0 | 0 | 0 | 0 | 76766.05 | 1505550.11
5060 | PADUA SUB | 220 | Mix Subs |  | Allocated according to substation percentage | [5 empty] | 149547.04 | 5337784.83 | 54332705.87 | 0 | 0 | 0 | 0 | 0 | 0 |  | 58224.6275 | 1989322.5097 | 20899811.9016 | 0 | 0 | 0 | 0 | 0 | 0 | 91322.4125 | 3348462.3203 | 33432893.9684
5062 | CHINO SUB | 220 | Mix Subs |  | Allocated according to substation percentage | [5 empty] | 34464.6 | 3865219.4 | 38135480.05 | 0 | 0 | 0 | 0 | 0 | 0 |  | 7949.898 | 854934.6216 | 8809118.8214 | 0 | 0 | 0 | 0 | 0 | 0 | 26514.702 | 3010284.7784 | 29326361.2286
5063 | JULIAN HINDS SUB | 220 | Mix Subs |  | Allocated according to substation percentage | [5 empty] | 0 | 1464256.01 | 23926553.87 | 0 | 0 | 0 | 0 | 0 | 0 |  | 0 | 1513750.1228 | 23577712.4981 | 0 | 0 | 0 | 0 | 0 | 0 | 0 | -49494.1128 | 348841.3719
5064 | VISTA SUB | 220 | Mix Subs |  | Allocated according to substation percentage | [5 empty] | 52108.99 | 26210253.58 | 76099574.13 | 0 | 0 | 0 | 0 | 0 | 0 |  | 9601.6289 | 4688031.2821 | 12938110.327 | 0 | 0 | 0 | 0 | 0 | 0 | 42507.3611 | 21522222.2979 | 63161463.803
5067 | DEVERS SUB | 500 | Mix Subs |  | Allocated according to substation percentage | [5 empty] | 1370883.92 | 42025572.47 | 227548513.86 | 0 | 0 | 0 | 0 | 0 | 0 |  | 1146181.6096 | 30377560.812 | 191588247.6354 | 0 | 0 | 0 | 0 | 0 | 0 | 224702.3104 | 11648011.658 | 35960266.2246
5070 & 8034 | Valley & Valley - CEP | 500 | Mix Subs |  | Allocated according to substation percentage | [5 empty] | 311357.74 | 40962650.03 | 210071522.6 | 0 | 0 | 0 | 0 | 0 | 0 |  | 94868.0751 | 8806661.1282 | 68130583.848 | 0 | 0 | 0 | 0 | 0 | 0 | 216489.6649 | 32155988.9018 | 141940938.752
5071 | HINSON SUB | 220 | Mix Subs |  | Allocated according to substation percentage | [5 empty] | 678277.54 | 2621101.67 | 36780116.07 | 0 | 0 | 0 | 0 | 0 | 0 |  | 165707.7721 | 145627.0581 | 7521319.643 | 0 | 0 | 0 | 0 | 0 | 0 | 512569.7679 | 2475474.6119 | 29258796.427
5073 | LIGHTHIPE SUB | 220 | Mix Subs |  | Allocated according to substation percentage | [5 empty] | 164679.62 | 14096269.35 | 37403797.52 | 0 | 0 | 0 | 0 | 0 | 0 |  | 49733.0843 | 4326780.7698 | 11338116.2325 | 0 | 0 | 0 | 0 | 0 | 0 | 114946.5357 | 9769488.5802 | 26065681.2875
5075 | DEL AMO SUB | 220 | Mix Subs |  | Allocated according to substation percentage | [5 empty] | 164746.79 | 6720665.17 | 60588109.9 | 0 | 0 | 0 | 0 | 0 | 0 |  | 30790.8559 | 954396.7627 | 10149391.8837 | 0 | 0 | 0 | 0 | 0 | 0 | 133955.9341 | 5766268.4073 | 50438718.0163
5079 | WINDHUB SUB | 500 | Mix Subs |  | Allocated according to substation percentage | [5 empty] | 1231925.62 | 31901424.72 | 211759753.77 | 0 | 0 | 0 | 0 | 0 | 0 |  | 1095379.247 | 27506351.9194 | 188265629.3542 | 0 | 0 | 0 | 0 | 0 | 0 | 136546.373 | 4395072.8006 | 23494124.4158
5081 | BARRE SUB | 220 | Mix Subs |  | Allocated according to substation percentage | [5 empty] | 86187.91 | 4105721.6 | 61137041.45 | 0 | 0 | 0 | 0 | 0 | 0 |  | 28617.5763 | 1323442.207 | 19813149.231 | 0 | 0 | 0 | 0 | 0 | 0 | 57570.3337 | 2782279.393 | 41323892.219
5082 | VILLA PARK SUB | 220 | Mix Subs |  | Allocated according to substation percentage | [5 empty] | 270570.03 | 7005025.26 | 54383358.01 | 0 | 0 | 0 | 0 | 0 | 0 |  | 84404.3614 | 2377132.9096 | 16143270.3128 | 0 | 0 | 0 | 0 | 0 | 0 | 186165.6686 | 4627892.3504 | 38240087.6972
5084 | CENTER SUB | 220 | Mix Subs |  | Allocated according to substation percentage | [5 empty] | 71801.92 | 5224510.31 | 52694272.87 | 0 | 0 | 0 | 0 | 0 | 0 |  | 7183.0839 | 413284.7975 | 4896868.9856 | 0 | 0 | 0 | 0 | 0 | 0 | 64618.8361 | 4811225.5125 | 47797403.8844
5085 & 5881 | JOHANNA SUB | 220 | Mix Subs |  | Allocated according to substation percentage | [5 empty] | 813416.05 | 5559677.58 | 25639313.77 | 0 | 0 | 0 | 0 | 0 | 0 |  | 263465.7452 | 1568038.9825 | 9174666.006 | 0 | 0 | 0 | 0 | 0 | 0 | 549950.3048 | 3991638.5975 | 16464647.764
5086 | ELLIS SUB | 220 | Mix Subs |  | Allocated according to substation percentage | [5 empty] | 59737.29 | 5351859.92 | 76011563.75 | 0 | 0 | 0 | 0 | 0 | 0 |  | 13938.3815 | 1317885.0203 | 16494932.4146 | 0 | 0 | 0 | 0 | 0 | 0 | 45798.9085 | 4033974.8997 | 59516631.3354
5087 | OLINDA SUB | 220 | Mix Subs |  | Allocated according to substation percentage | [5 empty] | 390538.01 | 2233805.76 | 33241682.64 | 0 | 0 | 0 | 0 | 0 | 0 |  | 60194.0538 | 344298.9461 | 4282558.1327 | 0 | 0 | 0 | 0 | 0 | 0 | 330343.9562 | 1889506.8139 | 28959124.5073
5088 | SANTIAGO SUB | 220 | Mix Subs |  | Allocated according to substation percentage | [5 empty] | 557976.42 | 13574839.58 | 153601723.7 | 0 | 0 | 0 | 0 | 0 | 0 |  | 436151.2031 | 10610990.7197 | 120065246.82 | 0 | 0 | 0 | 0 | 0 | 0 | 121825.2169 | 2963848.8603 | 33536476.88
5096 | ETIWANDA SWITCHRACK SUB | 220 | Mix Subs |  | Allocated according to substation percentage | [5 empty] | 186144.21 | 4340556.31 | 56563184.84 | 0 | 0 | 0 | 0 | 0 | 0 |  | 36583.7911 | 780185.1273 | 11556513.3194 | 0 | 0 | 0 | 0 | 0 | 0 | 149560.4189 | 3560371.1827 | 45006671.5206
5100 | METRO REGION | 33kV & Below | Mix Subs |  | Allocated according to substation percentage | [5 empty] | 0 | 0 | 265939.47 | 0 | 0 | 0 | 0 | 0 | 0 |  | 0 | 0 | 181792.2157 | 0 | 0 | 0 | 0 | 0 | 0 | 0 | 0 | 84147.2543
5556 | NEENACH SUB | 66kV | Mix Subs |  | Allocated according to substation percentage | [5 empty] | 0 | 0 | 408193.41 | 0 | 0 | 0 | 0 | 0 | 0 |  | 0 | 0 | 240767.6906 | 0 | 0 | 0 | 0 | 0 | 0 | 0 | 0 | 167425.7194
8065 | ALBERHILL SUB | 500 | Mix Subs |  | Allocated according to substation percentage | [5 empty] | 0 | 0 | 0 | 0 | 0 | 0 | 0 | 0 | 0 |  | 0 | 0 | 0 | 0 | 0 | 0 | 0 | 0 | 0 | 0 | 0 | 0
9339 | CONWAY SUMMIT COMM SITE | Misc | Mix Subs |  | Allocated according to substation percentage | [5 empty] | 0 | 0 | 14912.55 | 0 | 0 | 0 | 0 | 0 | 0 |  | 0 | 0 | 8613.2471 | 0 | 0 | 0 | 0 | 0 | 0 | 0 | 0 | 6299.3029
8370 | SANDLOT SUB | 220 | Mix Subs |  | Allocated according to substation percentage | [5 empty] | 0 | 790435.74 | 4014370.61 | 0 | 0 | 0 | 0 | 0 | 0 |  | 0 | 459747.744 | 2334911.9202 | 0 | 0 | 0 | 0 | 0 | 0 | 0 | 330687.996 | 1679458.6898
8063 | CHEVMAIN | 220 | Mix Subs |  | Allocated according to substation percentage | [5 empty] | 0 | 376650.19 | 15382416.33 | 0 | 0 | 0 | 0 | 0 | 0 |  | 0 | 89221.5195 | 3636187.5409 | 0 | 0 | 0 | 0 | 0 | 0 | 0 | 287428.6705 | 11746228.7891
6072 | BARSTOW NO RGN-SAN BERDOO | CSTMR SRVC FAC. | Mix Subs |  | Allocated according to substation percentage | [5 empty] | 0 | 7617.03 | 0 | 0 | 0 | 0 | 0 | 0 | 0 |  | 0 | 4933.2638 | 0 | 0 | 0 | 0 | 0 | 0 | 0 | 0 | 2683.7662 | 0
9010 | B&A-T/S 3RD FLOOR-GO3 | 220 | Mix Subs |  | Allocated according to substation percentage | [5 empty] | 0 | 0 | 823.26 | 0 | 0 | 0 | 0 | 0 | 0 |  | 0 | 0 | 475.5016 | 0 | 0 | 0 | 0 | 0 | 0 | 0 | 0 | 347.7584
9024 | CHINO OFC BLDG (FACILITY) | Misc | Mix Subs |  | Allocated according to substation percentage | [5 empty] | 0 | 373557.62 | 0 | 0 | 0 | 0 | 0 | 0 | 0 |  | 0 | 241939.2186 | 0 | 0 | 0 | 0 | 0 | 0 | 0 | 0 | 131618.4014 | 0
7010 | FRESNO COUNTY | 33kV & Below | Mix Subs |  | Allocated according to substation percentage | [5 empty] | 0 | 0 | 0 | 0 | 0 | 0 | 0 | 0 | 0 |  | 0 | 0 | 0 | 0 | 0 | 0 | 0 | 0 | 0 | 0 | 0 | 0
7056 | VENTURA COUNTY | 33kV & Below | Mix Subs |  | Allocated according to substation percentage | [5 empty] | 0 | 0 | 74797.93 | 0 | 0 | 0 | 0 | 0 | 0 |  | 0 | 0 | 43202.0717 | 0 | 0 | 0 | 0 | 0 | 0 | 0 | 0 | 31595.8583
8000 | ROADWAY(CEP) | 115 | Mix Subs |  | Allocated according to substation percentage | [5 empty] | 110642.68 | 741715.43 | 12982650.65 | 0 | 0 | 0 | 0 | 0 | 0 |  | 24273.3106 | 148555.1791 | 2157861.6869 | 0 | 0 | 0 | 0 | 0 | 0 | 86369.3694 | 593160.2509 | 10824788.9631
8006 | EL CASCO SUBSTATION | 220 | Mix Subs |  | Allocated according to substation percentage | [5 empty] | 0 | 30221975.58 | 56892733.85 | 0 | 0 | 0 | 0 | 0 | 0 |  | 0 | 3548261.1842 | 6358642.6061 | 0 | 0 | 0 | 0 | 0 | 0 | 0 | 26673714.3958 | 50534091.2439
8037 | TORTILLA(CEP) SUB | 115 | Mix Subs |  | Allocated according to substation percentage | [5 empty] | 17113.75 | 1027694.24 | 11213200.94 | 0 | 0 | 0 | 0 | 0 | 0 |  | 5444.2371 | 141282.5257 | 4338454.72 | 0 | 0 | 0 | 0 | 0 | 0 | 11669.5129 | 886411.7143 | 6874746.22
8049 | VICTOR SUB | 220 | Mix Subs |  | Allocated according to substation percentage | [5 empty] | 22088.07 | 12172329.93 | 112484144.91 | 0 | 0 | 0 | 0 | 0 | 0 |  | 19567.246 | 10235322.6898 | 99508267.2826 | 0 | 0 | 0 | 0 | 0 | 0 | 2520.824 | 1937007.2402 | 12975877.6274
9203 | FUELS | Misc | Mix Subs |  | Allocated according to substation percentage | [5 empty] | 0 | 0 | 341890.03 | 0 | 0 | 0 | 0 | 0 | 0 |  | 0 | 0 | 197470.1385 | 0 | 0 | 0 | 0 | 0 | 0 | 0 | 0 | 144419.8915
9221 | INNOVATION VILLAGE 1 | Div Offices & Misc | Mix Subs |  | Allocated according to substation percentage | [5 empty] | 0 | 0 | 1509814.62 | 0 | 0 | 0 | 0 | 0 | 0 |  | 0 | 0 | 872044.4469 | 0 | 0 | 0 | 0 | 0 | 0 | 0 | 0 | 637770.1731
9243 | CONTROL SYS SEC-ALHAMBRA | Div Offices & Misc | Mix Subs |  | Allocated according to substation percentage | [5 empty] | 0 | 375557.59 | 2962531.52 | 0 | 0 | 0 | 0 | 0 | 0 |  | 0 | 243234.5239 | 1711110.1764 | 0 | 0 | 0 | 0 | 0 | 0 | 0 | 132323.0661 | 1251421.3436
9078 | IRVINE OPER CENTER | Misc | Mix Subs |  | Allocated according to substation percentage | [5 empty] | 0 | 8245.08 | 0 | 0 | 0 | 0 | 0 | 0 | 0 |  | 0 | 5340.0282 | 0 | 0 | 0 | 0 | 0 | 0 | 0 | 0 | 2905.0518 | 0
9330 | TELECOMM-ALHAMBRA | Misc | Mix Subs |  | Allocated according to substation percentage | [5 empty] | 0 | 0 | 108737.06 | 0 | 0 | 0 | 0 | 0 | 0 |  | 0 | 0 | 65594.0248 | 0 | 0 | 0 | 0 | 0 | 0 | 0 | 0 | 43143.0352
2556 | CONTROL STATION | 115 | Mix Subs |  | Allocated according to substation percentage | [5 empty] | 0 | 1598258.74 | 15357249.44 | 0 | 40797.77 | 25498.72 | 0 | 0 | 0 |  | 0 | 1314463.8683 | 13225143.2914 | 0 | 34984.7107 | 21865.5417 | 0 | 0 | 0 | 0 | 283794.8717 | 2132106.1486
5014 | WALNUT SUB | 220 | Mix Subs |  | Allocated according to substation percentage | [5 empty] | 97954.96 | 5107760.1 | 34639105.1 | 0 | 0 | 0 | 0 | 0 | 0 |  | 6594.3674 | 308424.8945 | 2303823.9163 | 0 | 0 | 0 | 0 | 0 | 0 | 91360.5926 | 4799335.2055 | 32335281.1837
5015 | GOULD SUB | 220 | Mix Subs |  | Allocated according to substation percentage | [5 empty] | 29300.3 | 1468802.68 | 32613874.81 | 0 | 0 | 0 | 0 | 0 | 4090.16 |  | 10900.8419 | 410835.1005 | 11819117.5256 | 0 | 0 | 0 | 0 | 0 | 1467.7264 | 18399.4581 | 1057967.5795 | 20794757.2844
5021 | LA FRESA SUB | 220 | Mix Subs |  | Allocated according to substation percentage | [5 empty] | 101370 | 5951628.51 | 95497328.65 | 0 | 0 | 0 | 64.09 | 0 | 0 |  | 17895.9312 | 1032768.1873 | 14366110.3012 | 0 | 0 | 0 | 9.7298 | 0 | 0 | 83474.0688 | 4918860.3227 | 81131218.3488
5052 | ANTELOPE SUB | 500 | Mix Subs |  | Allocated according to substation percentage | [5 empty] | 21982.74 | 7700368.08 | 204807659.86 | 0 | 0 | 0 | 37190.89 | 0 | 0 |  | 21981.7708 | 6776588.4963 | 202897396.8864 | 0 | 0 | 0 | 36694.9572 | 0 | 0 | 0.96918 | 923779.5837 | 1910262.9736
5053 | SANTA CLARA SUB | 220 | Mix Subs |  | Allocated according to substation percentage | [5 empty] | 140739.2 | 3886681.42 | 51924119.6 | 0 | 0 | 0 | 0 | 0 | 13555.04 |  | 40343.8336 | 844880.1713 | 15120729.8976 | 0 | 0 | 0 | 0 | 0 | 3877.6653 | 100395.3664 | 3041801.2487 | 36803389.7024
5069 | MIRA LOMA SUB | 500 | Mix Subs |  | Allocated according to substation percentage | [5 empty] | 474735.39 | 50977535.5 | 207341363.13 | 0 | 123409.71 | 0 | 0 | 0 | 0 |  | 405601.9952 | 22997886.8307 | 177653059.2736 | 0 | 95876.8958 | 0 | 0 | 0 | 0 | 69133.3948 | 27979648.6693 | 29688303.8564
5074 | LAGUNA BELL SUB | 220 | Mix Subs |  | Allocated according to substation percentage | [5 empty] | 131262.5 | 3046693.61 | 49685537.96 | 0 | 0 | 0 | 14171.84 | 0 | 0 |  | 33541.2378 | 703473.5013 | 12878809.4316 | 0 | 0 | 0 | 3650.1802 | 0 | 0 | 97721.2622 | 2343220.1087 | 36806728.5284
5083 | VIEJO SUBSTATION | 220 | Mix Subs |  | Allocated according to substation percentage | [5 empty] | 13285971.26 | 8784046.28 | 34762158.76 | 0 | 0 | 0 | 10.21 | 0 | 0 |  | 3199451.3154 | 2115241.7828 | 8375514.6078 | 0 | 0 | 0 | 2.4595 | 0 | 0 | 10086519.9446 | 6668804.4972 | 26386644.1522
8012 | MIRAGE(CEP) SUB | 220 | Mix Subs |  | Allocated according to substation percentage | [5 empty] | 629540.58 | 4895811.64 | 57424477.77 | 0.62 | 0 | 0.64 | 0 | 0 | 0.64 |  | 279131.8001 | 2110595.5261 | 23424329.9749 | 0.25425 | 0 | 0.26245 | 0 | 0 | 0.26245 | 350408.7799 | 2785216.1139 | 34000147.7951
5034 | SRINGVILLE SUB | 220 | Mix Subs |  | Allocated according to substation percentage | [5 empty] | 12197.68 | 2080488.35 | 33939966.96 | 0 | 0 | 6813.8 | 0 | 0 | 0 |  | 3379.1355 | 339140.5205 | 9678516.4273 | 0 | 0 | 1894.985 | 0 | 0 | 0 | 8818.5445 | 1741347.8295 | 24261450.5327
Lines:
[11 empty] | Balance by FERC Account (Total Transmission) Current Study 359: 1000 kV T Lines | 1000 | 0 | 96381.68 | 0 | 40138710.08 | 0 | 40130544.9 | 0 | 0 | 805711.53
[11 empty] | Balance by FERC Account (Total Transmission) Current Study 359: 500 kV T Lines | 500 | 124558704.88 | 6058121 | 611537.23 | 1384581091.91 | 123525533.4758 | 615290425.6 | 190634622.5572 | 67998232.94 | 65566421.95
[11 empty] | Balance by FERC Account (Total Transmission) Current Study 359: 220 kV T Lines | 220 | 82584027.3982 | 11477412.0161 | 827191.2479 | 856282069.7027 | 188012425.2146 | 632481415.0552 | 185958.6107 | 15763573.58 | 106701020.9893
[11 empty] | Balance by FERC Account (Total Transmission) Current Study 359: 161 kV T Lines | 161 | 33310 | 0 | 0 | 0 | 2769999.74 | 331263.41 | 0 | 0 | 4845.05
[11 empty] | Balance by FERC Account (Total Transmission) Current Study 359: 115 kV T Lines | 115 | 5163949.8934 | 106602.1648 | 1126578.4892 | 3568719.7596 | 56059333.2158 | 19732899.4719 | 70621.0579 | 227412.8972 | 564109.7773
[11 empty] | Balance by FERC Account (Total Transmission) Current Study 359: 66 kV T Lines | 66 | 226189.6012 | 76795.3279 | 16981.8523 | 139203.1092 | 6632459.5897 | 1890321.8396 | 0 | 0 | 121081.4779
[11 empty] | Balance by FERC Account (Total Transmission) Current Study 359: 55 kV T Lines | 55 | 138481.2805 | 1202043.5006 | 0 | 0 | 9542540.263 | 1652517.0216 | 0 | 0 | 20411.7323
[11 empty] | Balance by FERC Account (Total Transmission) Current Study 359: Total Lines |  | 212704663.0534 | 19017355.6893 | 2582288.8193 | 2284709794.5615 | 386542291.4989 | 1311509387.2982 | 190891202.2258 | 83989219.4172 | 173783602.5068
[11 empty] | Balance by FERC Account (Total Transmission) Current Study 359: Non-Lines: |  | 40007570.7149 | 577767240.1128 | 3457971845.155 | 0 | 0 | 0 | 0 | 0 | 0